## README
Supplementary Materials Workbook
Manuscript | Post-Market Safety Signals and Regulatory Lifecycle of Deep Brain Stimulation Systems for Movement Disorders: A Multi-Database FDA Public-Records Analysis
Scope | Final supplementary structure after removal of former Table S11 validation codebook. Exploratory statistics previously planned as Table S12 are now renumbered as Table S11.
Sheet | Supplementary table
S1_MAUDE_Annual | Table S1. Annual MAUDE event-type counts
S2_Manufacturer | Table S2. Manufacturer-associated distribution
S3_Validation | Table S3. Full validation metrics for all narrative-derived categories
S4_Component | Table S4. Automated component-category assignments
S5_Recall_Product | Table S5. Curated recall product-level records
S6_Recall_Event | Table S6. Curated recall event-level records
S7_PMA_Manufacturer | Table S7. PMA manufacturer summary
S8_PMA_ProductCode | Table S8. PMA product-code summary
S9_PMA_Annual | Table S9. PMA annual counts
S10_Query_Manifest | Table S10. Product-code retrieval and query-manifest summary
S11_Stats | Table S11. Exploratory statistical-analysis details and standardized residuals
Important interpretation note | These supplementary tables describe public FDA records. They do not estimate incidence, patient-level risk, comparative manufacturer safety, or causality.
Data lock | 14 June 2026
Validation note | Kappa values in S3 compare automated dictionary-derived labels with the manually adjudicated reference standard; they are not pre-consensus human inter-rater reliability estimates.
Figure 2 Panel C | Panel C is described in the manuscript as a data-derived descriptive plot of dictionary-positive narrative categories.

## S1_MAUDE_Annual
Year | Total reports | Injury | Malfunction | Death | Other
2015 | 3088 | 1706 | 1333 | 49 | 0
2016 | 3561 | 1917 | 1593 | 51 | 0
2017 | 3564 | 1660 | 1868 | 36 | 0
2018 | 4560 | 1771 | 2759 | 30 | 0
2019 | 2893 | 1444 | 1416 | 33 | 0
2020 | 2834 | 1539 | 1273 | 22 | 0
2021 | 2834 | 1615 | 1212 | 7 | 0
2022 | 2765 | 1624 | 1123 | 18 | 0
2023 | 4443 | 1869 | 2538 | 35 | 1
2024 | 5275 | 1914 | 3336 | 25 | 0
2025 | 4050 | 1991 | 2043 | 15 | 1

## S2_Manufacturer
Manufacturer-associated group | n | percent | Injury | Malfunction | Death
Medtronic-associated | 31803 | 79.8 | 12466 | 19098 | 239
Abbott/St. Jude-associated | 5120 | 12.8 | 3971 | 1114 | 35
Boston Scientific-associated | 2917 | 7.3 | 2605 | 263 | 47
Other/possibly miscoded or unclear | 25 | 0.1 | 6 | 19 | 0
Other/unclear DBS-associated | 2 | 0.0 | 2 | 0 | 0

## S3_Validation
Category | Auto-positive n 2015-2025 | percent | Auto-positive n 2015-2024 | percent2 | Sensitivity percent | Specificity percent | PPV percent | F1 percent | Cohen's kappa vs manual reference percent
Revision/reoperation | 7530 | 18.9 | 6377 | 17.8 | 75.3 | 90.5 | 64.7 | 69.6 | 49.8
Explant/removal | 10583 | 26.5 | 9407 | 26.3 | 98.8 | 91.5 | 76.6 | 86.3 | 79.8
Replacement/exchange | 15096 | 37.9 | 13136 | 36.7 | 87.8 | 82.8 | 63.2 | 73.5 | 52.2
Infection/wound/erosion | 5455 | 13.7 | 4977 | 13.9 | 88.9 | 98.8 | 92.3 | 90.6 | 85.9
Lead migration/displacement | 743 | 1.9 | 673 | 1.9 | 100.0 | 98.7 | 54.5 | 70.6 | 56.4
Lead fracture/damage | 670 | 1.7 | 623 | 1.7 | 35.3 | 100.0 | 100.0 | 52.2 | 55.4
Extension/connector problem | 9249 | 23.2 | 8257 | 23.1 | 92.3 | 78.6 | 12.9 | 22.6 | 10.3
Impedance/circuit problem | 6554 | 16.4 | 5935 | 16.6 | 75.3 | 95.1 | 80.3 | 77.7 | 71.4
IPG/battery/charging problem | 13666 | 34.3 | 11899 | 33.2 | 81.4 | 73.4 | 35.3 | 49.2 | 24.6
Programmer/software/communication problem | 8428 | 21.1 | 7649 | 21.4 | 96.2 | 85.2 | 31.6 | 47.6 | 35.1
Stimulation-related adverse effect | 2503 | 6.3 | 2360 | 6.6 | 25.0 | 94.9 | 17.4 | 20.5 | 31.8
Loss of benefit/inadequate therapy | 808 | 2.0 | 686 | 1.9 | 23.8 | 99.7 | 90.9 | 37.7 | 31.3
Hemorrhage/stroke-like event | 1504 | 3.8 | 1415 | 4.0 | 80.0 | 99.7 | 94.1 | 86.5 | 73.7
Seizure | 676 | 1.7 | 631 | 1.8 | 100.0 | 100.0 | 100.0 | 100.0 | 100.0
Psychiatric/behavioral event | 1022 | 2.6 | 968 | 2.7 | 37.5 | 98.4 | 33.3 | 35.3 | 54.5
Death-coded report | 729 | 1.8 | 691 | 1.9 | 100.0 | 99.2 | 70.0 | 82.4 | 70.9

## S4_Component
Automated component category | n | percent
ipg/neurostimulator | 9694 | 24.3
lead/electrode | 4581 | 11.5
unknown/not specified | 3987 | 10.0
multiple: ipg/neurostimulator; lead/electrode | 3284 | 8.2
multiple: ipg/neurostimulator; programmer/software | 2586 | 6.5
multiple: extension/connector; ipg/neurostimulator; lead/electrode | 2546 | 6.4
multiple: charger; ipg/neurostimulator | 2389 | 6.0
multiple: extension/connector; ipg/neurostimulator | 2068 | 5.2
multiple: charger; extension/connector | 1475 | 3.7
multiple: extension/connector; lead/electrode | 1387 | 3.5
multiple: charger; ipg/neurostimulator; programmer/software | 1212 | 3.0
extension/connector | 1025 | 2.6
charger | 803 | 2.0
multiple: charger; extension/connector; ipg/neurostimulator | 729 | 1.8
programmer/software | 697 | 1.7

## S5_Recall_Product
recall_unique_key | cfres_id | product_res_number | res_event_number | event_date_initiated | event_date_posted | event_date_terminated | recall_status | product_code | pma_numbers | manufacturer_group_curated | recalling_firm | product_description | code_info | reason_for_recall | root_cause_description | action | product_quantity | distribution_pattern | component_category_auto | curated_problem_category | retrieval_strategy | retrieval_terms | _all_retrieval_terms | include_primary_dbs_system_recall_record | curation_note
Z-1617-2015¦71016 | 135848 | Z-1617-2015 | 71016 | 2015-04-16 | 2015-05-15 | 2016-07-22 | Terminated | MHY | P960009 | Medtronic-associated | Medtronic Neuromodulation | Medtronic DBS Extension Kit for Deep Brain Stimulation, Models 37085 and 37086. Sterile | all Serial numbers | Medtronic is providing Important information regarding extension handling during implant procedure after receiving reports of high impedances. This applies to extension Models 37085 and 37086 which can be used with the following implantable Neurostimulators: Activa PC (Model 37601), Activa RC (Model 37612), and the Activa SC (Model 37603). | Under Investigation by firm | Medtronic began notifying consignees with an Urgent Medical Device Safety Notification letter beginning April 16, 2015. Consignees will be notified by mail and/or in person, by visit of a Medtronic field representative. The letter described the issue and provided recommendations of following the instructions defined within the Neurostimulator implant manual. A Physician Reply Form was asked to be returned via fax at 800-897-3899 or email to neuro.quality@medtronic.com. Consignees with questions can contact Medtronic Neuromodulation Technical Services at 1-800-707-0933 weekdays 7am - 6pm CST. | 86,851 (US 37,933 / OUS 48,918) | worldwide | multiple: extension/connector; ipg/neurostimulator; labeling/mri/instructions; surgical accessory | Extension/impedance handling | keyword_product_description | deep brain stimulation | ['DBS', 'deep brain stimulation'] | Yes | DBS extension kit; high impedance handling notification
Z-2602-2016¦74545 | 147876 | Z-2602-2016 | 74545 | 2016-06-10 |  | 2016-10-03 | Terminated | MHY | P960009 | Medtronic-associated | Medtronic Neuromodulation | Medtronic, Lead Kit for DBS Stimulation. Model Numbers 3387S-40 (p/n 3387S0007V) & 3389S-40 (p/n 3389S0008V). | lots: VA15GPJ, VA15K3N, VA15K7K | Medtronic has voluntarily decided to retrieve unused Model 3387S-40 and 3389S-40 DBS leads from three manufacturing lot numbers. During the manufacturing process of a DBS lead component, Medtronic identified the potential for lead insulation damage. | Process design | Consignees were delivered in person by Medtronic Field Representatives a "Medical Device Removal" letter dated June 2016. The letter described the problem and the product involved in the recall. Advised consignees to return the unused product and to complete the Customer Confirmation Form. For questions contact Medtronic Technical Services at 800-707-09033 weekdays 7 am - 6 pm, or contact your Medtronic representative. | 70 | US: AR, CA, FL, IL MD, MO, NE, NY, OH, TN WI. | multiple: lead/electrode; surgical accessory | Lead insulation damage | keyword_product_description | DBS | ['DBS'] | Yes | DBS lead kit; potential lead insulation damage
Z-2645-2016¦74552 | 147891 | Z-2645-2016 | 74552 | 2016-06-23 |  | 2017-09-21 | Terminated | MHY | P960009 | Medtronic-associated | Medtronic Neuromodulation | DBS Pocket Adaptor, Model 64001 and Model 64002. The Medtronic Models 64001 (1x4) and 64002 (2x4) Pocket Adaptors can be used as a part of a neurostimulation system for deep brain stimulation. The pocket adaptor is intended to be implanted with the new replacement neurostimulator in the same pocket used for the explanted neurostimulator. Implanting in the same neurostimulator pocket allows for a single-incision procedure. | Notification is not lot specific. | Due to the potential for pocket adaptor conductor wire fractures involving DBS Pocket Adaptor Model 64001 and Model 64002, a safety notification was sent to healthcare professionals to reinforce device specific labeling for the handling of pocket adaptors and system integrity checking during implant procedures. | Nonconforming Material/Component | Consignees were sent on 6/23/2016 a "Medical Device Safety Notification," dated June 2016. The letter was addressed to Healthcare Professional. The letter described "Background" information on the problem and product involved in the recall. It also provided "Recommendations" which included "Implanting the pocket adaptor with the neurostimulator" and "Checking system integrity". For questions contact Medtronic Neuromodulation Technical Services at 1-800-707-0933 weekdays 7 am - 6pm CST. | 7,542 in the US and 12,999 outside the US. | Worldwide Distribution. | multiple: extension/connector; ipg/neurostimulator; labeling/mri/instructions | Pocket adaptor conductor wire fracture | keyword_product_description | deep brain stimulation | ['DBS', 'deep brain stimulation'] | Yes | DBS pocket adaptor; conductor wire fracture potential
Z-3069-2017¦77839 | 158021 | Z-3069-2017 | 77839 | 2017-03-17 |  | 2021-04-22 | Terminated | MHY | P960009 | Medtronic-associated | Medtronic Neuromodulation | DBS Lead Depth Stop contained in Medtronic Deep Brain Stimulation (DBS) lead kits, models 3387/3387S, 3389/3389S, and 3391/3391S, The lead kit contains one DBS lead in addition to multiple accessories used in DBS lead implant procedures. Among these accessories is the DBS lead holder, also referred to as the lead depth stop. The lead holder affixes to the DBS lead during the lead implant procedure, marking the distance to the lead tip and providing control of DBS lead depth during implant by interfacing with the stereotactic system | Model 3387, Lot Serial #: 0206880294, 0206882647, 0206882779, 0206882780, 0206882781, 0206882782, 0206882783, 0206886184, 0206886323, 0206886328, 0206886330, 0206886331, 0206886332, 0206886333, 0206886603, 0206887813, 0206890443, 0206890444, 0206903488, 0206903489, 0206906792, 0206906793, 0206907159, 0206916391, 0206916392, 0206916393, 0206916394, 0206916395, 0206916396, 0206916397, 0206916398, 0206916399, 0206916797, 0206917120, 0206917121, 0206917122, 0206917123, 0206917124, 0206917125, 0206917126, 0206917127, 0206917128, 0206917129, 0206917130, 0206917131, 0206917132, 0206917302, 0206917303, 0206917304, 0206917306, 0206917307, 0206917308, 0206917310, 0206917312, 0206917560, 0206917561, 0206917563, 0206917564, 0206917565, 0206917566, 0206917568, 0206917569, 0206917570, 0206917572, 0206917573, 0206917574, 0206917575, 0206917576, 0206917577, 0206917578, 0206917579, 0206917620, 0206917621, 0206917622, 0206917623, 0206917624, 0206917625, 0206917626, 0206917627, 0206917628, 0206917629, 0206917630, 0206917631, 0206917632, 0206917633, 0206917634, 0206917635, 0206917636, 0206917637, 0206917638, 0206917639, 0206917660, 0206917661, 0206917662, 0206917663, 0206917664, 0206917665, 0206917666, 0206917667, 0206917668, 0206917669, 0206917670, 0206917671, 0206920443, 0206920444, 0206920445, 0206920447, 0206920448, 0206920449, 0206920450, 0206920451, 0206920452, 0206920453, 0206920454, 0206920455, 0206920456, 0206920457, 0206920458, 0206920459, 0206920460, 0206920461, 0206920462, 0206920463, 0206920663, 0206920664, 0206920665, 0206920666, 0206920667, 0206920668, 0206920669, 0206920670, 0206920671, 0206920672, 0206920673, 0206924158, 0206924492, 0206924493, 0206924494, 0206924604, 0206924605, 0206924606, 0206924607, 0206924608, 0206924609, 0206924610, 0206924611, 0206924612, 0206924613, 0206924614, 0206924615, 0206924616, 0206924617, 0206924618, 0206924619, 0206925140, 0206925141, 0206925142, 0206925143, 0206925245, 0206925290, 0206925291, 0206925292, 0206926111, 0206926112, 0206926414, 0206929827, 0206929828, 0206929829, 0206929830, 0206929849, 0206930146, 0206930736, 0206930737, 0206930941, 0206930942, 0206930943, 0206931910, 0206931911, 0206931927, 0206931928, 0206933408, 0206934345, 0206934346, 0206934347, 0206937919, 0206937920, 0206942506, 0206946796, 0206946798, 0206949034, 0206949035, 0206950164, 0206955498, 0206955499, 0206956649, 0206956650, 0206957515, 0206957516, 0206957517, 0206957518, 0206957519, 0206957801, 0206957802, 0206957803, 0206957804, 0206957805, 0206957806, 0206957807, 0206959205, 0206959206, 0206959207, 0206959208, 0206959209, 0206959210, 0206959211, 0206959212, 0206959213, 0206959214, 0206959215, 0206959216, 0206959217, 0206959218, 0206959220, 0206959221, 0206959222, 0206959223, 0206959224, 0206959501, 0206959502, 0206959503, 0206959682, 0206959684, 0206959686, 0206959687, 0206960104, 0206960105, 0206960106, 0206960107, 0206960108, 0206960109, 0206960147, 0206960148, 0206960149, 0206960655, 0206960658, 0206960666, 0206960667, 0206960668, 0206960669, 0206960670, 0206960671, 0206960676, 0206960677, 0206960678, 0206960679, 0206960680, 0206960681, 0206960694, 0206960695, 0206960696, 0206969559, 0206969560, 0206969561, 0206969562, 0206969563, 0206969564, 0206969565, 0206969566, 0206969567, 0206969568, 0206969569, 0206969570, 0206969571, 0206969572, 0206969573, 0206969574, 0206969575, 0206969576, 0206969577, 0206969578, 0206969691, 0206969692, 0206970927, 0206973200, 0206973201, 0206973202, 0206973203, 0206973204, 0206973205, 0206973206, 0206973800, 0206973801, 0206978789, 0206980541, 0206980542, 0206980543, 0206980970, 0206980971, 0206981705, 0206981706, 0206981707, 0206981714, 0206981715, 0206981754, 0206981771, 0206981772, 0206984645, 0206984646, 0206984650, 0206984675, 0206991945, 0206991946, 0206991947, 0206991948, 0206991949, 0206991950, 0206991951, 0206991952, 0206991953, 0206991954, 0206991955, 0206991956, 0206991957, 0206991958, 0206991959, 0206991960, 0206991961, 0206991962, 0206991963, 0206991964, 0206991965, 0206991966, 0206991967, 0206991968, 0206991969, 0206991970, 0206991971, 0206991972, 0206991973, 0206991974, 0206991975, 0206991976, 0206991977, 0206991978, 0206991979, 0206991984, 0206991985, 0206991986, 0206991987, 0206991988, 0206991989, 0206991990, 0206991991, 0206991992, 0206991993, 0206991994, 0206991995, 0206991996, 0206991997, 0206991998, 0206991999, 0206992000, 0206992001, 0206992002, 0206992003, 0206992004, 0206992005, 0206992006, 0206992007, 0206992008, 0206992009, 0206992010, 0206992011, 0206992012, 0206992013, 0206992014, 0206992015, 0206992016, 0206992017, 0206992018, 0206992019, 0206992020, 0206992021, 0206992022, 0206992023, 0206992024, 0206992025, 0206992026, 0206992027, 0206992028, 0206992029, 0206992030, 0206992031, 0206992032, 0206992033, 0206992034, 0206992035, 0206992036, 0206992037, 0206992038, 0206992039, 0206992040, 0206996540, 0206996541, 0206996542, 0206996543, 0206996544, 0206996545, 0206996546, 0206996547, 0206996548, 0206996549, 0206996550, 0206996551, 0206996552, 0206996553, 0206996554, 0206996555, 0206996556, 0206996557, 0206996558, 0206996559, 0206996560, 0206996561, 0206996562, 0206996563, 0207000225, 0207006520, 0207006777, 0207006778, 0207006779, 0207006780, 0207007919, 0207008220, 0207008221, 0207008222, 0207011212, 0207011213, 0207015958, 0207016168, 0207016796, 0207018882, 0207018883, 0207018884, 0207021792, 0207021793, 0207021794, 0207021795, 0207021796, 0207021797, 0207021798, 0207021799, 0207021800, 0207021801, 0207021802, 0207021803, 0207022120, 0207022121, 0207022122, 0207027753, 0207030645, 0207030646, 0207030647, 0207030648, 0207030649, 0207030650, 0207030651, 0207030652, 0207030653, 0207030654, 0207030655, 0207030656, 0207030657, 0207030658, 0207030659, 0207030780, 0207030781, 0207030980, 0207030981, 0207030982, 0207030983, 0207030985, 0207038190, 0207038192, 0207038195, 0207038423, 0207038424, 0207038425, 0207038426, 0207038427, 0207038434, 0207038435, 0207038436, 0207038437, 0207038438, 0207038439, 0207038440, 0207038441, 0207038442, 0207038443, 0207038457, 0207038458, 0207038459, 0207038460, 0207038461, 0207038462, 0207040184, 0207040185, 0207040187, 0207040188, 0207040189, 0207040190, 0207040191, 0207040239, 0207040240, 0207040241, 0207040242, 0207040243, 0207040244, 0207040573, 0207040574, 0207040575, 0207040576, 0207040712, 0207040713, 0207040714, 0207040715, 0207040718, 0207040719, 0207041016, 0207041811, 0207043628, 0207043629, 0207043630, 0207043631, 0207043632, 0207043658, 0207043659, 0207043660, 0207043871, 0207043872, 0207043874, 0207043875, 0207047746, 0207052711, 0207054947, 0207056625, 0207056626, 0207056628, 0207056629, 0207056630, 0207056631, 0207056807, 0207057256, 0207057257, 0207057427, 0207057428, 0207057429, 0207057430, 0207057431, 0207057432, 0207057433, 0207057434, 0207057435, 0207057436, 0207057437, 0207057438, 0207057439, 0207057440, 0207057441, 0207057442, 0207059495, 0207059565, 0207059566, 0207059567, 0207059956, 0207059959, 0207059963, 0207059985, 0207059986, 0207059987, 0207062240, 0207063038, 0207063039, 0207063040, 0207063133, 0207063134, 0207063135, 0207063136, 0207063137, 0207063138, 0207063139, 0207063140, 0207063141, 0207063142, 0207067134, 0207067135, 0207067136, 0207067137, 0207067138, 0207067139, 0207067140, 0207067141, 0207067142, 0207067143, 0207067146, 0207067147, 0207067148, 0207067847, 0207067848, 0207068325, 0207068326, 0207068327, 0207068449, 0207070300, 0207070321, 0207071704, 0207071705, 0207072960, 0207072961, 0207072962, 0207072963, 0207072964, 0207072965, 0207072966, 0207072967, 0207072968, 0207072969, 0207072970, 0207072971, 0207072972, 0207072973, 0207072974, 0207079003, 0207079004, 0207079339, 0207079340, 0207079341, 0207079342, 0207079343, 0207079414, 0207079415, 0207079416, 0207079417, 0207079418, 0207079419, 0207079435, 0207079436, 0207079437, 0207079438, 0207079439, 0207079440, 0207079441, 0207079467, 0207079468, 0207079469, 0207079470, 0207079471, 0207079472, 0207079473, 0207079474, 0207079475, 0207079476, 0207079477, 0207079478, 0207079479, 0207079480, 0207079481, 0207079482, 0207079483, 0207079484, 0207079485, 0207079486, 0207079487, 0207079488, 0207079489, 0207079490, 0207079491, 0207079492, 0207079493, 0207079494, 0207079495, 0207079496, 0207079497, 0207079498, 0207079641, 0207079642, 0207079643, 0207079645, 0207079680, 0207079681, 0207079701, 0207083910, 0207083911, 0207083912, 0207084903, 0207084904, 0207087901, 0207087902, 0207087903, 0207087904, 0207087905, 0207087906, 0207087907, 0207087908, 0207087909, 0207087910, 0207087951, 0207087952, 0207088003, 0207088004, 0207088005, 0207088431, 0207094140, 0207094142, 0207097722, 0207097723, 0207098161, 0207098162, 0207098163, 0207098164, 0207100512, 0207100514, 0207100515, 0207100516, 0207100517, 0207100810, 0207100848, 0207101008, 0207101009, 0207101010, 0207101023, 0207101031, 0207101053, 0207101120, 0207105162, 0207105163, 0207105164, 0207105165, 0207105166, 0207105167, 0207105168, 0207105169, 0207105170, 0207105171, 0207105172, 0207105176, 0207105321, 0207105322, 0207105323, 0207105324, 0207105325, 0207105326, 0207105327, 0207105328, 0207105329, 0207105330, 0207105331, 0207105332, 0207105333, 0207105334, 0207105335, 0207105336, 0207105352, 0207105356, 0207108624, 0207108625, 0207108635, 0207108636, 0207109103, 0207109704, 0207109705, 0207109706, 0207109708, 0207109709, 0207109710, 0207109711, 0207109712, 0207109713, 0207109714, 0207109715, 0207109716, 0207109717, 0207109718, 0207109719, 0207109720, 0207109725, 0207109726, 0207109728, 0207109729, 0207109733, 0207109734, 0207109737, 0207109815, 0207110541, 0207110542, 0207110543, 0207112954, 0207113814, 0207113815, 0207113816, 0207113817, 0207113818, 0207114006, 0207114007, 0207114746, 0207114852, 0207114853, 0207114854, 0207114855, 0207117588, 0207117589, 0207117590, 0207117741, 0207118073, 0207119315, 0207119316, 0207119317, 0207119318, 0207119319, 0207120110, 0207121868, 0207122061, 0207122062, 0207122063, 0207122064, 0207122065, 0207122066, 0207122067, 0207122068, 0207122069, 0207122070, 0207122071, 0207122072, 0207122099, 0207122100, 0207122101, 0207122127, 0207122128, 0207122129, 0207122183, 0207125639, 0207125641, 0207125642, 0207125643, 0207125754, 0207125851, 0207125876, 0207129909, 0207129910, 0207129912, 0207129913, 0207129917, 0207129920, 0207129921, 0207129922, 0207129923, 0207130018, 0207130019, 0207130020, 0207130021, 0207130022, 0207130023, 0207130024, 0207130025, 0207130026, 0207130027, 0207130028, 0207130029, 0207130081, 0207130299, 0207130300, 0207130301, 0207130302, 0207130303, 0207130304, 0207130305, 0207130306, 0207130307, 0207130308, 0207130724, 0207130786, 0207130787, 0207130788, 0207130789, 0207130790, 0207130845, 0207130846, 0207130847, 0207130848, 0207130849, 0207130850, 0207130851, 0207131732, 0207131734, 0207131757, 0207131758, 0207131759, 0207131780, 0207132032, 0207132033, 0207132098, 0207132677, 0207135004, 0207136742, 0207136743, 0207139918, 0207139919, 0207139920, 0207139921, 0207139922, 0207139923, 0207139924, 0207139925, 0207139926, 0207139927, 0207140714, 0207140715, 0207140716, 0207140717, 0207140718, 0207140719, 0207140720, 0207140724, 0207140725, 0207141032, 0207141033, 0207141034, 0207141035, 0207141036, 0207143663, 0207143678, 0207143679, 0207143680, 0207143681, 0207143682, 0207143683, 0207143697, 0207143698, 0207143700, 0207143701, 0207143707, 0207143708, 0207143712, 0207143713, 0207143714, 0207143715, 0207143716, 0207143717, 0207143718, 0207143719, 0207144809, 0207144817, 0207144818, 0207144819, 0207144840, 0207144841, 0207144842, 0207144843, 0207144844, 0207144846, 0207144847, 0207144848, 0207144883, 0207144884, 0207144885, 0207144886, 0207144887, 0207144888, 0207144889, 0207144890, 0207145866, 0207145867, 0207148304, 0207148305, 0207148306, 0207159258, 0207159259, 0207159260, 0207160611, 0207160612, 0207160614, 0207160615, 0207160678, 0207160679, 0207160680, 0207160708, 0207160709, 0207160710, 0207161115, 0207163879, 0207163881, 0207163882, 0207163883, 0207163884, 0207163887, 0207163889, 0207164673, 0207164674, 0207164675, 0207164676, 0207164677, 0207164678, 0207164870, 0207164871, 0207164872, 0207168561, 0207168562, 0207168563, 0207168564, 0207168565, 0207168566, 0207168567, 0207168568, 0207168569, 0207168570, 0207168571, 0207168572, 0207168573, 0207168574, 0207168575, 0207168576, 0207168577, 0207168595, 0207168596, 0207168597, 0207168598, 0207168599, 0207168600, 0207168929, 0207168930, 0207168931, 0207168932, 0207168954, 0207168955, 0207168956, 0207168957, 0207168959, 0207168961, 0207168962, 0207168963, 0207168965, 0207168966, 0207168967, 0207168968, 0207168969, 0207168970, 0207168972, 0207168979, 0207168980, 0207168985, 0207168986, 0207168987, 0207169010, 0207174625, 0207174627, 0207174628, 0207174629, 0207174630, 0207174654, 0207175291, 0207175292, 0207175293, 0207175294, 0207175295, 0207175296, 0207176745, 0207177151, 0207177152, 0207177153, 0207177154, 0207180633, 0207180634, 0207180635, 0207180636, 0207180637, 0207180638, 0207180639, 0207180640, 0207180641, 0207180642, 0207180643, 0207180644, 0207180645, 0207180646, 0207180647, 0207180648, 0207180649, 0207180650, 0207180651, 0207181930, 0207181931, 0207181932, 0207181933, 0207181934, 0207181987, 0207181988, 0207181989, 0207181990, 0207181991, 0207181992, 0207181993, 0207181994, 0207181995, 0207181996, 0207181997, 0207182077, 0207182782, 0207182783, 0207182785, 0207182786, 0207182787, 0207182788, 0207182790, 0207182791, 0207182793, 0207182794, 0207182795, 0207182796, 0207182797, 0207182798, 0207182799, 0207182840, 0207182841, 0207182842, 0207182843, 0207182844, 0207182846, 0207185517, 0207185518, 0207185519, 0207185520, 0207185521, 0207185522, 0207185523, 0207185524, 0207185525, 0207185636, 0207185651, 0207192753, 0207192754, 0207192790, 0207192791, 0207192815, 0207192816, 0207192817, 0207192818, 0207192819, 0207192820, 0207192821, 0207192822, 0207192823, 0207192824, 0207192825, 0207192826, 0207192827, 0207192828, 0207192829, 0207192910, 0207192911, 0207202710, 0207202711, 0207202712, 0207202717, 0207202718, 0207202719, 0207202740, 0207202741, 0207202742, 0207202743, 0207202744, 0207202745, 0207202746, 0207202747, 0207202748, 0207202750, 0207202754, 0207202755, 0207202756, 0207202757, 0207202758, 0207202764, 0207202765, 0207202766, 0207202801, 0207202805, 0207202932, 0207202936, 0207202943, 0207202944, 0207202961, 0207203570, 0207203571, 0207208667, 0207208668, 0207208714, 0207208715, 0207208716, 0207208723, 0207220085, 0207220740, 0207220741, 0207220742, 0207220743, 0207220745, 0207220746, 0207225509, 0207225523, 0207225564, 0207225565, 0207225566, 0207225567, 0207225568, 0207225569, 0207225570, 0207225571, 0207226531, 0207226532, 0207226533, 0207226534, 0207226535, 0207226626, 0207226627, 0207226628, 0207226629, 0207226630, 0207226631, 0207226632, 0207226633, 0207226634, 0207226635, 0207226636, 0207226637, 0207230154, 0207232091, 0207232126, 0207232266, 0207234900, 0207234901, 0207234902, 0207240828, 0207240832, 0207240833, 0207240834, 0207240841, 0207240842, 0207240843, 0207240844, 0207240845, 0207240856, 0207240857, 0207240858, 0207241071, 0207241072, 0207241073, 0207241444, 0207241445, 0207241455, 0207241456, 0207241457, 0207241458, 0207241459, 0207241460, 0207241461, 0207241463, 0207246705, 0207247848, 0207247849, 0207247850, 0207250567, 0207250707, 0207250708, 0207250710, 0207250711, 0207250712, 0207250713, 0207250714, 0207250715, 0207250716, 0207250717, 0207250718, 0207250719, 0207250720, 0207250721, 0207250722, 0207250723, 0207250724, 0207250725, 0207250726, 0207250727, 0207250728, 0207250729, 0207250730, 0207250731, 0207250809, 0207250810, 0207250812, 0207250813, 0207250814, 0207250815, 0207250816, 0207250817, 0207250818, 0207250829, 0207254564, 0207254565, 0207254742, 0207255595, 0207257987, 0207257988, 0207257989, 0207257990, 0207257991, 0207258020, 0207258045, 0207258259, 0207258280, 0207258638, 0207258639, 0207258640, 0207258641, 0207259128, 0207259174, 0207259175, 0207260433, 0207260434, 0207261780, 0207261788, 0207261789, 0207261790, 0207266491, 0207266492, 0207266530, 0207266531, 0207266532, 0207268177, 0207268178, 0207268179, 0207268231, 0207268232, 0207270938, 0207270939, 0207270972, 0207270973, 0207275052, 0207275053, 0207275054, 0207275058, 0207275218, 0207275219, 0207278567, 0207278568, 0207278569, 0207278570, 0207278572, 0207278573, 0207278574, 0207278575, 0207278576, 0207278577, 0207278578, 0207278579, 0207278639, 0207279750, 0207280151, 0207280180, 0207280181, 0207280200, 0207280201, 0207280202, 0207280203, 0207280204, 0207280205, 0207280206, 0207280207, 0207280208, 0207280209, 0207280210, 0207280211, 0207280217, 0207280218, 0207280219, 0207280220, 0207280221, 0207280222, 0207280223, 0207280224, 0207280225, 0207280226, 0207280227, 0207280228, 0207280229, 0207280230, 0207280231, 0207280232, 0207280233, 0207280238, 0207280239, 0207283309, 0207283310, 0207283614, 0207283627, 0207283628, 0207283629, 0207283630, 0207283631, 0207283632, 0207283638, 0207283639, 0207283841, 0207283883, 0207283884, 0207283885, 0207283886, 0207283903, 0207283944, 0207283945, 0207283946, 0207283947, 0207283948, 0207283949, 0207283950, 0207283951, 0207283952, 0207283953, 0207283954, 0207283955, 0207283956, 0207283957, 0207288214, 0207288219, 0207289211, 0207289212, 0207289214, 0207289215, 0207289216, 0207291547, 0207291548, 0207291549, 0207291686, 0207291687, 0207291688, 0207294519, 0207298853, 0207298854, 0207298855, 0207298856, 0207298857, 0207298858, 0207298859, 0207298996, 0207299404, 0207299920, 0207299921, 0207299922, 0207299923, 0207299924, 0207299925, 0207299926, 0207299927, 0207299928, 0207300520, 0207300521, 0207300522, 0207300523, 0207300699, 0207301220, 0207301221, 0207303119, 0207303499, 0207303641, 0207303656, 0207303885, 0207303886, 0207304245, 0207304800, 0207304801, 0207305118, 0207305119, 0207306460, 0207308323, 0207308324, 0207308325, 0207308326, 0207308327, 0207308328, 0207309474, 0207309475, 0207309476, 0207309477, 0207309478, 0207309479, 0207309480, 0207309481, 0207309482, 0207309483, 0207309484, 0207309485, 0207309486, 0207309487, 0207309488, 0207309489, 0207309490, 0207309491, 0207309492, 0207309493, 0207309494, 0207309495, 0207309496, 0207309497, 0207309498, 0207309499, 0207309500, 0207309501, 0207309502, 0207309505, 0207309506, 0207309507, 0207309508, 0207309516, 0207309517, 0207309518, 0207309519, 0207309520, 0207309521, 0207309522, 0207309523, 0207309524, 0207309525, 0207309526, 0207309527, 0207309530, 0207309531, 0207309532, 0207309533, 0207309534, 0207309535, 0207309536, 0207319594, 0207324654, 0207324655, 0207324656, 0207324657, 0207324658, 0207324659, 0207324680, 0207324681, 0207324682, 0207324683, 0207324684, 0207324685, 0207324686, 0207324687, 0207324688, 0207324689, 0207324690, 0207324691, 0207324692, 0207324693, 0207324694, 0207324695, 0207324696, 0207324697, 0207324698, 0207324699, 0207324700, 0207326089, 0207326090, 0207326091, 0207326131, 0207326132, 0207327178, 0207337977, 0207342360, 0207348166, 0207348167, 0207348168, 0207348211, 0207348212, 0207348214, 0207348215, 0207348216, 0207348217, 0207348218, 0207348583, 0207350341, 0207353632, 0207353633, 0207353634, 0207353751, 0207353898, 0207359405, 0207359406, 0207359407, 0207359408, 0207359409, 0207359410, 0207359411, 0207359412, 0207359413, 0207359414, 0207359415, 0207359416, 0207359417, 0207359418, 0207359419, 0207360423, 0207360424, 0207360425, 0207360426, 0207360427, 0207360428, 0207360429, 0207360430, 0207360431, 0207360432, 0207360433, 0207360434, 0207360435, 0207360436, 0207360437, 0207360438, 0207360439, 0207361120, 0207361121, 0207361122, 0207361123, 0207361280, 0207361281, 0207361282, 0207361283, 0207361284, 0207361285, 0207361286, 0207361287, 0207361348, 0207368928, 0207368929, 0207368930, 0207368931, 0207368932, 0207368933, 0207368934, 0207368935, 0207372779, 0207372793, 0207372892, 0207372893, 0207372895, 0207372896, 0207379102, 0207379355, 0207379356, 0207379405, 0207379406, 0207380120, 0207380121, 0207380122, 0207380123, 0207385226, 0207396642, 0207396707, 0207396708, 0207397023, 0207397864, 0207397880, 0207397887, 0207397888, 0207397890, 0207397892, 0207397896, 0207397897, 0207397898, 0207397899, 0207397900, 0207397901, 0207397902, 0207397904, 0207397905, 0207397906, 0207397907, 0207397956, 0207401852, 0207401853, 0207404964, 0207407581, 0207409006, 0207409007, 0207409008, 0207409009, 0207413918, 0207413919, 0207414060, 0207414061, 0207414062, 0207414063, 0207414064, 0207414065, 0207414066, 0207414067, 0207419438, 0207422718, 0207424300, 0207424302, 0207424303, 0207424304, 0207424305, 0207424756, 0207428968, 0207428969, 0207428970, 0207428971, 0207428972, 0207428973, 0207430334, 0207430399, 0207430403, 0207430404, 0207430405, 0207432103, 0207432104, 0207432105, 0207432666, 0207437724, 0207441876, 0207444058, 0207444059, 0207444300, 0207446984, 0207448988, 0207448989, 0207448990, 0207448991, 0207448992, 0207448996, 0207449981, 0207449982, 0207449993, 0207449994, 0207449995, 0207449996, 0207449997, 0207449998, 0207454223, 0207454224, 0207454225, 0207454226, 0207454227, 0207454228, 0207454229, 0207454401, 0207454402, 0207454403, 0207454404, 0207454405, 0207454406, 0207454407, 0207454408, 0207454409, 0207456279, 0207457340, 0207457341, 0207457342, 0207457343, 0207457344, 0207457345, 0207457346, 0207457347, 0207457348, 0207457349, 0207457350, 0207457351, 0207457352, 0207457353, 0207457354, 0207457355, 0207457356, 0207457357, 0207457358, 0207457359, 0207457360, 0207457361, 0207457362, 0207457363, 0207457364, 0207457365, 0207457366, 0207457367, 0207457368, 0207457369, 0207457370, 0207457371, 0207457372, 0207457373, 0207457374, 0207457375, 0207457376, 0207457377, 0207457378, 0207457379, 0207457380, 0207457381, 0207457382, 0207457383, 0207457384, 0207457385, 0207457386, 0207457387, 0207457388, 0207457389, 0207457390, 0207457391, 0207457392, 0207457393, 0207457394, 0207457395, 0207457396, 0207457397, 0207457398, 0207457399, 0207457400, 0207457401, 0207457402, 0207457403, 0207457404, 0207457405, 0207457406, 0207457407, 0207457408, 0207457409, 0207457410, 0207457411, 0207457412, 0207457413, 0207457414, 0207457415, 0207457416, 0207457417, 0207457418, 0207457419, 0207457420, 0207457421, 0207457422, 0207460357, 0207460358, 0207460359, 0207460360, 0207460361, 0207460871, 0207460872, 0207466531, 0207466532, 0207466591, 0207466592, 0207466593, 0207466594, 0207466595, 0207466596, 0207466597, 0207466598, 0207466599, 0207466600, 0207466601, 0207466602, 0207466603, 0207466604, 0207466605, 0207466606, 0207466607, 0207466608, 0207466674, 0207469251, 0207469252, 0207471095, 0207471096, 0207474219, 0207498243, 0207498244, 0207498245, 0207498246, 0207498247, 0207498250, 0207498251, 0207507151, 0207507152, 0207507153, 0207507154, 0207507447, 0207507448, 0207507449, 0207520659, 0207523074, 0207526687, 0207531718, 0207531719, 0207531720, 0207534092, 0207534093, 0207534573, 0207534575, 0207536498, 0207536499, 0207536500, 0207536501, 0207536503, 0207536504, 0207536505, 0207536506, 0207538329, 0207538744, 0207538745, 0207541018, 0207546649, 0207546650, 0207546651, 0207546652, 0207546653, 0207546654, 0207546655, 0207546656, 0207546657, 0207546658, 0207547088, 0207547089, 0207547090, 0207547091, 0207547092, 0207547093, 0207547094, 0207547095, 0207547096, 0207547097, 0207547098, 0207547099, 0207547100, 0207547101, 0207547102, 0207547111, 0207547112, 0207547113, 0207547114, 0207547115, 0207547116, 0207547117, 0207547118, 0207547119, 0207547120, 0207547121, 0207547122, 0207547123, 0207547311, 0207548014, 0207548015, 0207548639, 0207548883, 0207548884, 0207548885, 0207548886, 0207549280, 0207550658, 0207554148, 0207555823, 0207561059, 0207561060, 0207567863, 0207574365, 0207585359, 0207588282, 0207588640, 0207588643, 0207588644, 0207588645, 0207588672, 0207588674, 0207588808, 0207588809, 0207588810, 0207588811, 0207588860, 0207588861, 0207588865, 0207588866, 0207592741, 0207595000, 0207595001, 0207595002, 0207595003, 0207595017, 0207598167, 0207598168, 0207598169, 0207600533, 0207600534, 0207600535, 0207601075, 0207602702, 0207604544, 0207605819, 0207606004, 0207609972, 0207609973, 0207609974, 0207609975, 0207609976, 0207609977, 0207609978, 0207611974, 0207611975, 0207612377, 0207615806, 0207615807, 0207615808, 0207615809, 0207615810, 0207615811, 0207615812, 0207615813, 0207615814, 0207615815, 0207615816, 0207615817, 0207615818, 0207615819, 0207615835, 0207615836, 0207620203, 0207620204, 0207620205, 0207620206, 0207620207, 0207620364, 0207620790, 0207620791, 0207620793, 0207620794, 0207620795, 0207620796, 0207621611, 0207621612, 0207621613, 0207621614, 0207621615, 0207621616, 0207621617, 0207621618, 0207621619, 0207621620, 0207621621, 0207621622, 0207621623, 0207621624, 0207621625, 0207621626, 0207621627, 0207621628, 0207621629, 0207621630, 0207621631, 0207621632, 0207621633, 0207621634, 0207621635, 0207621636, 0207621637, 0207621638, 0207621639, 0207621640, 0207621641, 0207621642, 0207621643, 0207621644, 0207621645, 0207621646, 0207621647, 0207621648, 0207621649, 0207621650, 0207621651, 0207621652, 0207621653, 0207621654, 0207621830, 0207621831, 0207622044, 0207622045, 0207622169, 0207622176, 0207622177, 0207622178, 0207622179, 0207623055, 0207625459, 0207627667, 0207627668, 0207627669, 0207627690, 0207627691, 0207627692, 0207627693, 0207627694, 0207627695, 0207627696, 0207627949, 0207628172, 0207631094, 0207632116, 0207634225, 0207634233, 0207637637, 0207642804, 0207642807, 0207642813, 0207647090, 0207647249, 0207651194, 0207651195, 0207651196, 0207651197, 0207651352, 0207652932, 0207652933, 0207653543, 0207660129, 0207660130, 0207660131, 0207660132, 0207660133, 0207660134, 0207660135, 0207660136, 0207660171, 0207660878, 0207664645, 0207664646, 0207664647, 0207670273, 0207670274, 0207670278, 0207670279, 0207674827, 0207674828, 0207674829, 0207681428, 0207682857, 0207682886, 0207682888, 0207682890, 0207682892, 0207682903, 0207682904, 0207682906, 0207682908, 0207682909, 0207682913, 0207682917, 0207682918, 0207682940, 0207682942, 0207682944, 0207682946, 0207682948, 0207682950, 0207682951, 0207682953, 0207682955, 0207682957, 0207682959, 0207682960, 0207682962, 0207682964, 0207683075, 0207683076, 0207683077, 0207683078, 0207683079, 0207683100, 0207683101, 0207683103, 0207683104, 0207683105, 0207683106, 0207683108, 0207683109, 0207683110, 0207683111, 0207683112, 0207683113, 0207683114, 0207683115, 0207683116, 0207683117, 0207684419, 0207684662, 0207684663, 0207685023, 0207685138, 0207685139, 0207685454, 0207687157, 0207687571, 0207687572, 0207692231, 0207692232, 0207694357, 0207699502, 0207699503, 0207699504, 0207699507, 0207700963, 0207704751, 0207704753, 0207704959, 0207704960, 0207705029, 0207705030, 0207705031, 0207705032, 0207705033, 0207705034, 0207705035, 0207705036, 0207705041, 0207705042, 0207705075, 0207708402, 0207710979, 0207711007, 0207720013, 0207720602, 0207721774, 0207722086, 0207729498, 0207729499, 0207730540, 0207730541, 0207730542, 0207730543, 0207730544, 0207730545, 0207730546, 0207730547, 0207730548, 0207730549, 0207730550, 0207731594, 0207731595, 0207733668, 0207733678, 0207733695, 0207733696, 0207733697, 0207733698, 0207733699, 0207733819, 0207734053, 0207734799, 0207735690, 0207737625, 0207737626, 0207737627, 0207737628, 0207737629, 0207737630, 0207737838, 0207737839, 0207742414, 0207742415, 0207742416, 0207742417, 0207742418, 0207742419, 0207742420, 0207742421, 0207742422, 0207742423, 0207742452, 0207742453, 0207742454, 0207742455, 0207742456, 0207742457, 0207742458, 0207742459, 0207743128, 0207747304, 0207747305, 0207747306, 0207747307, 0207747308, 0207747309, 0207747417, 0207747418, 0207747419, 0207750080, 0207752765, 0207752766, 0207752767, 0207752768, 0207752769, 0207752770, 0207752771, 0207752772, 0207756643, 0207756644, 0207756645, 0207756646, 0207756648, 0207756716, 0207756717, 0207756718, 0207756719, 0207756720, 0207756721, 0207756722, 0207756757, 0207757244, 0207757245, 0207757246, 0207757247, 0207757352, 0207757353, 0207757354, 0207757355, 0207757356, 0207757357, 0207757358, 0207757359, 0207757361, 0207757362, 0207757451, 0207757452, 0207757453, 0207761819, 0207761900, 0207762185, 0207762186, 0207762187, 0207762188, 0207762189, 0207762190, 0207762191, 0207762192, 0207762193, 0207762194, 0207762195, 0207762196, 0207762197, 0207762198, 0207762199, 0207762200, 0207762201, 0207762202, 0207762203, 0207762204, 0207762205, 0207762206, 0207762207, 0207762208, 0207762209, 0207762210, 0207762211, 0207762212, 0207762213, 0207762214, 0207762215, 0207762216, 0207762217, 0207762218, 0207762681, 0207762682, 0207762683, 0207762684, 0207762722, 0207762723, 0207764452, 0207767622, 0207767623, 0207767624, 0207767625, 0207767626, 0207767627, 0207767628, 0207767629, 0207767928, 0207767929, 0207768006, 0207768007, 0207768008, 0207768009, 0207768010, 0207768011, 0207768012, 0207768013, 0207769247, 0207769248, 0207769249, 0207769250, 0207769251, 0207769252, 0207769253, 0207770721, 0207770722, 0207770723, 0207773147, 0207773148, 0207773149, 0207773150, 0207773151, 0207777434, 0207777435, 0207777436, 0207777437, 0207777438, 0207777439, 0207777440, 0207777441, 0207777442, 0207777443, 0207777444, 0207777445, 0207777446, 0207777447, 0207777878, 0207778540, 0207778541, 0207780669, 0207780670, 0207780671, 0207780672, 0207780673, 0207780761, 0207780762, 0207785216, 0207787723, 0207787724, 0207787725, 0207787726, 0207787727, 0207787728, 0207787729, 0207789155, 0207795322, 0207795323, 0207795324, 0207800432, 0207800433, 0207800481, 0207800482, 0207800483, 0207800484, 0207800485, 0207800486, 0207800487, 0207800494, 0207800495, 0207800496, 0207800497, 0207800498, 0207800500, 0207800509, 0207800510, 0207800511, 0207800512, 0207800655, 0207806145, 0207810062, 0207815195, 0207815196, 0207815197, 0207815198, 0207815211, 0207815225, 0207817620, 0207820647, 0207820648, 0207820726, 0207828400, 0207828401, 0207836043, 0207836044, 0207836119, 0207836120, 0207836121, 0207836122, 0207836123, 0207836201, 0207836212, 0207836213, 0207836214, 0207836215, 0207836247, 0207836248, 0207836249, 0207836250, 0207836251, 0207840219, 0207845496, 0207845535, 0207845537, 0207845549, 0207845550, 0207845689, 0207845691, 0207845692, 0207845706, 0207845707, 0207845708, 0207845709, 0207845710, 0207845711, 0207845712, 0207845713, 0207845726, 0207845748, 0207845749, 0207845750, 0207845882, 0207845883, 0207852426, 0207852427, 0207852428, 0207852429, 0207852430, 0207852431, 0207852432, 0207852433, 0207852434, 0207852435, 0207852436, 0207852437, 0207852868, 0207856675, 0207856676, 0207856677, 0207856678, 0207858516, 0207858517, 0207858538, 0207861043, 0207861044, 0207861705, 0207864175, 0207864176, 0207864177, 0207864361, 0207864362, 0207864363, 0207864364, 0207864365, 0207864366, 0207864367, 0207864368, 0207864369, 0207864370, 0207864371, 0207864372, 0207864383, 0207864384, 0207864385, 0207864398, 0207864828, 0207864829, 0207866171, 0207866172, 0207866173, 0207866174, 0207866326, 0207868463, 0207868464, 0207868465, 0207868466, 0207868467, 0207868468, 0207868469, 0207868470, 0207868471, 0207868472, 0207868473, 0207868474, 0207869975, 0207869976, 0207869977, 0207874443, 0207874444, 0207874863, 0207874864, 0207874865, 0207874866, 0207874867, 0207874868, 0207874869, 0207874870, 0207874871, 0207874872, 0207874873, 0207874874, 0207874875, 0207874876, 0207875002, 0207877664, 0207893315, 0207893316, 0207893619, 0207893620, 0207893621, 0207893622, 0207893623, 0207894148, 0207898073, 0207898074, 0207908591, 0207908592, 0207908593, 0207908669, 0207908670, 0207908671, 0207911576, 0207911942, 0207911943, 0207914091, 0207914191, 0207914192, 0207914193, 0207915278, 0207915279, 0207915400, 0207915401, 0207915402, 0207915403, 0207915404, 0207915405, 0207915406, 0207915407, 0207915408, 0207915409, 0207915410, 0207915411, 0207915412, 0207915413, 0207915414, 0207915415, 0207915416, 0207915417, 0207915418, 0207915419, 0207915420, 0207915421, 0207915422, 0207915423, 0207915424, 0207915425, 0207915426, 0207915427, 0207915428, 0207915429, 0207915430, 0207915431, 0207915432, 0207915433, 0207915434, 0207915718, 0207915719, 0207915751, 0207915752, 0207915753, 0207915754, 0207917203, 0207917204, 0207920752, 0207920849, 0207928098, 0207928099, 0207930499, 0207931724, 0207931725, 0207931726, 0207931727, 0207931728, 0207931729, 0207931730, 0207931731, 0207931732, 0207932178, 0207932179, 0207932420, 0207932422, 0207932423, 0207932425, 0207932922, 0207932931, 0207932932, 0207932933, 0207932936, 0207933359, 0207933620, 0207933621, 0207933622, 0207933623, 0207936872, 0207936873, 0207939381, 0207939382, 0207946682, 0207946683, 0207946685, 0207946687, 0207953913, 0207954846, 0207954854, 0207954855, 0207954856, 0207954857, 0207954858, 0207954859, 0207954960, 0207954961, 0207954962, 0207954963, 0207954964, 0207954965, 0207954966, 0207954967, 0207954968, 0207954969, 0207954970, 0207954975, 0207954976, 0207954977, 0207 | Medtronic received reports that the DBS depth stop did not adequately secure to the lead, which can result in DBS lead placement beyond the intended target. | Process control | Medtronic sent an Urgent Medical Device Correction letter dated March 2017, to all affected consignees with important safety information on the use of the device. No product retrieval is involved at this time. The letter was addressed to Neurosurgeon. The letter described the product involved in the recall, provided information on the "Background", "Potential Risk to Patients", "Actions", & "Additional Information". For questions, contact Medtronic Neuromodulation Technical Services at 1-800-707-0933 weekdays 7 am - pm CDT. | 86,024 | Worldwide Distribution - US including AL, AR, AZ, CA,CO, CT, DC, FL, GA, HI, ID, IL, IN, KS, KY, LA, MA, MD, ME, MI, MN,M MO, MS, MT, NC, ND, NE, NH, NJ, NM, NV, NY, OH, OK, OR, PA, RI, SC, SD, TN, TX, UT, VA, VT, WA, WI, and WV. Foreign Distribution: India, ANZ, Taiwan, Hong Kong, Canada, China, Japan, Korea, Malaysia, Philippines, Singapore, Thailand, Indonesia, Vietnam, Albania, Algeria, Austria, Belarus, Belgium, Bulgaria, Croatia, Cyprus, Czech Republic, Denmark, Egypt, Estonia, Finland, France, Germany, Greece, Hungary, Iceland, India, Iran, Iraq, Israel, Italy, Jordan, Kazakhstan, Kuwait, Latvia, Lebanon, Libya, Lithuania, Luxembourg, Malta, Morocco, Netherlands, Norway, Pakistan, Poland, Portugal, Romania, Russian Federation, Saudi Arabia, Slovakia, Slovenia, South Africa, Spain, Sweden, Switzerland, Turkey, Ukraine, United Arab Emirates, United Kingdom, Argentina, Brazil, Chile, Colombia, Costa Rica, Dominican Republic, Ecuador, El Salvador, Mexico, Panama, Peru, Puerto Rico, Uruguay, and Venezuela. | multiple: lead/electrode; surgical accessory | Lead placement accessory malfunction | keyword_product_description | deep brain stimulation | ['DBS', 'deep brain stimulation'] | Yes | DBS lead depth stop; risk of lead placement beyond target
Z-0593-2019¦81461 | 168771 | Z-0593-2019 | 81461 | 2018-10-11 |  | 2022-09-13 | Terminated | MHY | P140009S001; P140009S037 | Abbott/St. Jude-associated | St. Jude Medical, Inc. | St. Jude Medical InfinityTM DBS System 8CH Directional Lead, 30 cm, 0.5 REF 6170 - STERILE EO Rx ONLY CE 0086 0123 St. Jude Medical Plano, TX St. Jude Medical InfinityTM DBS System 8CH Directional Lead, 40 cm, 0.5 REF 6172 STERILE EO Rx ONLY St. Jude Medical Plano, TX Instructions For Use: Lead and Extension Kits for Deep Brain Stimulation Systems Clinician's Manual ST. JUDE MEDICAL - Product Usage: St. Jude Medical Deep Brain Stimulation (DBS)leads are intended to deliver stimulation to target areas in the brain. DBS extensions are intended to connect the leads to implantable pulse generators (IPGs). St. Jude Medical DBS leads are designed for introduction into the brain using standard stereotactic neurosurgical techniques. DBS system delivers electrical stimulation to a precisely targeted area in the brain. Leads are implanted in the brain and are connected to extensions, which are passed under the skin and are connected to the neurostimulator. Leads for the St. Jude Medical Infinity DBS System feature electrodes on a stiff distal end with an inactive lead tip. The proximal end of the lead contains contact bands that correspond with each of the distal electrodes and an inactive band that functions as a contact for a setscrew when connecting to a compatible extension. The 8-channel leads contain cylindrical and segmented electrodes. The segmented electrodes can be activated independently to focus stimulation in one direction to help target desired neurological structures. As stated in Clinician manual (ARTEN600008305 Rev A), leads materials which are intended to come into contact with tissue are Platinum-iridium and polycarbonate urethane. In addition, drawing for the Stim Tip, 1-3-3-1 Directional DBS lead requires that the electrode material shall be 90/10 Platinum Iridium. | For Model 6170ANS: UDI/GTIN - 05415067020635 / 05415067030306 US: Serial Numbers Lot Number 17277045 6351121 OUS: 17145460 6244627 17149644 6262443 17149652 6262443 17149625 6262443 17149630 6262443 17149631 6262443 17149647 6262443 17149650 6262443 17149653 6262443 17168532 6272675 17168533 6272675 17168534 6272675 17168541 6272675 17145439 6244627 17145459 6244627 17145461 6244627 17145463 6244627 17113441 6212647 17113442 6212647 17113445 6212647 17145451 6244627 17113436 6212647 17145454 6244627 17145458 6244627 17145438 6244627 17145446 6244627 17145448 6244627 17145453 6244627 17145457 6244627 17145462 6244627 17166635 6272679 17113438 6212647 17149635 6262443 17149641 6262443 17149655 6262443 17166627 6272679 17149629 6262443 17149633 6262443 17149637 6262443 17149645 6262443 17149646 6262443 17149626 6262443 17149654 6262443 17145447 6244627 17145456 6244627 17215431 6299732 17215434 6299732 17215455 6299732 17113440 6212647 17113447 6212647 17149624 6262443 17149640 6262443 17166633 6272679 17149634 6262443 17215427 6299732 17215438 6299732 17215440 6299732 17215444 6299732 17145441 6244627 17145444 6244627 17149628 6262443 17149649 6262443 17166624 6272679 17166631 6272679 17166634 6272679 17166640 6272679 17166623 6272679 17149642 6262443 17149658 6262443 17166625 6272679 17166629 6272679 17166638 6272679 17166641 6272679 17168535 6272675 17233826 6320021 17233834 6320021 17233846 6320021 17233856 6320021 17168524 6272675 17168525 6272675 17168526 6272675 17168529 6272675 17168531 6272675 17168538 6272675 17168543 6272675 17168545 6272675 17168547 6272675 17168528 6272675 17168537 6272675 17168546 6272675 17168548 6272675 17233830 6320021 17233838 6320021 17233848 6320021 17233850 6320021 17233854 6320021 17233855 6320021 17145437 6244627 17233835 6320021 17168521 6272675 17113434 6212647 17149638 6262443 17166622 6272679 17145440 6244627 17145455 6244627 17149632 6262443 17215428 6299732 17215429 6299732 17215433 6299732 17215435 6299732 17215437 6299732 17215439 6299732 17215441 6299732 17215443 6299732 17215446 6299732 17215447 6299732 17215448 6299732 17215449 6299732 17215450 6299732 17215453 6299732 17233842 6320021 17233860 6320021 17233861 6320021 17233865 6320021 17168522 6272675 17168527 6272675 17168530 6272675 17233852 6320021 17233867 6320021 17166630 6272679 17168536 6272675 17168542 6272675 17215432 6299732 17233828 6320021 17233829 6320021 17233833 6320021 17233839 6320021 17233841 6320021 17233843 6320021 17233849 6320021 17233853 6320021 17233862 6320021 17233868 6320021 17262603 6320023 17262619 6320023 17277049 6351121 17277053 6351121 17277059 6351121 17233840 6320021 17262604 6320023 17262608 6320023 17262613 6320023 17262618 6320023 17262620 6320023 17262624 6320023 17262635 6320023 17145445 6244627 17233869 6320021 17262622 6320023 17262628 6320023 17149636 6262443 17233832 6320021 17113437 6212647 17113446 6212647 17233847 6320021 17233857 6320021 17233859 6320021 17233866 6320021 17262605 6320023 17262611 6320023 17262614 6320023 17262615 6320023 17262617 6320023 17262631 6320023 17262632 6320023 17277042 6351121 17277064 6351121 17277065 6351121 17166628 6272679 17215426 6299732 17215451 6299732 17277050 6351121 17233837 6320021 17233851 6320021 17215452 6299732 17277068 6351121 17168539 6272675 17168540 6272675 17233858 6320021 17233863 6320021 17233864 6320021 17145443 6244627 17215454 6299732 17262634 6320023 17262606 6320023 17262609 6320023 17262616 6320023 17262630 6320023 17277046 6351121 17277051 6351121 17149656 6262443 17215445 6299732 17277044 6351121 17277063 6351121 17215442 6299732 17277052 6351121 17277055 6351121 17277057 6351121 17277066 6351121 17309334 6371714 17309342 6371714 17309331 6371714 17233827 6320021 17262621 6320023 17149627 6262443 17149657 6262443 17233844 6320021 17233845 6320021 17262629 6320023 17277056 6351121 17309332 6371714 17309354 6371714 17309325 6371714 17309355 6371714 17309328 6371714 17277060 6351121 17277061 6351121 17309343 6371714 17309349 6371714 17113443 6212647 17145436 6244627 17145449 6244627 17262633 6320023 17309357 6371714 17309323 6371714 17309326 6371714 17309336 6371714 17309352 6371714 17309329 6371714 17309340 6371714 17309345 6371714 17309346 6371714 17309348 6371714 17309333 6371714 17309358 6371714 17309327 6371714 17309338 6371714 17309351 6371714 17309359 6371714 17233836 6320021 17338051 6391795 17338055 6391795 17338061 6391795 17338065 6391795 17338066 6391795 17309324 6371714 17309330 6371714 17309363 6371714 17233831 6320021 17338056 6391795 17338062 6391795 17113435 6212647 17113444 6212647 17145435 6244627 17145442 6244627 17145450 6244627 17149639 6262443 17149643 6262443 17149648 6262443 17149651 6262443 17166626 6272679 17166636 6272679 17166637 6272679 17166642 6272679 17168523 6272675 17168544 6272675 17215430 6299732 17215436 6299732 17262607 6320023 17262610 6320023 17262612 6320023 17262623 6320023 17262625 6320023 17262626 6320023 17262627 6320023 17277043 6351121 17277047 6351121 17277048 6351121 17277054 6351121 17277058 6351121 17277062 6351121 17277069 6351121 17309335 6371714 17309341 6371714 17309344 6371714 17309350 6371714 17309356 6371714 17309362 6371714 17338050 6391795 17338052 6391795 17338053 6391795 17338054 6391795 17338057 6391795 17338058 6391795 17338059 6391795 17338060 6391795 17338064 6391795 For Model 6172ANS: UDI/GTIN - 05415067020680 / 05415067030320 US: Serial Numbers Lot Number 17101268 6212648 17101271 6212648 17101279 6212648 17101281 6212648 17101282 6212648 17101285 6212648 17101288 6212648 17101292 6212648 17101294 6212648 17101297 6212648 17101298 6212648 17101301 6212648 17101302 6212648 17101315 6212648 17101316 6212648 17101318 6212648 17101322 6212648 17101307 6212648 17101296 6212648 17101293 6212648 17101304 6212648 17145561 6244642 17145539 6244642 17145542 6244642 17145549 6244642 17158024 6262459 17158016 6262459 17158029 6262459 17174775 6272706 17174765 6272706 17174762 6272706 17174784 6272706 17174785 6272706 17174758 6272706 17205551 6299729 17205550 6299729 17205560 6299729 17174789 6272706 17205558 6299729 17205559 6299729 17205574 6299729 17231245 6310618 17231254 6310618 17231409 6320018 17231413 6320018 17231419 6320018 17252228 6320020 17252230 6320020 17252237 6320020 17252250 6320020 17252251 6320020 17252256 6320020 17252226 6320020 17252236 6320020 17252252 6320020 17264770 6339283 17264774 6339283 17264775 6339283 17252215 6320020 17252212 6320020 17252208 6320020 17252222 6320020 17252214 6320020 17264765 6339283 17252247 6320020 17279683 6351127 17279697 6351127 17279698 6351127 17279699 6351127 17327582 6381181 17327588 6381181 17380720 6413167 17380718 6413167 17380727 6413167 17380732 6413167 17380706 6413167 17380831 6413195 17380820 6413195 17380825 6413195 17380827 6413195 17380834 6413195 17380839 6413195 17380840 6413195 17401440 6434604 17401441 6434604 17380712 6413167 17401437 6434604 17401438 6434604 17401443 6434604 17401446 6434604 17401447 6434604 17401450 6434604 17401456 6434604 17401459 6434604 17401458 6434604 17434708 6456727 17434714 6456727 17454542 6478084 17454555 6478084 17437569 6467125 17437576 6467125 17437579 6467125 17437581 6467125 17437583 6467125 17536074 6523556 17536081 6523556 17536084 6523556 17555101 6523557 17437556 6467125 17437561 6467125 17437572 6467125 17437580 6467125 17437590 6467125 17437591 6467125 17437592 6467125 17437594 6467125 17437595 6467125 17454531 6478084 17454539 6478084 17454544 6478084 17454547 6478084 17454549 6478084 17327580 6381181 17454538 6478084 17454548 6478084 17454551 6478084 17454557 6478084 17434689 6456727 17437555 6467125 17437558 6467125 17437575 6467125 17437578 6467125 17437597 6467125 17437557 6467125 17457048 6478085 17457054 6478085 17457080 6478085 17457071 6478085 17457055 6478085 17457069 6478085 17555106 6523557 17555109 6523557 17231420 6320018 17457049 6478085 17457057 6478085 17457060 6478085 17457077 6478085 17327571 6381181 17457050 6478085 17457053 6478085 17457056 6478085 17457070 6478085 17555099 6523557 17078876 6197962 17078907 6197962 17101269 6212648 17101270 6212648 17101272 6212648 17101274 6212648 17101275 6212648 17101276 6212648 17101278 6212648 17101280 6212648 17101283 6212648 17101284 6212648 17101286 6212648 17101287 6212648 17101289 6212648 17101290 6212648 17101291 6212648 17101295 6212648 17101299 6212648 17101303 6212648 17101305 6212648 17101306 6212648 17101308 6212648 17101309 6212648 17101310 6212648 17101311 6212648 17101312 6212648 17101313 6212648 17101314 6212648 17101317 6212648 17101319 6212648 17101320 6212648 17101321 6212648 17101323 6212648 17101324 6212648 17145535 6244642 17145537 6244642 17145538 6244642 17145543 6244642 17145544 6244642 17145545 6244642 17145546 6244642 17145547 6244642 17145548 6244642 17145550 6244642 17145551 6244642 17145553 6244642 17145554 6244642 17145556 6244642 17145558 6244642 17145562 6244642 17158011 6262459 17158012 6262459 17158013 6262459 17158014 6262459 17158018 6262459 17158019 6262459 17158020 6262459 17158021 6262459 17158023 6262459 17158025 6262459 17158027 6262459 17158031 6262459 17158034 6262459 17158039 6262459 17158041 6262459 17174759 6272706 17174760 6272706 17174761 6272706 17174763 6272706 17174764 6272706 17174766 6272706 17174767 6272706 17174768 6272706 17174769 6272706 17174770 6272706 17174771 6272706 17174772 6272706 17174773 6272706 17174774 6272706 17174776 6272706 17174777 6272706 17174778 6272706 17174779 6272706 17174780 6272706 17174781 6272706 17174782 6272706 17174783 6272706 17174786 6272706 17174788 6272706 17205552 6299729 17205553 6299729 17205554 6299729 17205555 6299729 17205556 6299729 17205557 6299729 17205561 6299729 17205562 6299729 17205565 6299729 17205566 6299729 17205567 6299729 17205570 6299729 17205572 6299729 17205573 6299729 17205575 6299729 17205576 6299729 17205577 6299729 17205578 6299729 17205579 6299729 17231228 6310618 17231229 6310618 17231230 6310618 17231231 6310618 17231232 6310618 17231233 6310618 17231235 6310618 17231237 6310618 17231238 6310618 17231239 6310618 17231242 6310618 17231244 6310618 17231249 6310618 17231251 6310618 17231253 6310618 17231411 6320018 17231412 6320018 17231415 6320018 17231416 6320018 17231417 6320018 17231418 6320018 17231421 6320018 17231422 6320018 17231423 6320018 17231425 6320018 17231426 6320018 17231427 6320018 17231428 6320018 17231429 6320018 17231430 6320018 17231431 6320018 17252204 6320020 17252205 6320020 17252206 6320020 17252207 6320020 17252209 6320020 17252210 6320020 17252211 6320020 17252213 6320020 17252216 6320020 17252217 6320020 17252218 6320020 17252219 6320020 17252221 6320020 17252223 6320020 17252224 6320020 17252227 6320020 17252229 6320020 17252231 6320020 17252232 6320020 17252234 6320020 17252235 6320020 17252239 6320020 17252240 6320020 17252241 6320020 17252244 6320020 17252245 6320020 17252246 6320020 17252248 6320020 17252253 6320020 17252254 6320020 17252255 6320020 17264759 6339283 17264760 6339283 17264761 6339283 17264762 6339283 17264763 6339283 17264764 6339283 17264768 6339283 17264772 6339283 17264773 6339283 17264776 6339283 17264777 6339283 17264778 6339283 17264779 6339283 17279674 6351127 17279675 6351127 17279676 6351127 17279678 6351127 17279680 6351127 17279681 6351127 17279682 6351127 17279684 6351127 17279685 6351127 17279686 6351127 17279688 6351127 17279689 6351127 17279691 6351127 17279692 6351127 17279693 6351127 17279694 6351127 17279695 6351127 17279696 6351127 17279700 6351127 17290508 6359088 17327572 6381181 17327574 6381181 17327575 6381181 17327576 6381181 17327577 6381181 17327578 6381181 17327579 6381181 17327584 6381181 17327585 6381181 17327586 6381181 17327587 6381181 17327589 6381181 17327591 6381181 17327592 6381181 17327594 6381181 17327595 6381181 17380696 6413167 17380698 6413167 17380699 6413167 17380701 6413167 17380702 6413167 17380703 6413167 17380705 6413167 17380707 6413167 17380708 6413167 17380709 6413167 17380710 6413167 17380713 6413167 17380714 6413167 17380715 6413167 17380717 6413167 17380719 6413167 17380721 6413167 17380722 6413167 17380723 6413167 17380724 6413167 17380725 6413167 17380726 6413167 17380728 6413167 17380729 6413167 17380730 6413167 17380731 6413167 17380818 6413195 17380828 6413195 17380829 6413195 17380832 6413195 17380833 6413195 17380835 6413195 17380836 6413195 17380837 6413195 17380838 6413195 17380841 6413195 17380843 6413195 17380844 6413195 17380846 6413195 17380847 6413195 17380848 6413195 17380850 6413195 17380851 6413195 17380853 6413195 17401434 6434604 17401436 6434604 17401439 6434604 17401442 6434604 17401444 6434604 17401448 6434604 17401451 6434604 17401453 6434604 17401457 6434604 17401460 6434604 17401462 6434604 17401463 6434604 17434690 6456727 17434691 6456727 17434692 6456727 17434693 6456727 17434694 6456727 17434695 6456727 17434696 6456727 17434697 6456727 17434698 6456727 17434699 6456727 17434701 6456727 17434702 6456727 17434703 6456727 17434704 6456727 17434705 6456727 17434706 6456727 17434707 6456727 17434709 6456727 17434710 6456727 17434711 6456727 17434712 6456727 17434713 6456727 17434715 6456727 17434716 6456727 17434717 6456727 17434718 6456727 17434719 6456727 17437551 6467125 17437553 6467125 17437559 6467125 17437560 6467125 17437562 6467125 17437563 6467125 17437564 6467125 17437565 6467125 17437567 6467125 17437568 6467125 17437571 6467125 17437573 6467125 17437574 6467125 17437577 6467125 17437582 6467125 17437585 6467125 17437586 6467125 17437587 6467125 17437589 6467125 17437593 6467125 17437596 6467125 17454529 6478084 17454530 6478084 17454534 6478084 17454535 6478084 17454536 6478084 17454540 6478084 17454543 6478084 17454545 6478084 17454546 6478084 17454550 6478084 17454552 6478084 17454553 6478084 17454556 6478084 17454558 6478084 17454561 6478084 17454562 6478084 17457052 6478085 17457058 6478085 17457062 6478085 17457064 6478085 17457073 6478085 17457075 6478085 17457081 6478085 17536055 6523556 17536059 6523556 17536061 6523556 17536064 6523556 17536067 6523556 17536069 6523556 17536070 6523556 17536072 6523556 17536073 6523556 17536075 6523556 17536078 6523556 17536082 6523556 17555077 6523557 17555080 6523557 17555082 6523557 17555084 6523557 17555085 6523557 17555086 6523557 17555088 6523557 17555089 6523557 17555090 6523557 17555091 6523557 17555093 6523557 17555097 6523557 17555098 6523557 17555100 6523557 17555103 6523557 OUS: 17103771 6212651 17103774 6212651 17103778 6212651 17103781 6212651 17103785 6212651 17103787 6212651 17103789 6212651 17086343 6197963 17086348 6197963 17086336 6197963 17086338 6197963 17086339 6197963 17086340 6197963 17086351 6197963 17086352 6197963 17103776 6212651 17145486 6244631 17145492 6244631 17145482 6244631 17145483 6244631 17145494 6244631 17145496 6244631 17174087 6272696 17174088 6272696 17174089 6272696 17174090 6272696 17174091 6272696 17174092 6272696 17174093 6272696 17174094 6272696 17174095 6272696 17174096 6272696 17174097 6272696 17174098 6272696 17174099 6272696 17174100 6272696 17174101 6272696 17174102 6272696 17174106 6272696 17174107 6272696 17174108 6272696 17174109 6272696 17174110 6272696 17174111 6272696 17174114 6272696 17174115 6272696 17174116 6272696 17174117 6272696 17086332 6197963 17086345 6197963 17103784 6212651 17103790 6212651 17103792 6212651 17103794 6212651 17103795 6212651 17103797 6212651 17086337 6197963 17086342 6197963 17086355 6197963 17086357 6197963 17086331 6197963 17086341 6197963 17086354 6197963 17103772 6212651 17103773 6212651 17103775 6212651 17103777 6212651 17103780 6212651 17103783 6212651 17103786 6212651 17103788 6212651 17103791 6212651 17103793 6212651 17103796 6212651 17103799 6212651 17145480 6244631 17145481 6244631 17145485 6244631 17145487 6244631 17145488 6244631 17145489 6244631 17145491 6244631 17145497 6244631 17145499 6244631 17145500 6244631 17145502 6244631 17145503 6244631 17145504 6244631 17145505 6244631 17145506 6244631 17145507 6244631 17086346 6197963 17086347 6197963 17086353 6197963 17103779 6212651 17103770 6212651 17103782 6212651 17103798 6212651 17228992 6310617 17228997 6310617 17229001 6310617 17229002 6310617 17229005 6310617 17229007 6310617 17229008 6310617 17229012 6310617 17229013 6310617 17229014 6310617 17229019 6310617 17229025 6310617 17229026 6310617 17229027 6310617 17242379 6320025 17242380 6320025 17242381 6320025 17242382 6320025 17242383 6320025 17242384 6320025 17242385 6320025 17242386 6320025 17242387 6320025 17242388 6320025 17242389 6320025 17242390 6320025 17242391 6320025 17242394 6320025 17145493 6244631 17279644 6351123 17279661 6351123 17086334 6197963 17086358 6197963 17279648 6351123 17279663 6351123 17279664 6351123 17279652 6351123 17279666 6351123 17279647 6351123 17279656 6351123 17279662 6351123 17279667 6351123 17279670 6351123 17316097 6371718 17316110 6371718 17324588 6381171 17324595 6381171 17324598 6381171 17324601 6381171 17324603 6381171 17324610 6381171 17324612 6381171 17324614 6381171 17324618 6381171 17324619 6381171 17256660 6320026 17228991 6310617 17228993 6310617 17290485 6359088 17290501 6359088 17290479 6359088 17290503 6359088 17289985 6359086 17289986 6359086 17289987 6359086 17289998 6359086 17279657 6351123 17279659 6351123 17279655 6351123 17316112 6371718 17319979 6371719 17316103 6371718 17256670 6320026 17086333 6197963 17103800 6212651 17289992 6359086 17290505 6359088 17290000 6359086 17290492 6359088 17289984 6359086 17289995 6359086 17290002 6359086 17290009 6359086 17319975 6371719 17319980 6371719 17319981 6371719 17319982 6371719 17319984 6371719 17319987 6371719 17319992 6371719 17319996 6371719 17319974 6371719 17319983 6371719 17319985 6371719 17256667 6320026 17279654 6351123 17316096 6371718 17316101 6371718 17316106 6371718 17228998 6310617 17228999 6310617 17290008 6359086 17086349 6197963 17316104 6371718 17078887 6197962 17078888 6197962 17316093 6371718 17375742 6402167 17375745 6402167 17375746 6402167 17375754 6402167 17375756 6402167 17375758 6402167 17375760 6402167 17375763 6402167 17319976 6371719 17319989 6371719 17078926 6197962 17290010 6359086 17290498 6359088 17383884 6413196 17383911 6413196 17383925 6413196 17256669 6320026 17324613 6381171 17289996 6359086 17324591 6381171 17383879 6413196 17383914 6413196 17078868 6197962 17078934 6197962 17086344 6197963 17290004 6359086 17290007 6359086 17383912 6413196 17319993 6371719 17324590 6381171 17078901 6197962 17078924 6197962 17316111 6371718 17324585 6381171 17289990 6359086 17078885 6197962 17078927 6197962 17078882 6197962 17078889 6197962 17289989 6359086 17383894 6413196 17383906 6413196 17383915 6413196 17383923 6413196 17383886 6413196 17383897 6413196 17383917 6413196 17279649 6351123 17383901 6413196 17078892 6197962 17078910 6197962 17290006 6359086 17078883 6197962 17078912 6197962 17319990 6371719 17324596 6381171 17383896 6413196 17383921 6413196 17319977 6371719 17279651 6351123 17279653 6351123 17375751 6402167 17290482 6359088 17290491 6359088 17375738 6402167 17375759 6402167 17290481 6359088 17290500 6359088 17279668 6351123 17290003 6359086 17316115 6371718 17078886 6197962 17078909 6197962 17078925 6197962 17290478 6359088 17290506 6359088 17375740 6402167 17375741 6402167 17375752 6402167 17375755 6402167 17375761 6402167 17375762 6402167 17375765 6402167 17375768 6402167 17078880 6197962 17316098 6371718 17375749 6402167 17375757 6402167 17383877 6413196 17383898 6413196 17383903 6413196 17383905 6413196 17078872 6197962 17078875 6197962 17078878 6197962 17078891 6197962 17078893 6197962 17078894 6197962 17078899 6197962 17078906 6197962 17078921 6197962 17078928 6197962 17086335 6197963 17086350 6197963 17086356 6197963 17145484 6244631 17145490 6244631 17145498 6244631 17145501 6244631 17174112 6272696 17174113 6272696 17174118 6272696 17174119 6272696 17174120 6272696 17174121 6272696 17228994 6310617 17228995 6310617 17228996 6310617 17229000 6310617 17229003 6310617 17229004 6310617 17229006 6310617 17229009 6310617 17229010 6310617 17229011 6310617 17229015 6310617 17229016 6310617 17229017 6310617 17229018 6310617 17229020 6310617 17229021 6310617 17229023 6310617 17229024 6310617 17229028 6310617 17256658 6320026 17256659 6320026 17256661 6320026 17256662 6320026 17256663 6320026 17256664 6320026 17256665 6320026 17256666 6320026 17256668 6320026 17256671 6320026 17279646 6351123 17279650 6351123 17279658 6351123 17279660 6351123 17279665 6351123 17289991 6359086 17289994 6359086 17289997 6359086 17290011 6359086 17290012 6359086 17290013 6359086 17290487 6359088 17290496 6359088 17316095 6371718 17316100 6371718 17316102 6371718 17316108 6371718 17316109 6371718 17316113 6371718 17316119 6371718 17316121 6371718 17316124 6371718 17319978 6371719 17319986 6371719 17319988 6371719 17319991 6371719 17319995 6371719 17319997 6371719 17324586 6381171 17324589 6381171 17324592 6381171 17324593 6381171 17324594 6381171 17324597 6381171 17324599 6381171 17324600 6381171 17324604 6381171 17324606 6381171 17324607 6381171 17324608 6381171 17324609 6381171 17324611 6381171 17324615 6381171 17324616 6381171 17324617 6381171 17375739 6402167 17375744 6402167 17375750 6402167 17375753 6402167 17375766 6402167 17383878 6413196 17383881 6413196 17383887 6413196 17383895 6413196 17383907 6413196 17383908 6413196 17383910 6413196 17383919 6413196 | The most proximal unsegmented electrode of the Deep Brain Stimulation leads, may be constructed with MP35N instead of the required 90/10 platinum-iridium. | Mixed-up of materials/components | On October 11, 2018, the firm sent an Urgent Medical Device Recall Notice to customers (i.e, Hospital Administrators) via overnight mail service informing them that the firm's records indicate that the institution has/had received the affected 8-Channel Lead that may be impacted by an isolated manufacturing issue. The notification explains that the firm believes that some of the listed leads may contain an electrode that does not conform to material specification. In total, there have been four (4) reports from (2) centers describing that the most proximal stimulation tip electrode (electrode position 4) appeared lighter than the more distal electrodes when radiographed. There have been no reports of patient harm to date. Further communication with additional details about this action, inclusive of management recommendations for any patients that may have been implanted with an affected lead, will be forthcoming as soon as possible. The notification also informs the customer that the firm's representative will assist with removing these leads from the customer's account and will facilitate replacing them. The firm is requesting the customer's support on the removal and return of these leads. The FDA has been notified of this activity. In the meantime, if hospitals or it's physicians have any questions, they can contact their local Sales Representative or Abbott Support at 1-800-727-7846 (Opt3). Customers were also provided with an Acknowledgement Form and instructed to complete all requested information and to return immediately. The Acknowledgement Form included a list of the models and serial numbers of the devices that have been delivered to the facilities, but that records do not yet reflect an implant. The customer is instructed to review and indicate if the device(s) were removed or implanted. Customer are instructed to please return the Acknowledgement Form to Abbott at email: DBSNotices@Abbott.com. On October 29, 2018, the firm sending out |  | Worldwide distribution - US nationwide distribution in the states of AZ, CA, CO, FL, GA, IL, MD, MN, MO, MT, NC, NJ, NY, OH, PA, and WA. International distribution in the countries of Argentina, Australia, Austria, Belgium, Brazil, Colombia, Czech Republic, Finland, France, Germany, Hungary, Italy, Mexico, Poland, Russian Federation, Saudi Arabia, South Korea, Spain, Sweden, Taiwan, Turkey, and United Kingdom | multiple: extension/connector; ipg/neurostimulator; labeling/mri/instructions; lead/electrode | Directional lead material nonconformity | keyword_product_description | deep brain stimulation | ['DBS', 'Directional Lead', 'Infinity DBS', 'deep brain stimulation'] | Yes | Abbott/St. Jude Infinity DBS directional lead material issue
Z-2125-2020¦84983 | 179907 | Z-2125-2020 | 84983 | 2019-04-24 |  | 2022-01-18 | Terminated | NHL | P150031 | Boston Scientific-associated | Boston Scientific Neuromodulation Corporation | Fifty-five (55) cm 8 Contact Extension Kit, part number M365NM3138550 - Product Usage: The Deep Brain Stimulation (DBS) System is indicated for use in bilateral stimulation of the subthalamic nucleus (STN) as an adjunctive therapy in reducing some of the symptoms of moderate to advanced levodopa-responsive Parkinson s disease (PD) that are not adequately controlled with medication. | Part number M365NM3138550; serial numbers 1049357, 1057232, 3014616, 1053194, 3010769, 3014631, 1057225 and 3012324. | The firm is initiating a voluntary removal of certain spinal cord stimulation leads, lead extensions, adapters, and deep brain stimulation lead extensions due to the "use by date" displayed on the label which is later than the correct "use by date". No adverse health consequence is expected to occur from this issue. | Labeling Change Control | Customers to the user level are being notified of the recall via letter sent by DHL courier beginning on April 24, 2019. A third-party recalling company is not being used. The Urgent Medical Device Product Removal Letter instructs customers to immediately cease further distribution or use of any remaining product affected by this removal. Customers who identify any affected products within their inventory are instructed to segregate them immediately and return the product(s) to the recalling firm in accordance with enclosed instructions. Customers will receive replacements for all removed products returned to the manufacturer. Customers who are distributors are requested to notify any of their customers who have received the affected product(s). Recipients of the recall notice are requested to pass the notice to any healthcare professional from their organization who needs to be aware and to any organization where the potentially affected devices have been transferred, if appropriate. In addition, it is requested that customers provide the recalling firm with details of any affected devices that have been transferred to other organizations. Customers are requested to email or fax the Reply Verification Tracking Form to the BSC Field Action Center to BCSFieldActionCenter@bsci.com or by fax to 1-866-213-1806. Return of the RVTF is requested even if customers do not have any affected product to return. | 8 units | Distributed OUS only. to 14 countries. | multiple: extension/connector; labeling/mri/instructions; lead/electrode; surgical accessory | Extension kit labeling/use-by-date | keyword_product_description | deep brain stimulation | ['DBS', 'deep brain stimulation'] | Yes | Boston Scientific DBS extension kit; use-by-date labeling
Z-0612-2021¦86907 | 184809 | Z-0612-2021 | 86907 | 2020-11-19 |  | 2023-04-03 | Terminated | MHY |  | Medtronic-associated | Medtronic Neuromodulation | Percept PC Implantable Neurostimulator (INS) - Product Usage: The Percept PC is a neurostimulation device for deep brain stimulation therapy. It is indicated for DBS treatment for Parkinson s disease, essential tremor, dystonia, obsessive-compulsive disorder, and epilepsy. | Model Number: B35200; GTIN: 00763000253363; Serial Numbers: NPI706941H, NPI707024H, NPI707000H, NPI706992H, NPI706963H, NPI706962H, NPI706987H, NPI706945H, NPI706952H, NPI706954H, NPI706955H, NPI706957H | A software anomaly in the A620 Patient Programmer application was identified that results in failure to connect with the Percept PC device. | Software design | Beginning November 19, 2020 accounts impacted by this issue were verbally notified to quarantine affected product. Beginning November 25, 2020 a recall notification letter and retrieval instructions titled "URGENT: MEDICAL DEVICE RECALL A620 Patient Programmer issue with specific Percept" PC Neurostimulators" was hand delivered to impacted accounts by Medtronic Representatives. | 12 devices | US Nationwide distribution including in the states of Arizona, California, New Hampshire, Pennsylvania, Tennessee, Texas, Washington. | multiple: ipg/neurostimulator; labeling/mri/instructions; programmer/software | Patient programmer connection anomaly | keyword_product_description | deep brain stimulation | ['DBS', 'Percept', 'deep brain stimulation'] | Yes | Medtronic Percept PC; patient programmer software connection anomaly
Z-1368-2021¦87569 | 186320 | Z-1368-2021 | 87569 | 2021-03-09 |  |  | Open, Classified | MHY | P960009 | Medtronic-associated | Medtronic Neuromodulation | A610 Clinician Programmer Application for Deep Brain Stimulation Clinician Programming Guide Percept PC Model B35200 Neurostimulator Application, version 2.0.4584, 2.0.4594, 2.0.4605, and 3.0.1057* * Version 3.0.1057 is approved for distribution in Europe only. | version 2.0.4584, 2.0.4594, 2.0.4605, and 3.0.1057* * Version 3.0.1057 is approved for distribution in Europe only. | There are two issues within this correction action: 1. Cycling Issue: When copying settings from a previously used Activa device to a new Percept PC Implantable Neurostimulator (INS) using the "replacement" function of the A610 clinician programmer application, the cycling feature is not copied properly. 2. Log Fill Issue: When the Percept PC INS System Event log is full, the clinician programmer A610 Software application version 2.0.4584, 2.0.4594, 2.0.4605, or 3.0.1057 crashes when it attempts a reading of the last records in the log. | Under Investigation by firm | Beginning 9-Mar-2021, Medtronic representatives began verbally notifications in order to inform impacted physicians of the issues and provide the mitigations outlined in the letters. Beginning 16-Mar-2021, Medtronic notified its consignees via mail, email, fax, and/or personal visit by Medtronic personnel. The notice described the problems and provided a workaround to use until a software update is available. | 5332 downloads | Worldwide distribution - US Nationwide distribution in Puerto Rico and the countries of Australia, Austria, Belgium, Brazil, Bulgaria, Canada, Croatia, Czech Republic, Denmark, Finland, France, Germany, Greece, Hungary, Iceland, Ireland, Israel, Italy, Japan, Lithuania, Luxembourg, Malaysia, Malta, Netherlands, Norway, Poland, Portugal, Saudi Arabia, Slovakia, Slovenia, Spain, Sweden, Switzerland, Thailand, Turkey, United Kingdom. | multiple: ipg/neurostimulator; programmer/software | Clinician programmer software anomaly | keyword_product_description | deep brain stimulation | ['Percept', 'deep brain stimulation'] | Yes | Medtronic A610 clinician programmer software issues for Percept PC
Z-0418-2022¦88889 | 189948 | Z-0418-2022 | 88889 | 2021-10-19 |  |  | Open, Classified | MHY | P960009 | Medtronic-associated | Medtronic Neuromodulation | Model B35200 - Percept PC BrainSense Implantable Neurostimulator | GTIN 00763000253363, Serial Numbers: NPI714835H, NPI714811H, NPI714812H, NPI714814H, NPI714816H, NPI714817H, NPI714819H, NPI714820H, NPI714750H, NPI714764H, NPI714771H, NPI714794H, NPI714682H, NPI714709H, NPI714710H, NPI714594H, NPI714598H, NPI714599H, NPI714602H, NPI714603H, NPI714606H, NPI714564H, NPI714572H, NPI714574H, NPI714587H, NPI714588H, NPI714589H, NPI714373H, NPI714379H, NPI714331H, NPI714346H, NPI714358H, NPI714378H, NPI714128H, NPI714160H, NPI714060H, NPI713947H, NPI713956H, NPI713957H, NPI714001H, NPI714017H, NPI713948H, NPI713949H, NPI713951H, NPI713952H, NPI713953H, NPI713954H, NPI713955H, NPI713829H, NPI713371H, NPI713372H, NPI713422H, NPI713242H, NPI713188H, NPI712940H, NPI712785H, NPI712637H, NPI712405H, NPI712411H, NPI712412H, NPI712341H, NPI712302H, NPI712256H, NPI711876H, NPI711841H, NPI711475H, NPI711476H, NPI710876H, NPI710765H, NPI710561H, NPI710071H, NPI709964H, NPI709680H, NPI709654H, NPI709655H, NPI709575H, NPI708692H, NPI708699H, NPI708702H, NPI708709H, NPI708675H, NPI708653H, NPI708635H, NPI708457H, NPI708415H, NPI708417H, NPI708425H, NPI708367H, NPI708376H, NPI708358H, NPI708316H, NPI708288H, NPI708289H, NPI708292H, NPI708295H, NPI708299H, NPI708300H, NPI708305H, NPI708306H, NPI708309H, NPI708258H, NPI708262H, NPI708273H, NPI708127H, NPI708128H, NPI708153H, NPI708101H, NPI708102H, NPI708103H, NPI708106H, NPI708107H, NPI708110H, NPI708112H, NPI708113H, NPI708114H, NPI708117H, NPI708118H, NPI708120H, NPI708121H, NPI708123H, NPI708124H, NPI708125H, NPI708079H, NPI708080H, NPI708082H, NPI708083H, NPI708084H, NPI708085H, NPI708086H, NPI708087H, NPI708088H, NPI708089H, NPI708090H, NPI708091H, NPI708092H, NPI708093H, NPI708094H, NPI708095H, NPI708096H, NPI708097H, NPI708100H, NPI708105H, NPI708108H, NPI708109H, NPI708116H, NPI708126H, NPI708056H, NPI708059H, NPI708060H, NPI708062H, NPI708063H, NPI708064H, NPI708065H, NPI708066H, NPI708067H, NPI708068H, NPI708070H, NPI708071H, NPI708073H, NPI708074H, NPI708076H, NPI708077H, NPI708078H, NPI708081H, NPI708014H, NPI708037H, NPI708038H, NPI708039H, NPI708040H, NPI708041H, NPI708042H, NPI708043H, NPI708044H, NPI708045H, NPI708046H, NPI708048H, NPI708049H, NPI708050H, NPI708055H, NPI708057H, NPI707998H, NPI707999H, NPI708001H, NPI708002H, NPI708003H, NPI708004H, NPI708005H, NPI708007H, NPI708008H, NPI708009H, NPI708011H, NPI708012H, NPI708013H, NPI708015H, NPI708016H, NPI708017H, NPI708018H, NPI708020H, NPI708021H, NPI708022H, NPI708023H, NPI708024H, NPI708025H, NPI708026H, NPI708027H, NPI708028H, NPI708030H, NPI708031H, NPI708033H, NPI708034H, NPI708036H, NPI707947H, NPI707955H, NPI707956H, NPI707961H, NPI707964H, NPI707970H, NPI707972H, NPI707975H, NPI707978H, NPI707979H, NPI707982H, NPI707983H, NPI707985H, NPI707986H, NPI707987H, NPI707989H, NPI707990H, NPI707991H, NPI707992H, NPI707993H, NPI707995H, NPI707996H, NPI707997H, NPI708000H, NPI707942H, NPI707943H, NPI707944H, NPI707945H, NPI707946H, NPI707948H, NPI707949H, NPI707950H, NPI707951H, NPI707952H, NPI707953H, NPI707954H, NPI707957H, NPI707958H, NPI707959H, NPI707962H, NPI707963H, NPI707966H, NPI707968H, NPI707969H, NPI707971H, NPI707974H, NPI707976H, NPI707977H, NPI707918H, NPI707919H, NPI707920H, NPI707922H, NPI707923H, NPI707924H, NPI707925H, NPI707927H, NPI707928H, NPI707929H, NPI707930H, NPI707931H, NPI707932H, NPI707934H, NPI707935H, NPI707937H, NPI707938H, NPI707939H, NPI707880H, NPI707881H, NPI707883H, NPI707884H, NPI707885H, NPI707886H, NPI707888H, NPI707890H, NPI707905H, NPI707907H, NPI707914H, NPI707916H, NPI707870H, NPI707871H, NPI707872H, NPI707873H, NPI707874H, NPI707875H, NPI707877H, NPI707879H, NPI707889H, NPI707893H, NPI707894H, NPI707895H, NPI707896H, NPI707897H, NPI707898H, NPI707899H, NPI707900H, NPI707901H, NPI707902H, NPI707846H, NPI707847H, NPI707848H, NPI707849H, NPI707856H, NPI707857H, NPI707858H, NPI707860H, NPI707861H, NPI707862H, NPI707864H, NPI707865H, NPI707867H, NPI707868H, NPI707869H, NPI707828H, NPI707830H, NPI707831H, NPI707832H, NPI707833H, NPI707834H, NPI707835H, NPI707836H, NPI707837H, NPI707838H, NPI707839H, NPI707840H, NPI707841H, NPI707842H, NPI707843H, NPI707844H, NPI707845H, NPI707851H, NPI707852H, NPI707855H, NPI707811H, NPI707812H, NPI707813H, NPI707814H, NPI707816H, NPI707818H, NPI707819H, NPI707820H, NPI707821H, NPI707822H, NPI707824H, NPI707791H, NPI707792H, NPI707794H, NPI707795H, NPI707797H, NPI707798H, NPI707799H, NPI707800H, NPI707802H, NPI707804H, NPI707805H, NPI707806H, NPI707807H, NPI707808H, NPI707809H, NPI707774H, NPI707776H, NPI707777H, NPI707779H, NPI707780H, NPI707782H, NPI707783H, NPI707784H, NPI707786H, NPI707788H, NPI707789H, NPI707790H, NPI707749H, NPI707750H, NPI707752H, NPI707753H, NPI707754H, NPI707755H, NPI707756H, NPI707757H, NPI707758H, NPI707762H, NPI707763H, NPI707764H, NPI707765H, NPI707766H, NPI707767H, NPI707768H, NPI707769H, NPI707770H, NPI707771H, NPI707772H, NPI707720H, NPI707721H, NPI707722H, NPI707723H, NPI707724H, NPI707725H, NPI707727H, NPI707728H, NPI707730H, NPI707731H, NPI707732H, NPI707733H, NPI707734H, NPI707735H, NPI707737H, NPI707738H, NPI707739H, NPI707740H, NPI707741H, NPI707743H, NPI707744H, NPI707745H, NPI707712H, NPI707713H, NPI707714H, NPI707684H, NPI707689H, NPI707690H, NPI707691H, NPI707696H, NPI707698H, NPI707699H, NPI707700H, NPI707702H, NPI707704H, NPI707705H, NPI707707H, NPI707708H, NPI707664H, NPI707666H, NPI707668H, NPI707672H, NPI707673H, NPI707674H, NPI707675H, NPI707676H, NPI707677H, NPI707679H, NPI707681H, NPI707682H, NPI707683H, NPI707686H, NPI707688H, NPI707648H, NPI707649H, NPI707650H, NPI707651H, NPI707652H, NPI707654H, NPI707655H, NPI707656H, NPI707658H, NPI707659H, NPI707660H, NPI707661H, NPI707662H, NPI707663H, NPI707670H, NPI707671H, NPI707592H, NPI707597H, NPI707598H, NPI707599H, NPI707617H, NPI707621H, NPI707622H, NPI707623H, NPI707624H, NPI707625H, NPI707626H, NPI707627H, NPI707628H, NPI707629H, NPI707630H, NPI707631H, NPI707632H, NPI707633H, NPI707635H, NPI707637H, NPI707639H, NPI707640H, NPI707641H, NPI707642H, NPI707643H, NPI707644H, NPI707645H, NPI707646H, NPI707647H, NPI707653H, NPI707657H, NPI707581H, NPI707582H, NPI707583H, NPI707585H, NPI707586H, NPI707587H, NPI707588H, NPI707589H, NPI707590H, NPI707591H, NPI707593H, NPI707594H, NPI707595H, NPI707596H, NPI707600H, NPI707601H, NPI707602H, NPI707603H, NPI707605H, NPI707606H, NPI707607H, NPI707610H, NPI707611H, NPI707612H, NPI707613H, NPI707614H, NPI707615H, NPI707616H, NPI707618H, NPI707569H, NPI707570H, NPI707571H, NPI707572H, NPI707573H, NPI707574H, NPI707575H, NPI707576H, NPI707577H, NPI707578H, NPI707579H, NPI707580H, NPI707536H, NPI707537H, NPI707538H, NPI707539H, NPI707541H, NPI707542H, NPI707543H, NPI707544H, NPI707545H, NPI707546H, NPI707547H, NPI707548H, NPI707549H, NPI707550H, NPI707551H, NPI707552H, NPI707553H, NPI707554H, NPI707555H, NPI707556H, NPI707557H, NPI707558H, NPI707559H, NPI707560H, NPI707561H, NPI707562H, NPI707563H, NPI707564H, NPI707565H, NPI707566H, NPI707567H, NPI707568H, NPI707513H, NPI707514H, NPI707515H, NPI707516H, NPI707517H, NPI707518H, NPI707519H, NPI707520H, NPI707521H, NPI707522H, NPI707523H, NPI707524H, NPI707525H, NPI707526H, NPI707530H, NPI707531H, NPI707533H, NPI707534H, NPI707535H, NPI707484H, NPI707485H, NPI707490H, NPI707491H, NPI707492H, NPI707493H, NPI707494H, NPI707495H, NPI707496H, NPI707497H, NPI707498H, NPI707500H, NPI707501H, NPI707502H, NPI707506H, NPI707507H, NPI707508H, NPI707509H, NPI707439H, NPI707440H, NPI707441H, NPI707443H, NPI707444H, NPI707445H, NPI707446H, NPI707447H, NPI707449H, NPI707450H, NPI707452H, NPI707453H, NPI707454H, NPI707455H, NPI707456H, NPI707457H, NPI707458H, NPI707459H, NPI707460H, NPI707461H, NPI707462H, NPI707463H, NPI707464H, NPI707465H, NPI707466H, NPI707467H, NPI707468H, NPI707469H, NPI707470H, NPI707471H, NPI707472H, NPI707473H, NPI707474H, NPI707476H, NPI707477H, NPI707478H, NPI707479H, NPI707480H, NPI707482H, NPI707483H, NPI707486H, NPI707487H, NPI707488H, NPI707402H, NPI707406H, NPI707407H, NPI707408H, NPI707410H, NPI707412H, NPI707414H, NPI707415H, NPI707416H, NPI707417H, NPI707418H, NPI707420H, NPI707421H, NPI707422H, NPI707423H, NPI707424H, NPI707425H, NPI707426H, NPI707427H, NPI707428H, NPI707429H, NPI707430H, NPI707431H, NPI707432H, NPI707433H, NPI707434H, NPI707435H, NPI707436H, NPI707437H, NPI707438H, NPI707351H, NPI707352H, NPI707353H, NPI707354H, NPI707355H, NPI707357H, NPI707358H, NPI707359H, NPI707374H, NPI707375H, NPI707376H, NPI707377H, NPI707378H, NPI707379H, NPI707380H, NPI707381H, NPI707382H, NPI707383H, NPI707386H, NPI707394H, NPI707396H, NPI707397H, NPI707398H, NPI707399H, NPI707400H, NPI707401H, NPI707403H, NPI707404H, NPI707336H, NPI707338H, NPI707339H, NPI707341H, NPI707342H, NPI707343H, NPI707364H, NPI707367H, NPI707368H, NPI707369H, NPI707373H, NPI707385H, NPI707387H, NPI707388H, NPI707389H, NPI707390H, NPI707392H, NPI707393H, NPI707395H, NPI707306H, NPI707308H, NPI707309H, NPI707310H, NPI707311H, NPI707312H, NPI707313H, NPI707315H, NPI707316H, NPI707317H, NPI707318H, NPI707319H, NPI707320H, NPI707321H, NPI707322H, NPI707323H, NPI707326H, NPI707327H, NPI707328H, NPI707329H, NPI707331H, NPI707332H, NPI707334H, NPI707335H, NPI707277H, NPI707278H, NPI707279H, NPI707280H, NPI707282H, NPI707283H, NPI707284H, NPI707285H, NPI707286H, NPI707287H, NPI707288H, NPI707289H, NPI707290H, NPI707291H, NPI707292H, NPI707293H, NPI707294H, NPI707296H, NPI707297H, NPI707299H, NPI707300H, NPI707301H, NPI707302H, NPI707303H, NPI707304H, NPI707307H, NPI707314H, NPI707249H, NPI707250H, NPI707252H, NPI707253H, NPI707255H, NPI707256H, NPI707257H, NPI707258H, NPI707259H, NPI707261H, NPI707262H, NPI707263H, NPI707268H, NPI707269H, NPI707270H, NPI707271H, NPI707272H, NPI707273H, NPI707274H, NPI707275H, NPI707276H, NPI707208H, NPI707214H, NPI707215H, NPI707216H, NPI707218H, NPI707219H, NPI707220H, NPI707221H, NPI707222H, NPI707223H, NPI707224H, NPI707225H, NPI707226H, NPI707227H, NPI707229H, NPI707230H, NPI707232H, NPI707233H, NPI707235H, NPI707236H, NPI707237H, NPI707238H, NPI707239H, NPI707240H, NPI707241H, NPI707243H, NPI707244H, NPI707245H, NPI707246H, NPI707184H, NPI707185H, NPI707187H, NPI707189H, NPI707190H, NPI707192H, NPI707193H, NPI707196H, NPI707199H, NPI707200H, NPI707201H, NPI707202H, NPI707203H, NPI707204H, NPI707205H, NPI707206H, NPI707207H, NPI707209H, NPI707210H, NPI707211H, NPI707212H, NPI707213H, NPI707161H, NPI707162H, NPI707163H, NPI707165H, NPI707166H, NPI707167H, NPI707168H, NPI707170H, NPI707171H, NPI707172H, NPI707175H, NPI707177H, NPI707178H, NPI707181H, NPI707131H, NPI707134H, NPI707137H, NPI707138H, NPI707139H, NPI707140H, NPI707141H, NPI707142H, NPI707143H, NPI707144H, NPI707145H, NPI707146H, NPI707148H, NPI707149H, NPI707150H, NPI707151H, NPI707156H, NPI707157H, NPI707159H, NPI707160H, NPI707103H, NPI707104H, NPI707105H, NPI707106H, NPI707107H, NPI707109H, NPI707110H, NPI707111H, NPI707112H, NPI707114H, NPI707115H, NPI707116H, NPI707117H, NPI707119H, NPI707121H, NPI707122H, NPI707123H, NPI707124H, NPI707126H, NPI707127H, NPI707129H, NPI707130H, NPI707135H, NPI707136H, NPI707084H, NPI707085H, NPI707086H, NPI707089H, NPI707092H, NPI707094H, NPI707095H, NPI707096H, NPI707097H, NPI707098H, NPI707099H, NPI707100H, NPI707102H, NPI707045H, NPI707050H, NPI707053H, NPI707054H, NPI707055H, NPI707056H, NPI707057H, NPI707058H, NPI707059H, NPI707061H, NPI707062H, NPI707063H, NPI707065H, NPI707066H, NPI707069H, NPI707070H, NPI707072H, NPI707073H, NPI707074H, NPI707075H, NPI707076H, NPI707077H, NPI707078H, NPI707080H, NPI707081H, NPI707082H, NPI707083H, NPI707020H, NPI707025H, NPI707026H, NPI707027H, NPI707028H, NPI707029H, NPI707030H, NPI707031H, NPI707032H, NPI707034H, NPI707035H, NPI707036H, NPI707037H, NPI707038H, NPI707039H, NPI707041H, NPI707042H, NPI707043H, NPI707046H, NPI707047H, NPI707048H, NPI707051H, NPI707052H, NPI706993H, NPI706994H, NPI706995H, NPI706996H, NPI706997H, NPI706998H, NPI706999H, NPI707002H, NPI707003H, NPI707004H, NPI707005H, NPI707006H, NPI707007H, NPI707008H, NPI707011H, NPI707012H, NPI707013H, NPI707014H, NPI707015H, NPI707016H, NPI707017H, NPI707018H, NPI707019H, NPI707021H, NPI707023H, NPI706956H, NPI706959H, NPI706961H, NPI706962H, NPI706967H, NPI706968H, NPI706969H, NPI706970H, NPI706972H, NPI706973H, NPI706974H, NPI706975H, NPI706976H, NPI706977H, NPI706978H, NPI706979H, NPI706980H, NPI706981H, NPI706983H, NPI706985H, NPI706986H, NPI706989H, NPI706990H, NPI706991H, NPI706928H, NPI706929H, NPI706930H, NPI706931H, NPI706932H, NPI706933H, NPI706934H, NPI706935H, NPI706938H, NPI706939H, NPI706940H, NPI706941H, NPI706942H, NPI706943H, NPI706944H, NPI706946H, NPI706947H, NPI706948H, NPI706949H, NPI706951H, NPI706953H, NPI706964H, NPI706898H, NPI706899H, NPI706900H, NPI706901H, NPI706902H, NPI706903H, NPI706904H, NPI706905H, NPI706906H, NPI706907H, NPI706908H, NPI706909H, NPI706910H, NPI706911H, NPI706912H, NPI706913H, NPI706914H, NPI706915H, NPI706916H, NPI706917H, NPI706919H, NPI706920H, NPI706921H, NPI706922H, NPI706923H, NPI706925H, NPI706926H, NPI706879H, NPI706880H, NPI706881H, NPI706882H, NPI706883H, NPI706884H, NPI706885H, NPI706886H, NPI706887H, NPI706888H, NPI706889H, NPI706890H, NPI706891H, NPI706892H, NPI706893H, NPI706894H, NPI706895H, NPI706897H, NPI706876H, NPI706878H, NPI706856H, NPI706858H, NPI706861H, NPI706864H, NPI706867H, NPI706870H, NPI706871H, NPI706872H, NPI706822H, NPI706823H, NPI706824H, NPI706825H, NPI706826H, NPI706828H, NPI706829H, NPI706830H, NPI706831H, NPI706832H, NPI706833H, NPI706834H, NPI706835H, NPI706836H, NPI706837H, NPI706838H, NPI706839H, NPI706840H, NPI706841H, NPI706842H, NPI706843H, NPI706844H, NPI706845H, NPI706846H, NPI706847H, NPI706848H, NPI706849H, NPI706850H, NPI706851H, NPI706852H, NPI706853H, NPI706854H, NPI706855H, NPI706857H, NPI706863H, NPI706865H, NPI706866H, NPI706793H, NPI706794H, NPI706795H, NPI706798H, NPI706800H, NPI706801H, NPI706802H, NPI706803H, NPI706804H, NPI706805H, NPI706806H, NPI706807H, NPI706808H, NPI706809H, NPI706810H, NPI706811H, NPI706812H, NPI706813H, NPI706814H, NPI706815H, NPI706816H, NPI706817H, NPI706818H, NPI706819H, NPI706820H, NPI706827H, NPI706764H, NPI706766H, NPI706767H, NPI706768H, NPI706769H, NPI706770H, NPI706771H, NPI706772H, NPI706773H, NPI706776H, NPI706777H, NPI706778H, NPI706779H, NPI706780H, NPI706781H, NPI706782H, NPI706783H, NPI706784H, NPI706785H, NPI706786H, NPI706787H, NPI706788H, NPI706789H, NPI706790H, NPI706791H, NPI706792H, NPI706799H, NPI706721H, NPI706722H, NPI706723H, NPI706724H, NPI706726H, NPI706731H, NPI706732H, NPI706733H, NPI706734H, NPI706735H, NPI706736H, NPI706737H, NPI706738H, NPI706739H, NPI706740H, NPI706741H, NPI706742H, NPI706743H, NPI706746H, NPI706747H, NPI706749H, NPI706750H, NPI706751H, NPI706752H, NPI706754H, NPI706755H, NPI706756H, NPI706757H, NPI706759H, NPI706760H, NPI706763H, NPI706692H, NPI706702H, NPI706703H, NPI706704H, NPI706705H, NPI706706H, NPI706708H, NPI706709H, NPI706710H, NPI706711H, NPI706712H, NPI706714H, NPI706715H, NPI706717H, NPI706718H, NPI706719H, NPI706720H, NPI706725H, NPI706727H, NPI706730H, NPI706682H, NPI706683H, NPI706684H, NPI706685H, NPI706686H, NPI706687H, NPI706688H, NPI706689H, NPI706690H, NPI706691H, NPI706693H, NPI706694H, NPI706695H, NPI706696H, NPI706697H, NPI706698H, NPI706699H, NPI706700H, NPI706701H, NPI706707H, NPI706659H, NPI706667H, NPI706668H, NPI706669H, NPI706670H, NPI706671H, NPI706673H, NPI706674H, NPI706675H, NPI706676H, NPI706677H, NPI706678H, NPI706679H, NPI706617H, NPI706618H, NPI706619H, NPI706620H, NPI706621H, NPI706622H, NPI706623H, NPI706624H, NPI706625H, NPI706626H, NPI706627H, NPI706628H, NPI706629H, NPI706630H, NPI706631H, NPI706632H, NPI706633H, NPI706634H, NPI706635H, NPI706636H, NPI706637H, NPI706639H, NPI706645H, NPI706646H, NPI706647H, NPI706648H, NPI706649H, NPI706650H, NPI706651H, NPI706652H, NPI706653H, NPI706654H, NPI706655H, NPI706656H, NPI706660H, NPI706661H, NPI706662H, NPI706663H, NPI706664H, NPI706665H, NPI706666H, NPI706577H, NPI706579H, NPI706581H, NPI706585H, NPI706585H, NPI706587H, NPI706588H, NPI706589H, NPI706591H, NPI706592H, NPI706594H, NPI706595H, NPI706596H, NPI706597H, NPI706599H, NPI706600H, NPI706601H, NPI706602H, NPI706603H, NPI706604H, NPI706605H, NPI706606H, NPI706607H, NPI706608H, NPI706609H, NPI706610H, NPI706611H, NPI706612H, NPI706613H, NPI706614H, NPI706615H, NPI706616H, NPI706545H, NPI706546H, NPI706547H, NPI706549H, NPI706550H, NPI706551H, NPI706552H, NPI706554H, NPI706555H, NPI706559H, NPI706560H, NPI706561H, NPI706562H, NPI706563H, NPI706578H, NPI706508H, NPI706511H, NPI706512H, NPI706513H, NPI706516H, NPI706517H, NPI706518H, NPI706523H, NPI706524H, NPI706525H, NPI706526H, NPI706527H, NPI706528H, NPI706529H, NPI706530H, NPI706532H, NPI706533H, NPI706534H, NPI706538H, NPI706539H, NPI706540H, NPI706541H, NPI706542H, NPI706543H, NPI706544H, NPI706558H, NPI706494H, NPI706495H, NPI706496H, NPI706497H, NPI706498H, NPI706499H, NPI706500H, NPI706501H, NPI706502H, NPI706503H, NPI706504H, NPI706505H, NPI706506H, NPI706507H, NPI706510H, NPI706519H, NPI706520H, NPI706439H, NPI706440H, NPI706453H, NPI706454H, NPI706455H, NPI706457H, NPI706458H, NPI706464H, NPI706465H, NPI706470H, NPI706475H, NPI706417H, NPI706418H, NPI706419H, NPI706421H, NPI706422H, NPI706423H, NPI706424H, NPI706425H, NPI706427H, NPI706428H, NPI706429H, NPI706431H, NPI706432H, NPI706433H, NPI706434H, NPI706435H, NPI706437H, NPI706438H, NPI706376H, NPI706377H, NPI706378H, NPI706379H, NPI706380H, NPI706382H, NPI706383H, NPI706384H, NPI706386H, NPI706389H, NPI706391H, NPI706392H, NPI706393H, NPI706394H, NPI706395H, NPI706396H, NPI706398H, NPI706399H, NPI706400H, NPI706401H, NPI706402H, NPI706403H, NPI706404H, NPI706405H, NPI706406H, NPI706407H, NPI706408H, NPI706409H, NPI706410H, NPI706411H, NPI706412H, NPI706413H, NPI706414H, NPI706415H, NPI706416H, NPI706341H, NPI706316H, NPI706274H, NPI706276H, NPI706277H, NPI706278H, NPI706279H, NPI706280H, NPI706281H, NPI706282H, NPI706283H, NPI706284H, NPI706285H, NPI706286H, NPI706287H, NPI706288H, NPI706236H, NPI706238H, NPI706239H, NPI706240H, NPI706242H, NPI706243H, NPI706244H, NPI706245H, NPI706247H, NPI706248H, NPI706250H, NPI706251H, NPI706252H, NPI706253H, NPI706254H, NPI706256H, NPI706257H, NPI706258H, NPI706259H, NPI706261H, NPI706262H, NPI706264H, NPI706265H, NPI706266H, NPI706268H, NPI706269H, NPI706270H, NPI706271H, NPI706272H, NPI706273H, NPI706225H, NPI706226H, NPI706227H, NPI706228H, NPI706229H, NPI706230H, NPI706231H, NPI706233H, NPI706234H, NPI706235H, NPI706156H, NPI706157H, NPI706158H, NPI706159H, NPI706160H, NPI706162H, NPI706163H, NPI706164H, NPI706165H, NPI706166H, NPI706167H, NPI706168H, NPI706169H, NPI706170H, NPI706171H, NPI706172H, NPI706174H, NPI706175H, NPI706176H, NPI706177H, NPI706178H, NPI706179H, NPI706180H, NPI706181H, NPI706182H, NPI706183H, NPI706185H, NPI706186H, NPI706122H, NPI706123H, NPI706124H, NPI706127H, NPI706130H, NPI706131H, NPI706132H, NPI706133H, NPI706134H, NPI706135H, NPI706137H, NPI706138H, NPI706139H, NPI706140H, NPI706141H, NPI706142H, NPI706143H, NPI706144H, NPI706146H, NPI706148H, NPI706149H, NPI706150H, NPI706151H, NPI706152H, NPI706153H, NPI706154H, NPI706155H, NPI706094H, NPI706095H, NPI706096H, NPI706097H, NPI706098H, NPI706100H, NPI706101H, NPI706102H, NPI706103H, NPI706104H, NPI706105H, NPI706106H, NPI706108H, NPI706109H, NPI706111H, NPI706112H, NPI706113H, NPI706115H, NPI706117H, NPI706118H, NPI706119H, NPI706120H, NPI706059H, NPI706064H, NPI706066H, NPI706067H, NPI706069H, NPI706070H, NPI706071H, NPI706072H, NPI706078H, NPI706079H, NPI706081H, NPI706082H, NPI706083H, NPI706084H, NPI706085H, NPI706086H, NPI706087H, NPI706089H, NPI706090H, NPI706091H, NPI706092H, NPI706093H, NPI706099H, NPI706021H, NPI706022H, NPI706023H, NPI706025H, NPI706026H, NPI706027H, NPI706028H, NPI706029H, NPI706030H, NPI706031H, NPI706032H, NPI706033H, NPI706035H, NPI706037H, NPI706039H, NPI706040H, NPI706041H, NPI706042H, NPI706044H, NPI706045H, NPI706046H, NPI706047H, NPI706048H, NPI706049H, NPI706050H, NPI706051H, NPI706052H, NPI706053H, NPI706055H, NPI706056H, NPI706057H, NPI706058H, NPI706060H, NPI706062H, NPI706065H, NPI706068H, NPI706012H, NPI706013H, NPI706014H, NPI706015H, NPI706016H, NPI706017H, NPI706018H, NPI706019H, NPI706020H, NPI705987H, NPI705996H, NPI705999H, NPI706001H, NPI706002H, NPI706004H, NPI706008H, NPI706010H, NPI706011H, NPI705976H, NPI705977H, NPI705978H, NPI705979H, NPI705980H, NPI705981H, NPI705982H, NPI705983H, NPI705984H, NPI705985H, NPI705986H, NPI705989H, NPI705990H, NPI705991H, NPI705992H, NPI705993H, NPI705994H, NPI705997H, NPI705998H, NPI706000H, NPI706006H, NPI706007H, NPI705906H, NPI705908H, NPI705909H, NPI705910H, NPI705911H, NPI705912H, NPI705914H, NPI705915H, NPI705916H, NPI705918H, NPI705919H, NPI705920H, NPI705921H, NPI705922H, NPI705924H, NPI705925H, NPI705926H, NPI705927H, NPI705932H, NPI705933H, NPI705937H, NPI705938H, NPI705939H, NPI705940H, NPI705945H, NPI705950H, NPI705863H, NPI705865H, NPI705866H, NPI705867H, NPI705869H, NPI705871H, NPI705889H, NPI705890H, NPI705892H, NPI705893H, NPI705894H, NPI705896H, NPI705897H, NPI705899H, NPI705900H, NPI705903H, NPI705904H, NPI705907H, NPI705913H, NPI705811H, NPI705812H, NPI705813H, NPI705814H, NPI705815H, NPI705816H, NPI705817H, NPI705819H, NPI705822H, NPI705834H, NPI705835H, NPI705836H, NPI705837H, NPI705838H, NPI705840H, NPI705842H, NPI705843H, NPI705845H, NPI705846H, NPI705847H, NPI705848H, NPI705849H, NPI705850H, NPI705851H, NPI705852H, NPI705853H, NPI705854H, NPI705856H, NPI705857H, NPI705858H, NPI705859H, NPI705860H, NPI705861H, NPI705806H, NPI705807H, NPI705808H, NPI705810H, NPI705818H, NPI705820H, NPI705823H, NPI705826H, NPI705827H, NPI705828H, NPI705830H, NPI705792H, NPI705793H, NPI705794H, NPI705796H, NPI705797H, NPI705798H, NPI705800H, NPI705801H, NPI705803H, NPI705804H, NPI705805H, NPI705595H, NPI705597H, NPI705579H, NPI705580H, NPI705581H, NPI705593H, NPI705539H, NPI705542H, NPI705543H, NPI705544H, NPI705545H, NPI705546H, NPI705547H, NPI705550H, NPI705551H, NPI705552H, NPI705553H, NPI705554H, NPI705555H, NPI705556H, NPI705557H, NPI705558H, NPI705559H, NPI705560H, NPI705561H, NPI705562H, NPI705563H, NPI705564H, NPI705565H, NPI705566H, NPI705567H, NPI705568H, NPI705569H, NPI705570H, NPI705574H, NPI705575H, NPI705578H, NPI705518H, NPI705519H, NPI705520H, NPI705521H, NPI705522H, NPI705523H, NPI705524H, NPI705525H, NPI705526H, NPI705527H, NPI705528H, NPI705529H, NPI705530H, NPI705531H, NPI705532H, NPI705533H, NPI705534H, NPI705535H, NPI705509H, NPI705510H, NPI705511H, NPI705512H, NPI705513H, NPI705514H, NPI705515H, NPI705516H, NPI705517H, NPI705465H, NPI705466H, NPI705467H, NPI705468H, NPI705473H, NPI705474H, NPI705475H, NPI705476H, NPI705478H, NPI705479H, NPI705480H, NPI705481H, NPI705482H, NPI705485H, NPI705486H, NPI705487H, NPI705488H, NPI705489H, NPI705490H, NPI705491H, NPI705492H, NPI705493H, NPI705494H, NPI705496H, NPI705497H, NPI705498H, NPI705499H, NPI705500H, NPI705501H, NPI705503H, NPI705504H, NPI705505H, NPI705506H, NPI705507H, NPI705508H, NPI705464H, NPI705469H, NPI705470H, NPI705471H, NPI705457H, NPI705458H, NPI705459H, NPI705460H, NPI705461H, NPI705462H, NPI705463H, NPI705426H, NPI705427H, NPI705428H, NPI705429H, NPI705430H, NPI705431H, NPI705432H, NPI705433H, NPI705434H, NPI705435H, NPI705436H, NPI705437H, NPI705438H, NPI705439H, NPI705440H, NPI705441H, NPI705442H, NPI705443H, NPI705444H, NPI705445H, NPI705446H, NPI705447H, NPI705448H, NPI705450H, NPI705451H, NPI705452H, NPI705453H, NPI705454H, NPI705407H, NPI705408H, NPI705409H, NPI705410H, NPI705411H, NPI705412H, NPI705413H, NPI705414H, NPI705418H, NPI705419H, NPI705420H, NPI705421H, NPI705422H, NPI705423H, NPI705381H, NPI705382H, NPI705384H, NPI705385H, NPI705386H, NPI705398H, NPI705351H, NPI705353H, NPI705354H, NPI705357H, NPI705358H, NPI705359H, NPI705360H, NPI705362H, NPI705363H, NPI705368H, NPI705369H, NPI705374H, NPI705375H, NPI705376H, NPI705378H, NPI705379H, NPI705380H, NPI705387H, NPI705391H, NPI705392H, NPI705395H, NPI705396H, NPI705330H, NPI705332H, NPI705333H, NPI705334H, NPI705335H, NPI705336H, NPI705292H, NPI705293H, NPI705294H, NPI705295H, NPI705296H, NPI705297H, NPI705298H, NPI705299H, NPI705300H, NPI705301H, NPI705302H, NPI705303H, NPI705304H, NPI705305H, NPI705306H, NPI705307H, NPI705308H, NPI705309H, NPI705310H, NPI705311H, NPI705312H, NPI705313H, NPI705314H, NPI705315H, NPI705316H, NPI705317H, NPI705318H, NPI705319H, NPI705320H, NPI705321H, NPI705322H, NPI705323H, NPI705324H, NPI705325H, NPI705326H, NPI705327H, NPI705328H, NPI705329H, NPI705331H, NPI705337H, NPI705339H, NPI705344H, NPI705345H, NPI705346H, NPI705348H, NPI705350H, NPI705252H, NPI705253H, NPI705254H, NPI705255H, NPI705257H, NPI705258H, NPI705260H, NPI705263H, NPI705264H, NPI705265H, NPI705266H, NPI705267H, NPI705268H, NPI705269H, NPI705270H, NPI705271H, NPI705272H, NPI705273H, NPI705274H, NPI705275H, NPI705275H, NPI705277H, NPI705278H, NPI705279H, NPI705281H, NPI705282H, NPI705283H, NPI705284H, NPI705285H, NPI705286H, NPI705288H, NPI705289H, NPI705290H, NPI705291H, NPI705231H, NPI705234H, NPI705235H, NPI705236H, NPI705237H, NPI705238H, NPI705241H, NPI705242H, NPI705244H, NPI705245H, NPI705246H, NPI705246H, NPI705247H, NPI705249H, NPI705250H, NPI705175H, NPI705176H, NPI705177H, NPI705178H, NPI705179H, NPI705185H, NPI705186H, NPI705187H, NPI705188H, NPI705189H, NPI705191H, NPI705192H, NPI705193H, NPI705194H, NPI705195H, NPI705196H, NPI705197H, NPI705198H, NPI705199H, NPI705201H, NPI705204H, NPI705206H, NPI705210H, NPI705145H, NPI705146H, NPI705147H, NPI705150H, NPI705151H, NPI705152H, NPI705153H, NPI705154H, NPI705157H, NPI705158H, NPI705159H, NPI705160H, NPI705161H, NPI705162H, NPI705163H, NPI705165H, NPI705166H, NPI705167H, NPI705168H, NPI705169H, NPI705170H, NPI705171H, NPI705172H, NPI705173H, NPI705174H, NPI705180H, NPI705183H, NPI705184H, NPI705113H, NPI705114H, NPI705120H, NPI705121H, NPI705122H, NPI705123H, NPI705124H, NPI705126H, NPI705127H, NPI705129H, NPI705130H, NPI705131H, NPI705132H, NPI705133H, NPI705134H, NPI705136H, NPI705137H, NPI705138H, NPI705139H, NPI705140H, NPI705142H, NPI705144H, NPI705155H, NPI705156H, NPI705088H, NPI705089H, NPI705090H, NPI705091H, NPI705092H, NPI705093H, NPI705094H, NPI705095H, NPI705096H, NPI705097H, NPI705098H, NPI705099H, NPI705102H, NPI705103H, NPI705104H, NPI705105H, NPI705106H, NPI705107H, NPI705108H, NPI705109H, NPI705110H, NPI705111H, NPI705112H, NPI705115H, NPI705116H, NPI705117H, NPI705118H, NPI705049H, NPI705050H, NPI705051H, NPI705052H, NPI705053H, NPI705054H, NPI705055H, NPI705056H, NPI705057H, NPI705058H, NPI705059H, NPI705060H, NPI705061H, NPI705062H, NPI705063H, NPI705064H, NPI705065H, NPI705066H, NPI705067H, NPI705068H, NPI705069H, NPI705070H, NPI705081H, NPI705082H, NPI705083H, NPI705084H, NPI705085H, NPI705086H, NPI705100H, NPI705101H, NPI705019H, NPI705021H, NPI705022H, NPI705023H, NPI705024H, NPI705025H, NPI705027H, NPI705030H, NPI705031H, NPI705032H, NPI705033H, NPI705034H, NPI705035H, NPI705036H, NPI705037H, NPI705038H, NPI705039H, NPI705040H, NPI705041H, NPI705042H, NPI705043H, NPI705044H, NPI705045H, NPI705046H, NPI705047H, NPI705048H, NPI704986H, NPI704992H, NPI704993H, NPI704994H, NPI704995H, NPI704996H, NPI704997H, NPI704998H, NPI705000H, NPI705001H, NPI705003H, NPI705004H, NPI705005H, NPI705006H, NPI705007H, NPI705008H, NPI705009H, NPI705010H, NPI705011H, NPI705012H, NPI705013H, NPI705014H, NPI705015H, NPI705016H, NPI705017H, NPI705018H, NPI704951H, NPI704953H, NPI704954H, NPI704955H, NPI704956H, NPI704957H, NPI704958H, NPI704959H, NPI704960H, NPI704961H, NPI704962H, NPI704963H, NPI704964H, NPI704965H, NPI704966H, NPI704968H, NPI704972H, NPI704973H, NPI704974H, NPI704975H, NPI704976H, NPI704977H, NPI704978H, NPI704979H, NPI704980H, NPI704981H, NPI704982H, NPI704983H, NPI704984H, NPI704985H, NPI704987H, NPI704990H, NPI704991H, NPI704913H, NPI704923H, NPI704925H, NPI704926H, NPI704927H, NPI704928H, NPI704929H, NPI704931H, NPI704932H, NPI704934H, NPI704935H, NPI704936H, NPI704937H, NPI704938H, NPI704939H, NPI704940H, NPI704941H, NPI704942H, NPI704943H, NPI704945H, NPI704946H, NPI704947H, NPI704949H, NPI704950H, NPI704952H, NPI704875H, NPI704879H, NPI704885H, NPI704886H, NPI704887H, NPI704889H, NPI704890H, NPI704891H, NPI704892H, NPI704893H, NPI704895H, NPI704896H, NPI704897H, NPI704898H, NPI704899H, NPI704900H, NPI704901H, NPI704902H, NPI704903H, NPI704904H, NPI704905H, NPI704906H, NPI704907H, NPI704908H, NPI704909H, NPI704910H, NPI704914H, NPI704915H, NPI704916H, NPI704917H, NPI704919H, NPI704920H, NPI704921H, NPI704922H, NPI704855H, NPI704857H, NPI704858H, NPI704859H, NPI704860H, NPI704862H, NPI704863H, NPI704864H, NPI704865H, NPI704866H, NPI704867H, NPI704868H, NPI704869H, NPI704871H, NPI704872H, NPI704873H, NPI704874H, NPI704876H, NPI704877H, NPI704878H, NPI704880H, NPI704881H, NPI704883H, NPI704894H, NPI704816H, NPI704817H, NPI704819H, NPI704820H, NPI704821H, NPI704823H, NPI704825H, NPI704826H, NPI704827H, NPI704828H, NPI704830H, NPI704831H, NPI704832H, NPI704833H, NPI704834H, NPI704835H, NPI704837H, NPI704838H, NPI704839H, NPI704841H, NPI704842H, NPI704843H, NPI704844H, NPI704846H, NPI704848H, NPI704850H, NPI704851H, NPI704853H, NPI704854H, NPI704796H, NPI704797H, NPI704798H, NPI704799H, NPI704800H, NPI704801H, NPI704802H, NPI704803H, NPI704804H, NPI704805H, NPI704806H, NPI704808H, NPI704809H, NPI704810H, NPI704811H, NPI704812H, NPI704813H, NPI704814H, NPI704815H, NPI704777H, NPI704779H, NPI704780H, NPI704781H, NPI704782H, NPI704783H, NPI704784H, NPI704785H, NPI704787H, NPI704788H, NPI704789H, NPI704790H, NPI704791H, NPI704792H, NPI704793H, NPI704795H, NPI704740H, NPI704743H, NPI704744H, NPI704745H, NPI704746H, NPI704747H, NPI704748H, NPI704750H, NPI704751H, NPI704752H, NPI704753H, NPI704754H, NPI704755H, NPI704756H, NPI704757H, NPI704758H, NPI704759H, NPI704760H, NPI704761H, NPI704763H, NPI704764H, NPI704765H, NPI704766H, NPI704767H, NPI704768H, NPI704771H, NPI704772H, NPI704773H, NPI704774H, NPI704775H, NPI704776H, NPI704701H, NPI704702H, NPI704709H, NPI704711H, NPI704713H, NPI704714H, NPI704716H, NPI704717H, NPI704720H, NPI704722H, NPI704723H, NPI704724H, NPI704725H, NPI704730H, NPI704731H, NPI704732H, NPI704733H, NPI704735H, NPI704737H, NPI704649H, NPI704650H, NPI704654H, NPI704656H, NPI704659H, NPI704661H, NPI704662H, NPI704663H, NPI704665H, NPI704666H, NPI704667H, NPI704668H, NPI704669H, NPI704670H, NPI704671H, NPI704672H, NPI704673H, NPI704674H, NPI704675H, NPI704676H, NPI704677H, NPI704688H, NPI704689H, NPI704690H, NPI704692H, NPI704695H, NPI704697H, NPI704699H, NPI704700H, NPI704703H, NPI704624H, NPI704625H, NPI704626H, NPI704627H, NPI704628H, NPI704631H, NPI704632H, NPI704633H, NPI704635H, NPI704638H, NPI704639H, NPI704640H, NPI704641H, NPI704643H, NPI704645H, NPI704646H, NPI704647H, NPI704648H, NPI704651H, NPI704652H, NPI704653H, NPI704658H, NPI704679H, NPI704680H, NPI704681H, NPI704683H, NPI704684H, NPI704685H, NPI704686H, NPI704687H, NPI704604H, NPI704605H, NPI704606H, NPI704607H, NPI704608H, NPI704609H, NPI704610H, NPI704611H, NPI704612H, NPI704613H, NPI704614H, NPI704615H, NPI704616H, NPI704619H, NPI704620H, NPI704622H, NPI704642H, NPI704694H, NPI704559H, NPI704560H, NPI704561H, NPI704562H, NPI704563H, NPI704564H, NPI704565H, NPI704566H, NPI704567H, NPI704568H, NPI704569H, NPI704570H, NPI704571H, NPI704572H, NPI704573H, NPI704574H, NPI704575H, NPI704576H, NPI704577H, NPI704579H, NPI704580H, NPI704581H, NPI704582H, NPI704583H, NPI704584H, NPI704585H, NPI704586H, NPI704587H, NPI704588H, NPI704589H, NPI704590H, NPI704591H, NPI704592H, NPI704593H, NPI704594H, NPI704595H, NPI704596H, NPI704597H, NPI704598H, NPI704599H, NPI704600H, NPI704601H, NPI704602H, NPI704531H, NPI704532H, NPI704534H, NPI704535H, NPI704536H, NPI704537H, NPI704540H, NPI704541H, NPI704543H, NPI704544H, NPI704545H, NPI704546H, NPI704547H, NPI704549H, NPI704550H, NPI704553H, NPI704556H, NPI704557H, NPI704558H, NPI704474H, NPI704495H, NPI704496H, NPI704497H, NPI704499H, NPI704500H, NPI704501H, NPI704502H, NPI704503H, NPI704504H, NPI704505H, NPI704506H, NPI704507H, NPI704508H, NPI704510H, NPI704511H, NPI704512H, NPI704513H, NPI704514H, NPI704515H, NPI704516H, NPI704517H, NPI704518H, NPI704520H, NPI704521H, NPI704522H, NPI704523H, NPI704524H, NPI704527H, NPI704528H, NPI704530H, NPI704538H, NPI704539H, NPI704453H, NPI704454H, NPI704456H, NPI704457H, NPI704458H, NPI704459H, NPI704460H, NPI704461H, NPI704462H, NPI704463H, NPI704464H, NPI704465H, NPI704466H, NPI704467H, NPI704468H, NPI704469H, NPI704470H, NPI704471H, NPI704472H, NPI704475H, NPI704476H, NPI704477H, NPI704478H, NPI704479H, NPI704480H, NPI704481H, NPI704482H, NPI704483H, NPI704484H, NPI704485H, NPI704486H, NPI704487H, NPI704489H, NPI704491H, NPI704492H, NPI704498H, NPI704392H, NPI704393H, NPI704394H, NPI704397H, NPI704398H, NPI704399H, NPI704402H, NPI704403H, NPI704404H, NPI704405H, NPI704406H, NPI704407H, NPI704408H, NPI704409H, NPI704410H, NPI704411H, NPI704412H, NPI704413H, NPI704414H, NPI704415H, NPI704416H, NPI70 | During cardioversion events, the Model B35200 Percept PC Implantable Neurostimulator could become unresponsive and non-functional. Cardioversion is a procedure performed by a cardiologist to correct an abnormal heartbeat. Medtronic has determined that the cardioversion may damage the circuit electronics in the Percept PC stimulator, thereby, causing the Percept PC stimulator to become non-responsive. | Under Investigation by firm | Medtronic distributed a correction notice via mail courier service to impacted U.S. consignees, delivered 06-October-2021. A second attempt to notify US consignees is scheduled for the week of 08-November-2021. A third attempt to notify US consignees is scheduled for the week of 10-Jan-2022. In addition to Medtronic s communications to Percept PC implanting and managing physicians, Medtronic will notify affected patients implanted with Percept PC INS devices of this issue in the US. US Patient notifications are scheduled to happen within a month s timeframe. Medtronic will retain delivery confirmations for all patient notification mailings. | 10,006 units | Worldwide distribution - US Nationwide and Puerto Rico. The countries of Australia, Canada, Austria, Belgium, Canary Islands, Croatia, Czech Republic, Denmark, Finland, France, Germany, Greece, Hungary, Iceland, Ireland, Israel, Italy, Luxembourg, Netherlands, Norway, Poland, Portugal, Slovakia, Slovenia, Spain, Sweden, Switzerland, United Kingdom, India, Japan, Korea, Republic Of, Argentina, Brazil, Colombia, Thailand, and Hong Kong. | ipg/neurostimulator | IPG electronic vulnerability during cardioversion | keyword_product_description | Percept | ['Percept'] | Yes | Medtronic Percept PC; cardioversion-related device non-responsiveness
Z-0294-2022¦88953 | 190096 | Z-0294-2022 | 88953 | 2021-11-04 |  |  | Open, Classified | MHY | P960009S365 | Medtronic-associated | Medtronic Neuromodulation | Medtronic Wireless Recharger Model WR9200 included in the RS6200 Recharger Kit used by the Activa RC (Model 37612) implantable neurostimulator. | UDI 00763000185152 | The wireless rechargers (WR; WR9200 and WR9220; included in the Recharger Kits) become unresponsive if the charging steps, indicated in the Recharger Patient User Guide, are not followed. | Other | The recalling firm issued undated letters on 11/4/2021 via USPS Priority Shipping. The recalling firm has three different letters addressed to the Healthcare Professional depending upon the type of device the wireless recharger is used with (InterStim Micro, product number RS5200; Activa RC, product number RS6200; or RestoreUltra & RestoreSensor, Product number RS7200, which is currently not distributed in the U.S. at this time). The letter gives an issue overview and provides requested actions. Those actions include reinforcing the instructions in the enclosed Patient Quick User Guide with their patients and to attempt to reset the WR if the device appears unresponsive. If the problem is not resolved, then contact information is provided for Medtronic Technical Services. A customer confirmation form dated November 2021 was enclosed to acknowledge the consignee has received the letter. | 6,406 devices | US Nationwide, including PR. There was government distribution but no military distribution was identified. | multiple: charger; ipg/neurostimulator; labeling/mri/instructions; surgical accessory | Recharger unresponsive | keyword_product_description | Activa | ['Activa'] | Yes | Medtronic wireless recharger for Activa RC
Z-1128-2022¦89994 | 193095 | Z-1128-2022 | 89994 | 2022-03-30 |  |  | Open, Classified | MHY | P960009 | Medtronic-associated | Medtronic Neuromodulation | Percept BrainSense Implantable Neurostimulator (INS), Model B35200 | Model: B35200; Expiration Range: 11/14/2021-02/14/2024; GTIN/UPN: 00763000253363, Serial Numbers: NPI702363H, NPI702456H, NPI702503H, NPI702504H, NPI702543H, NPI702551H, NPI702575H, NPI703408H, NPI703516H, NPI703553H, NPI703635H, NPI703969H, NPI703972H, NPI704070H, NPI704084H, NPI704097H, NPI704103H, NPI704104H, NPI704106H, NPI704107H, NPI704117H, NPI704118H, NPI704120H, NPI704121H, NPI704122H, NPI704123H, NPI704124H, NPI704125H, NPI704126H, NPI704127H, NPI704128H, NPI704129H, NPI704130H, NPI704131H, NPI704132H, NPI704133H, NPI704134H, NPI704135H, NPI704136H, NPI704137H, NPI704138H, NPI704140H, NPI704145H, NPI704146H, NPI704147H, NPI704152H, NPI704153H, NPI704156H, NPI704157H, NPI704158H, NPI704159H, NPI704160H, NPI704161H, NPI704163H, NPI704164H, NPI704165H, NPI704166H, NPI704172H, NPI704173H, NPI704178H, NPI704181H, NPI704182H, NPI704183H, NPI704184H, NPI704185H, NPI704186H, NPI704189H, NPI704190H, NPI704192H, NPI704193H, NPI704194H, NPI704195H, NPI704196H, NPI704197H, NPI704198H, NPI704201H, NPI704202H, NPI704203H, NPI704206H, NPI704208H, NPI704209H, NPI704210H, NPI704211H, NPI704212H, NPI704213H, NPI704217H, NPI704218H, NPI704220H, NPI704221H, NPI704223H, NPI704225H, NPI704226H, NPI704227H, NPI704228H, NPI704230H, NPI704231H, NPI704232H, NPI704233H, NPI704234H, NPI704237H, NPI704240H, NPI704241H, NPI704242H, NPI704243H, NPI704244H, NPI704245H, NPI704246H, NPI704247H, NPI704250H, NPI704251H, NPI704252H, NPI704253H, NPI704254H, NPI704255H, NPI704256H, NPI704257H, NPI704258H, NPI704259H, NPI704260H, NPI704261H, NPI704263H, NPI704264H, NPI704266H, NPI704267H, NPI704268H, NPI704269H, NPI704270H, NPI704271H, NPI704272H, NPI704273H, NPI704275H, NPI704276H, NPI704277H, NPI704278H, NPI704279H, NPI704280H, NPI704281H, NPI704282H, NPI704283H, NPI704284H, NPI704285H, NPI704286H, NPI704287H, NPI704288H, NPI704289H, NPI704290H, NPI704291H, NPI704292H, NPI704293H, NPI704294H, NPI704295H, NPI704296H, NPI704297H, NPI704298H, NPI704299H, NPI704300H, NPI704302H, NPI704303H, NPI704304H, NPI704305H, NPI704306H, NPI704307H, NPI704308H, NPI704309H, NPI704310H, NPI704312H, NPI704313H, NPI704314H, NPI704315H, NPI704316H, NPI704317H, NPI704319H, NPI704320H, NPI704321H, NPI704322H, NPI704323H, NPI704325H, NPI704326H, NPI704328H, NPI704329H, NPI704330H, NPI704331H, NPI704332H, NPI704333H, NPI704334H, NPI704335H, NPI704336H, NPI704337H, NPI704338H, NPI704339H, NPI704340H, NPI704341H, NPI704342H, NPI704343H, NPI704344H, NPI704346H, NPI704347H, NPI704348H, NPI704349H, NPI704350H, NPI704351H, NPI704352H, NPI704353H, NPI704354H, NPI704355H, NPI704356H, NPI704357H, NPI704358H, NPI704359H, NPI704360H, NPI704361H, NPI704362H, NPI704363H, NPI704364H, NPI704365H, NPI704366H, NPI704367H, NPI704369H, NPI704370H, NPI704371H, NPI704372H, NPI704373H, NPI704374H, NPI704375H, NPI704376H, NPI704378H, NPI704379H, NPI704380H, NPI704381H, NPI704382H, NPI704384H, NPI704385H, NPI704386H, NPI704387H, NPI704388H, NPI704389H, NPI704390H, NPI704391H, NPI704392H, NPI704393H, NPI704394H, NPI704395H, NPI704396H, NPI704397H, NPI704398H, NPI704399H, NPI704400H, NPI704402H, NPI704403H, NPI704404H, NPI704405H, NPI704406H, NPI704407H, NPI704408H, NPI704409H, NPI704410H, NPI704411H, NPI704412H, NPI704413H, NPI704414H, NPI704415H, NPI704416H, NPI704418H, NPI704419H, NPI704421H, NPI704422H, NPI704423H, NPI704424H, NPI704425H, NPI704426H, NPI704427H, NPI704428H, NPI704429H, NPI704430H, NPI704431H, NPI704432H, NPI704433H, NPI704434H, NPI704435H, NPI704436H, NPI704437H, NPI704438H, NPI704439H, NPI704440H, NPI704441H, NPI704442H, NPI704443H, NPI704445H, NPI704446H, NPI704447H, NPI704448H, NPI704449H, NPI704450H, NPI704451H, NPI704452H, NPI704453H, NPI704454H, NPI704455H, NPI704456H, NPI704457H, NPI704458H, NPI704459H, NPI704460H, NPI704461H, NPI704462H, NPI704463H, NPI704464H, NPI704465H, NPI704466H, NPI704467H, NPI704468H, NPI704469H, NPI704470H, NPI704471H, NPI704472H, NPI704474H, NPI704475H, NPI704476H, NPI704477H, NPI704478H, NPI704479H, NPI704480H, NPI704481H, NPI704482H, NPI704483H, NPI704484H, NPI704485H, NPI704486H, NPI704487H, NPI704488H, NPI704489H, NPI704490H, NPI704491H, NPI704492H, NPI704493H, NPI704495H, NPI704496H, NPI704497H, NPI704498H, NPI704499H, NPI704500H, NPI704501H, NPI704502H, NPI704503H, NPI704504H, NPI704505H, NPI704506H, NPI704507H, NPI704508H, NPI704510H, NPI704511H, NPI704512H, NPI704513H, NPI704514H, NPI704515H, NPI704516H, NPI704517H, NPI704518H, NPI704520H, NPI704521H, NPI704522H, NPI704523H, NPI704524H, NPI704525H, NPI704526H, NPI704527H, NPI704528H, NPI704529H, NPI704530H, NPI704531H, NPI704532H, NPI704534H, NPI704535H, NPI704536H, NPI704537H, NPI704538H, NPI704539H, NPI704540H, NPI704541H, NPI704543H, NPI704544H, NPI704545H, NPI704546H, NPI704547H, NPI704549H, NPI704550H, NPI704553H, NPI704556H, NPI704557H, NPI704558H, NPI704559H, NPI704560H, NPI704561H, NPI704562H, NPI704563H, NPI704564H, NPI704565H, NPI704566H, NPI704567H, NPI704568H, NPI704569H, NPI704570H, NPI704571H, NPI704572H, NPI704573H, NPI704574H, NPI704575H, NPI704576H, NPI704577H, NPI704579H, NPI704580H, NPI704581H, NPI704582H, NPI704583H, NPI704584H, NPI704585H, NPI704586H, NPI704587H, NPI704588H, NPI704589H, NPI704590H, NPI704591H, NPI704592H, NPI704593H, NPI704594H, NPI704595H, NPI704596H, NPI704597H, NPI704598H, NPI704599H, NPI704600H, NPI704601H, NPI704602H, NPI704604H, NPI704605H, NPI704606H, NPI704607H, NPI704608H, NPI704609H, NPI704610H, NPI704611H, NPI704612H, NPI704613H, NPI704614H, NPI704615H, NPI704616H, NPI704617H, NPI704619H, NPI704620H, NPI704622H, NPI704624H, NPI704625H, NPI704626H, NPI704627H, NPI704628H, NPI704631H, NPI704632H, NPI704633H, NPI704635H, NPI704637H, NPI704638H, NPI704639H, NPI704640H, NPI704641H, NPI704642H, NPI704643H, NPI704644H, NPI704645H, NPI704646H, NPI704647H, NPI704648H, NPI704649H, NPI704650H, NPI704651H, NPI704652H, NPI704653H, NPI704654H, NPI704656H, NPI704658H, NPI704659H, NPI704661H, NPI704662H, NPI704663H, NPI704665H, NPI704666H, NPI704667H, NPI704668H, NPI704669H, NPI704670H, NPI704671H, NPI704672H, NPI704673H, NPI704674H, NPI704675H, NPI704676H, NPI704677H, NPI704679H, NPI704680H, NPI704681H, NPI704683H, NPI704684H, NPI704685H, NPI704686H, NPI704687H, NPI704688H, NPI704689H, NPI704690H, NPI704692H, NPI704694H, NPI704695H, NPI704697H, NPI704699H, NPI704700H, NPI704701H, NPI704702H, NPI704703H, NPI704705H, NPI704707H, NPI704708H, NPI704709H, NPI704711H, NPI704713H, NPI704714H, NPI704716H, NPI704717H, NPI704720H, NPI704722H, NPI704723H, NPI704724H, NPI704725H, NPI704728H, NPI704729H, NPI704730H, NPI704731H, NPI704732H, NPI704733H, NPI704735H, NPI704736H, NPI704737H, NPI704738H, NPI704739H, NPI704740H, NPI704741H, NPI704742H, NPI704743H, NPI704744H, NPI704745H, NPI704746H, NPI704747H, NPI704748H, NPI704750H, NPI704751H, NPI704752H, NPI704753H, NPI704754H, NPI704755H, NPI704756H, NPI704757H, NPI704758H, NPI704759H, NPI704760H, NPI704761H, NPI704763H, NPI704764H, NPI704765H, NPI704766H, NPI704767H, NPI704768H, NPI704771H, NPI704772H, NPI704773H, NPI704774H, NPI704775H, NPI704776H, NPI704777H, NPI704779H, NPI704780H, NPI704781H, NPI704782H, NPI704783H, NPI704784H, NPI704785H, NPI704787H, NPI704788H, NPI704789H, NPI704790H, NPI704791H, NPI704792H, NPI704793H, NPI704795H, NPI704796H, NPI704797H, NPI704798H, NPI704799H, NPI704800H, NPI704801H, NPI704802H, NPI704803H, NPI704804H, NPI704805H, NPI704806H, NPI704808H, NPI704809H, NPI704810H, NPI704811H, NPI704812H, NPI704813H, NPI704814H, NPI704815H, NPI704816H, NPI704817H, NPI704818H, NPI704819H, NPI704820H, NPI704821H, NPI704822H, NPI704823H, NPI704824H, NPI704825H, NPI704826H, NPI704827H, NPI704828H, NPI704830H, NPI704831H, NPI704832H, NPI704833H, NPI704834H, NPI704835H, NPI704836H, NPI704837H, NPI704838H, NPI704839H, NPI704841H, NPI704842H, NPI704843H, NPI704844H, NPI704845H, NPI704846H, NPI704848H, NPI704850H, NPI704851H, NPI704852H, NPI704853H, NPI704854H, NPI704855H, NPI704857H, NPI704858H, NPI704859H, NPI704860H, NPI704862H, NPI704863H, NPI704864H, NPI704865H, NPI704866H, NPI704867H, NPI704868H, NPI704869H, NPI704870H, NPI704871H, NPI704872H, NPI704873H, NPI704874H, NPI704875H, NPI704876H, NPI704877H, NPI704878H, NPI704879H, NPI704880H, NPI704881H, NPI704883H, NPI704885H, NPI704886H, NPI704887H, NPI704888H, NPI704889H, NPI704890H, NPI704891H, NPI704892H, NPI704893H, NPI704894H, NPI704895H, NPI704896H, NPI704897H, NPI704898H, NPI704899H, NPI704900H, NPI704901H, NPI704902H, NPI704903H, NPI704904H, NPI704905H, NPI704906H, NPI704907H, NPI704908H, NPI704909H, NPI704910H, NPI704911H, NPI704912H, NPI704913H, NPI704914H, NPI704915H, NPI704916H, NPI704917H, NPI704918H, NPI704919H, NPI704920H, NPI704921H, NPI704922H, NPI704923H, NPI704925H, NPI704926H, NPI704927H, NPI704928H, NPI704929H, NPI704930H, NPI704931H, NPI704932H, NPI704933H, NPI704934H, NPI704935H, NPI704936H, NPI704937H, NPI704938H, NPI704939H, NPI704940H, NPI704941H, NPI704942H, NPI704943H, NPI704944H, NPI704945H, NPI704946H, NPI704947H, NPI704948H, NPI704949H, NPI704950H, NPI704951H, NPI704952H, NPI704953H, NPI704954H, NPI704955H, NPI704956H, NPI704957H, NPI704958H, NPI704959H, NPI704960H, NPI704961H, NPI704962H, NPI704963H, NPI704964H, NPI704965H, NPI704966H, NPI704967H, NPI704968H, NPI704971H, NPI704972H, NPI704973H, NPI704974H, NPI704975H, NPI704976H, NPI704977H, NPI704978H, NPI704979H, NPI704980H, NPI704981H, NPI704982H, NPI704983H, NPI704984H, NPI704985H, NPI704986H, NPI704987H, NPI704990H, NPI704991H, NPI704992H, NPI704993H, NPI704994H, NPI704995H, NPI704996H, NPI704997H, NPI704998H, NPI704999H, NPI705000H, NPI705001H, NPI705002H, NPI705003H, NPI705004H, NPI705005H, NPI705006H, NPI705007H, NPI705008H, NPI705009H, NPI705010H, NPI705011H, NPI705012H, NPI705013H, NPI705014H, NPI705015H, NPI705016H, NPI705017H, NPI705018H, NPI705019H, NPI705021H, NPI705022H, NPI705023H, NPI705024H, NPI705025H, NPI705027H, NPI705030H, NPI705031H, NPI705032H, NPI705033H, NPI705034H, NPI705035H, NPI705036H, NPI705037H, NPI705038H, NPI705039H, NPI705040H, NPI705041H, NPI705042H, NPI705043H, NPI705044H, NPI705045H, NPI705046H, NPI705047H, NPI705048H, NPI705049H, NPI705050H, NPI705051H, NPI705052H, NPI705053H, NPI705054H, NPI705055H, NPI705056H, NPI705057H, NPI705058H, NPI705059H, NPI705060H, NPI705061H, NPI705062H, NPI705063H, NPI705064H, NPI705065H, NPI705066H, NPI705067H, NPI705068H, NPI705069H, NPI705070H, NPI705081H, NPI705082H, NPI705083H, NPI705084H, NPI705085H, NPI705086H, NPI705087H, NPI705088H, NPI705089H, NPI705090H, NPI705091H, NPI705092H, NPI705093H, NPI705094H, NPI705095H, NPI705096H, NPI705097H, NPI705098H, NPI705099H, NPI705100H, NPI705101H, NPI705102H, NPI705103H, NPI705104H, NPI705105H, NPI705106H, NPI705107H, NPI705108H, NPI705109H, NPI705110H, NPI705111H, NPI705112H, NPI705113H, NPI705114H, NPI705115H, NPI705116H, NPI705117H, NPI705118H, NPI705120H, NPI705121H, NPI705122H, NPI705123H, NPI705124H, NPI705126H, NPI705127H, NPI705128H, NPI705129H, NPI705130H, NPI705131H, NPI705132H, NPI705133H, NPI705134H, NPI705136H, NPI705137H, NPI705138H, NPI705139H, NPI705140H, NPI705142H, NPI705144H, NPI705145H, NPI705146H, NPI705147H, NPI705148H, NPI705149H, NPI705150H, NPI705151H, NPI705152H, NPI705153H, NPI705154H, NPI705155H, NPI705156H, NPI705157H, NPI705158H, NPI705159H, NPI705160H, NPI705161H, NPI705162H, NPI705163H, NPI705165H, NPI705166H, NPI705167H, NPI705168H, NPI705169H, NPI705170H, NPI705171H, NPI705172H, NPI705173H, NPI705174H, NPI705175H, NPI705176H, NPI705177H, NPI705178H, NPI705179H, NPI705180H, NPI705183H, NPI705184H, NPI705185H, NPI705186H, NPI705187H, NPI705188H, NPI705189H, NPI705191H, NPI705192H, NPI705193H, NPI705194H, NPI705195H, NPI705196H, NPI705197H, NPI705198H, NPI705199H, NPI705201H, NPI705204H, NPI705206H, NPI705210H, NPI705213H, NPI705224H, NPI705231H, NPI705234H, NPI705235H, NPI705236H, NPI705237H, NPI705238H, NPI705241H, NPI705242H, NPI705244H, NPI705245H, NPI705246H, NPI705247H, NPI705249H, NPI705250H, NPI705252H, NPI705253H, NPI705254H, NPI705255H, NPI705256H, NPI705257H, NPI705258H, NPI705260H, NPI705263H, NPI705264H, NPI705265H, NPI705266H, NPI705267H, NPI705268H, NPI705269H, NPI705270H, NPI705271H, NPI705272H, NPI705273H, NPI705274H, NPI705275H, NPI705277H, NPI705278H, NPI705279H, NPI705281H, NPI705282H, NPI705283H, NPI705284H, NPI705285H, NPI705286H, NPI705287H, NPI705288H, NPI705289H, NPI705290H, NPI705291H, NPI705292H, NPI705293H, NPI705294H, NPI705295H, NPI705296H, NPI705297H, NPI705298H, NPI705299H, NPI705300H, NPI705301H, NPI705302H, NPI705303H, NPI705304H, NPI705305H, NPI705306H, NPI705307H, NPI705308H, NPI705309H, NPI705310H, NPI705311H, NPI705312H, NPI705313H, NPI705314H, NPI705315H, NPI705316H, NPI705317H, NPI705318H, NPI705319H, NPI705320H, NPI705321H, NPI705322H, NPI705323H, NPI705324H, NPI705325H, NPI705326H, NPI705327H, NPI705328H, NPI705329H, NPI705330H, NPI705331H, NPI705332H, NPI705333H, NPI705334H, NPI705335H, NPI705336H, NPI705337H, NPI705338H, NPI705339H, NPI705340H, NPI705342H, NPI705344H, NPI705345H, NPI705346H, NPI705348H, NPI705349H, NPI705350H, NPI705351H, NPI705352H, NPI705353H, NPI705354H, NPI705355H, NPI705356H, NPI705357H, NPI705358H, NPI705359H, NPI705360H, NPI705361H, NPI705362H, NPI705363H, NPI705364H, NPI705365H, NPI705366H, NPI705367H, NPI705368H, NPI705369H, NPI705370H, NPI705371H, NPI705374H, NPI705375H, NPI705376H, NPI705377H, NPI705378H, NPI705379H, NPI705380H, NPI705381H, NPI705382H, NPI705383H, NPI705384H, NPI705385H, NPI705386H, NPI705387H, NPI705388H, NPI705389H, NPI705390H, NPI705391H, NPI705392H, NPI705393H, NPI705394H, NPI705395H, NPI705396H, NPI705397H, NPI705398H, NPI705399H, NPI705400H, NPI705401H, NPI705402H, NPI705403H, NPI705404H, NPI705405H, NPI705406H, NPI705407H, NPI705408H, NPI705409H, NPI705410H, NPI705411H, NPI705412H, NPI705413H, NPI705414H, NPI705415H, NPI705417H, NPI705418H, NPI705419H, NPI705420H, NPI705421H, NPI705422H, NPI705423H, NPI705424H, NPI705426H, NPI705427H, NPI705428H, NPI705429H, NPI705430H, NPI705431H, NPI705432H, NPI705433H, NPI705434H, NPI705435H, NPI705436H, NPI705437H, NPI705438H, NPI705439H, NPI705440H, NPI705441H, NPI705442H, NPI705443H, NPI705444H, NPI705445H, NPI705446H, NPI705447H, NPI705448H, NPI705450H, NPI705451H, NPI705452H, NPI705453H, NPI705454H, NPI705457H, NPI705458H, NPI705459H, NPI705460H, NPI705461H, NPI705462H, NPI705463H, NPI705464H, NPI705465H, NPI705466H, NPI705467H, NPI705468H, NPI705469H, NPI705470H, NPI705471H, NPI705473H, NPI705474H, NPI705475H, NPI705476H, NPI705478H, NPI705479H, NPI705480H, NPI705481H, NPI705482H, NPI705485H, NPI705486H, NPI705487H, NPI705488H, NPI705489H, NPI705490H, NPI705491H, NPI705492H, NPI705493H, NPI705494H, NPI705495H, NPI705496H, NPI705497H, NPI705498H, NPI705499H, NPI705500H, NPI705501H, NPI705503H, NPI705504H, NPI705505H, NPI705506H, NPI705507H, NPI705508H, NPI705509H, NPI705510H, NPI705511H, NPI705512H, NPI705513H, NPI705514H, NPI705515H, NPI705516H, NPI705517H, NPI705518H, NPI705519H, NPI705520H, NPI705521H, NPI705522H, NPI705523H, NPI705524H, NPI705525H, NPI705526H, NPI705527H, NPI705528H, NPI705529H, NPI705530H, NPI705531H, NPI705532H, NPI705533H, NPI705534H, NPI705535H, NPI705539H, NPI705540H, NPI705542H, NPI705543H, NPI705544H, NPI705545H, NPI705546H, NPI705547H, NPI705548H, NPI705549H, NPI705550H, NPI705551H, NPI705552H, NPI705553H, NPI705554H, NPI705555H, NPI705556H, NPI705557H, NPI705558H, NPI705559H, NPI705560H, NPI705561H, NPI705562H, NPI705563H, NPI705564H, NPI705565H, NPI705566H, NPI705567H, NPI705568H, NPI705569H, NPI705570H, NPI705574H, NPI705575H, NPI705576H, NPI705577H, NPI705578H, NPI705579H, NPI705580H, NPI705581H, NPI705593H, NPI705595H, NPI705597H, NPI705792H, NPI705793H, NPI705794H, NPI705795H, NPI705796H, NPI705797H, NPI705798H, NPI705800H, NPI705801H, NPI705803H, NPI705804H, NPI705805H, NPI705806H, NPI705807H, NPI705808H, NPI705810H, NPI705811H, NPI705812H, NPI705813H, NPI705814H, NPI705815H, NPI705816H, NPI705817H, NPI705818H, NPI705819H, NPI705820H, NPI705821H, NPI705822H, NPI705823H, NPI705826H, NPI705827H, NPI705828H, NPI705830H, NPI705833H, NPI705834H, NPI705835H, NPI705836H, NPI705837H, NPI705838H, NPI705839H, NPI705840H, NPI705842H, NPI705843H, NPI705845H, NPI705846H, NPI705847H, NPI705848H, NPI705849H, NPI705850H, NPI705851H, NPI705852H, NPI705853H, NPI705854H, NPI705856H, NPI705857H, NPI705858H, NPI705859H, NPI705860H, NPI705861H, NPI705863H, NPI705864H, NPI705865H, NPI705866H, NPI705867H, NPI705869H, NPI705870H, NPI705871H, NPI705873H, NPI705875H, NPI705876H, NPI705877H, NPI705879H, NPI705880H, NPI705889H, NPI705890H, NPI705892H, NPI705893H, NPI705894H, NPI705896H, NPI705897H, NPI705899H, NPI705900H, NPI705903H, NPI705904H, NPI705906H, NPI705907H, NPI705908H, NPI705909H, NPI705910H, NPI705911H, NPI705912H, NPI705913H, NPI705914H, NPI705915H, NPI705916H, NPI705918H, NPI705919H, NPI705920H, NPI705921H, NPI705922H, NPI705924H, NPI705925H, NPI705926H, NPI705927H, NPI705932H, NPI705933H, NPI705937H, NPI705938H, NPI705939H, NPI705940H, NPI705945H, NPI705950H, NPI705976H, NPI705977H, NPI705978H, NPI705979H, NPI705980H, NPI705981H, NPI705982H, NPI705983H, NPI705984H, NPI705985H, NPI705986H, NPI705987H, NPI705989H, NPI705990H, NPI705991H, NPI705992H, NPI705993H, NPI705994H, NPI705996H, NPI705997H, NPI705998H, NPI705999H, NPI706000H, NPI706001H, NPI706002H, NPI706004H, NPI706006H, NPI706007H, NPI706008H, NPI706010H, NPI706011H, NPI706012H, NPI706013H, NPI706014H, NPI706015H, NPI706016H, NPI706017H, NPI706018H, NPI706019H, NPI706020H, NPI706021H, NPI706022H, NPI706023H, NPI706025H, NPI706026H, NPI706027H, NPI706028H, NPI706029H, NPI706030H, NPI706031H, NPI706032H, NPI706033H, NPI706035H, NPI706036H, NPI706037H, NPI706039H, NPI706040H, NPI706041H, NPI706042H, NPI706044H, NPI706045H, NPI706046H, NPI706047H, NPI706048H, NPI706049H, NPI706050H, NPI706051H, NPI706052H, NPI706053H, NPI706055H, NPI706056H, NPI706057H, NPI706058H, NPI706059H, NPI706060H, NPI706062H, NPI706063H, NPI706064H, NPI706065H, NPI706066H, NPI706067H, NPI706068H, NPI706069H, NPI706070H, NPI706071H, NPI706072H, NPI706073H, NPI706074H, NPI706075H, NPI706076H, NPI706077H, NPI706078H, NPI706079H, NPI706081H, NPI706082H, NPI706083H, NPI706084H, NPI706085H, NPI706086H, NPI706087H, NPI706089H, NPI706090H, NPI706091H, NPI706092H, NPI706093H, NPI706094H, NPI706095H, NPI706096H, NPI706097H, NPI706098H, NPI706099H, NPI706100H, NPI706101H, NPI706102H, NPI706103H, NPI706104H, NPI706105H, NPI706106H, NPI706108H, NPI706109H, NPI706111H, NPI706112H, NPI706113H, NPI706115H, NPI706117H, NPI706118H, NPI706119H, NPI706120H, NPI706122H, NPI706123H, NPI706124H, NPI706125H, NPI706126H, NPI706127H, NPI706130H, NPI706131H, NPI706132H, NPI706133H, NPI706134H, NPI706135H, NPI706136H, NPI706137H, NPI706138H, NPI706139H, NPI706140H, NPI706141H, NPI706142H, NPI706143H, NPI706144H, NPI706146H, NPI706147H, NPI706148H, NPI706149H, NPI706150H, NPI706151H, NPI706152H, NPI706153H, NPI706154H, NPI706155H, NPI706156H, NPI706157H, NPI706158H, NPI706159H, NPI706160H, NPI706162H, NPI706163H, NPI706164H, NPI706165H, NPI706166H, NPI706167H, NPI706168H, NPI706169H, NPI706170H, NPI706171H, NPI706172H, NPI706174H, NPI706175H, NPI706176H, NPI706177H, NPI706178H, NPI706179H, NPI706180H, NPI706181H, NPI706182H, NPI706183H, NPI706185H, NPI706186H, NPI706224H, NPI706225H, NPI706226H, NPI706227H, NPI706228H, NPI706229H, NPI706230H, NPI706231H, NPI706233H, NPI706234H, NPI706235H, NPI706236H, NPI706238H, NPI706239H, NPI706240H, NPI706242H, NPI706243H, NPI706244H, NPI706245H, NPI706247H, NPI706248H, NPI706250H, NPI706251H, NPI706252H, NPI706253H, NPI706254H, NPI706256H, NPI706257H, NPI706258H, NPI706259H, NPI706261H, NPI706262H, NPI706264H, NPI706265H, NPI706266H, NPI706268H, NPI706269H, NPI706270H, NPI706271H, NPI706272H, NPI706273H, NPI706274H, NPI706276H, NPI706277H, NPI706278H, NPI706279H, NPI706280H, NPI706281H, NPI706282H, NPI706283H, NPI706284H, NPI706285H, NPI706286H, NPI706287H, NPI706288H, NPI706302H, NPI706316H, NPI706341H, NPI706376H, NPI706377H, NPI706378H, NPI706379H, NPI706380H, NPI706382H, NPI706383H, NPI706384H, NPI706386H, NPI706389H, NPI706391H, NPI706392H, NPI706393H, NPI706394H, NPI706395H, NPI706396H, NPI706398H, NPI706399H, NPI706400H, NPI706401H, NPI706402H, NPI706403H, NPI706404H, NPI706405H, NPI706406H, NPI706407H, NPI706408H, NPI706409H, NPI706410H, NPI706411H, NPI706412H, NPI706413H, NPI706414H, NPI706415H, NPI706416H, NPI706417H, NPI706418H, NPI706419H, NPI706421H, NPI706422H, NPI706423H, NPI706424H, NPI706425H, NPI706427H, NPI706428H, NPI706429H, NPI706431H, NPI706432H, NPI706433H, NPI706434H, NPI706435H, NPI706437H, NPI706438H, NPI706439H, NPI706440H, NPI706453H, NPI706454H, NPI706455H, NPI706456H, NPI706457H, NPI706458H, NPI706464H, NPI706465H, NPI706470H, NPI706475H, NPI706494H, NPI706495H, NPI706496H, NPI706497H, NPI706498H, NPI706499H, NPI706500H, NPI706501H, NPI706502H, NPI706503H, NPI706504H, NPI706505H, NPI706506H, NPI706507H, NPI706508H, NPI706510H, NPI706511H, NPI706512H, NPI706513H, NPI706516H, NPI706517H, NPI706518H, NPI706519H, NPI706520H, NPI706523H, NPI706524H, NPI706525H, NPI706526H, NPI706527H, NPI706528H, NPI706529H, NPI706530H, NPI706532H, NPI706533H, NPI706534H, NPI706538H, NPI706539H, NPI706540H, NPI706541H, NPI706542H, NPI706543H, NPI706544H, NPI706545H, NPI706546H, NPI706547H, NPI706549H, NPI706550H, NPI706551H, NPI706552H, NPI706554H, NPI706555H, NPI706558H, NPI706559H, NPI706560H, NPI706561H, NPI706562H, NPI706563H, NPI706577H, NPI706578H, NPI706579H, NPI706581H, NPI706585H, NPI706586H, NPI706587H, NPI706588H, NPI706589H, NPI706591H, NPI706592H, NPI706594H, NPI706595H, NPI706596H, NPI706597H, NPI706599H, NPI706600H, NPI706601H, NPI706602H, NPI706603H, NPI706604H, NPI706605H, NPI706606H, NPI706607H, NPI706608H, NPI706609H, NPI706610H, NPI706611H, NPI706612H, NPI706613H, NPI706614H, NPI706615H, NPI706616H, NPI706617H, NPI706618H, NPI706619H, NPI706620H, NPI706621H, NPI706622H, NPI706623H, NPI706624H, NPI706625H, NPI706626H, NPI706627H, NPI706628H, NPI706629H, NPI706630H, NPI706631H, NPI706632H, NPI706633H, NPI706634H, NPI706635H, NPI706636H, NPI706637H, NPI706639H, NPI706640H, NPI706642H, NPI706645H, NPI706646H, NPI706647H, NPI706648H, NPI706649H, NPI706650H, NPI706651H, NPI706652H, NPI706653H, NPI706654H, NPI706655H, NPI706656H, NPI706659H, NPI706660H, NPI706661H, NPI706662H, NPI706663H, NPI706664H, NPI706665H, NPI706666H, NPI706667H, NPI706668H, NPI706669H, NPI706670H, NPI706671H, NPI706673H, NPI706674H, NPI706675H, NPI706676H, NPI706677H, NPI706678H, NPI706679H, NPI706682H, NPI706683H, NPI706684H, NPI706685H, NPI706686H, NPI706687H, NPI706688H, NPI706689H, NPI706690H, NPI706691H, NPI706692H, NPI706693H, NPI706694H, NPI706695H, NPI706696H, NPI706697H, NPI706698H, NPI706699H, NPI706700H, NPI706701H, NPI706702H, NPI706703H, NPI706704H, NPI706705H, NPI706706H, NPI706707H, NPI706708H, NPI706709H, NPI706710H, NPI706711H, NPI706712H, NPI706714H, NPI706715H, NPI706716H, NPI706717H, NPI706718H, NPI706719H, NPI706720H, NPI706721H, NPI706722H, NPI706723H, NPI706724H, NPI706725H, NPI706726H, NPI706727H, NPI706730H, NPI706731H, NPI706732H, NPI706733H, NPI706734H, NPI706735H, NPI706736H, NPI706737H, NPI706738H, NPI706739H, NPI706740H, NPI706741H, NPI706742H, NPI706743H, NPI706746H, NPI706747H, NPI706749H, NPI706750H, NPI706751H, NPI706752H, NPI706754H, NPI706755H, NPI706756H, NPI706757H, NPI706759H, NPI706760H, NPI706763H, NPI706764H, NPI706766H, NPI706767H, NPI706768H, NPI706769H, NPI706770H, NPI706771H, NPI706772H, NPI706773H, NPI706776H, NPI706777H, NPI706778H, NPI706779H, NPI706780H, NPI706781H, NPI706782H, NPI706783H, NPI706784H, NPI706785H, NPI706786H, NPI706787H, NPI706788H, NPI706789H, NPI706790H, NPI706791H, NPI706792H, NPI706793H, NPI706794H, NPI706795H, NPI706797H, NPI706798H, NPI706799H, NPI706800H, NPI706801H, NPI706802H, NPI706803H, NPI706804H, NPI706805H, NPI706806H, NPI706807H, NPI706808H, NPI706809H, NPI706810H, NPI706811H, NPI706812H, NPI706813H, NPI706814H, NPI706815H, NPI706816H, NPI706817H, NPI706818H, NPI706819H, NPI706820H, NPI706822H, NPI706823H, NPI706824H, NPI706825H, NPI706826H, NPI706827H, NPI706828H, NPI706829H, NPI706830H, NPI706831H, NPI706832H, NPI706833H, NPI706834H, NPI706835H, NPI706836H, NPI706837H, NPI706838H, NPI706839H, NPI706840H, NPI706841H, NPI706842H, NPI706843H, NPI706844H, NPI706845H, NPI706846H, NPI706847H, NPI706848H, NPI706849H, NPI706850H, NPI706851H, NPI706852H, NPI706853H, NPI706854H, NPI706855H, NPI706856H, NPI706857H, NPI706858H, NPI706861H, NPI706862H, NPI706863H, NPI706864H, NPI706865H, NPI706866H, NPI706867H, NPI706870H, NPI706871H, NPI706872H, NPI706876H, NPI706878H, NPI706879H, NPI706880H, NPI706881H, NPI706882H, NPI706883H, NPI706884H, NPI706885H, NPI706886H, NPI706887H, NPI706888H, NPI706889H, NPI706890H, NPI706891H, NPI706892H, NPI706893H, NPI706894H, NPI706895H, NPI706897H, NPI706898H, NPI706899H, NPI706900H, NPI706901H, NPI706902H, NPI706903H, NPI706904H, NPI706905H, NPI706906H, NPI706907H, NPI706908H, NPI706909H, NPI706910H, NPI706911H, NPI706912H, NPI706913H, NPI706914H, NPI706915H, NPI706916H, NPI706917H, NPI706919H, NPI706920H, NPI706921H, NPI706922H, NPI706923H, NPI706925H, NPI706926H, NPI706928H, NPI706929H, NPI706930H, NPI706931H, NPI706932H, NPI706933H, NPI706934H, NPI706935H, NPI706938H, NPI706939H, NPI706940H, NPI706941H, NPI706942H, NPI706943H, NPI706944H, NPI706945H, NPI706946H, NPI706947H, NPI706948H, NPI706949H, NPI706951H, NPI706952H, NPI706953H, NPI706954H, NPI706955H, NPI706956H, NPI706957H, NPI706959H, NPI706961H, NPI706962H, NPI706963H, NPI706964H, NPI706967H, NPI706968H, NPI706969H, NPI706970H, NPI706972H, NPI706973H, NPI706974H, NPI706975H, NPI706976H, NPI706977H, NPI706978H, NPI706979H, NPI706980H, NPI706981H, NPI706983H, NPI706985H, NPI706986H, NPI706987H, NPI706988H, NPI706989H, NPI706990H, NPI706991H, NPI706992H, NPI706993H, NPI706994H, NPI706995H, NPI706996H, NPI706997H, NPI706998H, NPI706999H, NPI707000H, NPI707002H, NPI707003H, NPI707004H, NPI707005H, NPI707006H, NPI707007H, NPI707008H, NPI707011H, NPI707012H, NPI707013H, NPI707014H, NPI707015H, NPI707016H, NPI707017H, NPI707018H, NPI707019H, NPI707020H, NPI707021H, NPI707022H, NPI707023H, NPI707024H, NPI707025H, NPI707026H, NPI707027H, NPI707028H, NPI707029H, NPI707030H, NPI707031H, NPI707032H, NPI707034H, NPI707035H, NPI707036H, NPI707037H, NPI707038H, NPI707039H, NPI707041H, NPI707042H, NPI707043H, NPI707045H, NPI707046H, NPI707047H, NPI707048H, NPI707049H, NPI707050H, NPI707051H, NPI707052H, NPI707053H, NPI707054H, NPI707055H, NPI707056H, NPI707057H, NPI707058H, NPI707059H, NPI707061H, NPI707062H, NPI707063H, NPI707065H, NPI707066H, NPI707069H, NPI707070H, NPI707072H, NPI707073H, NPI707074H, NPI707075H, NPI707076H, NPI707077H, NPI707078H, NPI707080H, NPI707081H, NPI707082H, NPI707083H, NPI707084H, NPI707085H, NPI707086H, NPI707089H, NPI707092H, NPI707094H, NPI707095H, NPI707096H, NPI707097H, NPI707098H, NPI707099H, NPI707100H, NPI707102H, NPI707103H, NPI707104H, NPI707105H, NPI707106H, NPI707107H, NPI707109H, NPI707110H, NPI707111H, NPI707112H, NPI707114H, NPI707115H, NPI707116H, NPI707117H, NPI707118H, NPI707119H, NPI707121H, NPI707122H, NPI707123H, NPI707124H, NPI707125H, NPI707126H, NPI707127H, NPI707129H, NPI707130H, NPI707131H, NPI707132H, NPI707133H, NPI707134H, NPI707135H, NPI707136H, NPI707137H, NPI707138H, NPI707139H, NPI707140H, NPI707141H, NPI707142H, NPI707143H, NPI707144H, NPI707145H, NPI707146H, NPI707147H, NPI707148H, NPI707149H, NPI707150H, NPI707151H, NPI707152H, NPI707154H, NPI707156H, NPI707157H, NPI707159H, NPI707160H, NPI707161H, NPI707162H, NPI707163H, NPI707165H, NPI707167H, NPI707168H, NPI707170H, NPI707171H, NPI707172H, NPI707174H, NPI707175H, NPI707176H, NPI707177H, NPI707178H, NPI707180H, NPI707181H, NPI707182H, NPI707183H, NPI707184H, NPI707185H, NPI707187H, NPI707189H, NPI707190H, NPI707192H, NPI707193H, NPI707196H, NPI707199H, NPI707200H, NPI707201H, NPI707202H, NPI707203H, NPI707204H, NPI707205H, NPI707206H, NPI707207H, NPI707208H, NPI707209H, NPI707210H, NPI707211H, NPI707212H, NPI707213H, NPI707214H, NPI707215H, NPI707216H, NPI707218H, NPI707219H, NPI707220H, NPI707221H, NPI707222H, NPI707223H, NPI707224H, NPI707225H, NPI707226H, NPI707227H, NPI707229H, NPI707230H, NPI707231H, NPI707232H, NPI707233H, NPI707235H, NPI707236H, NPI707237H, NPI707238H, NPI707239H, NPI707240H, NPI707241H, NPI707243H, NPI707244H, NPI707245H, NPI707248H, NPI707249H, NPI707250H, NPI707252H, NPI707253H, NPI707255H, NPI707256H, NPI707257H, NPI707258H, NPI707259H, NPI707261H, NPI707262H, NPI707263H, NPI707268H, NPI707269H, NPI707270H, NPI707271H, NPI707272H, NPI707273H, NPI707274H, NPI707275H, NPI707276H, NPI707277H, NPI707278H, NPI707279H, NPI707280H, NPI707282H, NPI707283H, NPI707284H, NPI707285H, NPI707286H, NPI707287H, NPI707288H, NPI707289H, NPI707290H, NPI707291H, NPI707292H, NPI707293H, NPI707294H, NPI707296H, NPI707297H, NPI707299H, NPI707300H, NPI707301H, NPI707302H, NPI707303H, NPI707304H, NPI707305H, NPI707306H, NPI707307H, NPI707308H, NPI707309H, NPI707310H, NPI707311H, NPI707312H, NPI707313H, NPI707314H, NPI707315H, NPI707316H, NPI707317H, NPI707318H, NPI707319H, NPI707320H, NPI707321H, NPI707322H, NPI707323H, NPI707324H, NPI707326H, NPI707327H, NPI707328H, NPI707329H, NPI707331H, NPI707332H, NPI707334H, NPI707335H, NPI707336H, NPI707338H, NPI707339H, NPI707340H, NPI707341H, NPI707342H, NPI707343H, NPI707344H, NPI707351H, NPI707352H, NPI707353H, NPI707354H, NPI707355H, NPI707357H, NPI707358H, NPI707359H, NPI707361H, NPI707364H, NPI707367H, NPI707368H, NPI707369H, NPI707370H, NPI707372H, NPI707373H, NPI707374H, NPI707375H, NPI707376H, NPI707377H, NPI707378H, NPI707379H, NPI707380H, NPI707381H, NPI707382H, NPI707383H, NPI707384H, NPI707385H, NPI707386H, NPI707387H, NPI707388H, NPI707389H, NPI707390H, NPI707391H, NPI707392H, NPI707393H, NPI707394H, NPI707395H, NPI707396H, NPI707397H, NPI707398H, NPI707399H, NPI707400H, NPI707401H, NPI707402H, NPI707403H, NPI707404H, NPI707406H, NPI707407H, NPI707408H, NPI707410H, NPI707412H, NPI707414H, NPI707415H, NPI707416H, NPI707417H, NPI707418H, NPI707420H, NPI707421H, NPI707422H, NPI707423H, NPI707424H, NPI707425H, NPI707426H, NPI707427H, NPI707428H, NPI707429H, NPI707430H, NPI707431H, NPI707432H, NPI707433H, NPI707434H, NPI707435H, NPI707436H, NPI707437H, NPI707438H, NPI707439H, NPI707440H, NPI707441H, NPI707443H, NPI707444H, NPI707445H, NPI707446H, NPI707447H, NPI707449H, NPI707450H, NPI707452H, NPI707453H, NPI707454H, NPI707455H, NPI707456H, NPI707457H, NPI707458H, NPI707459H, NPI707460H, NPI707461H, NPI707462H, NPI707463H, NPI707464H, NPI707465H, NPI707466H, NPI707467H, NPI707468H, NPI707469H, NPI707470H, NPI707471H, NPI707472H, NPI707473H, NPI707474H, NPI707476H, NPI707477H, NPI707478H, NPI707479H, NPI707480H, NPI707482H, NPI707483H, NPI707484H, NPI707485H, NPI707486H, NPI707487H, NPI707488H, NPI707489H, NPI707490H, NPI707491H, NPI707492H, NPI707493H, NPI707494H, NPI707495H, NPI707496H, NPI707497H, NPI707498H, NPI707499H, NPI707500H, NPI707501H, NPI707502H, NPI707503H, NPI707505H, NPI707506H, NPI707507H, NPI707508H, NPI707509H, NPI707513H, NPI707514H, NPI707515H, NPI707516H, NPI707517H, NPI707518H, NPI707519H, NPI707520H, NPI707521H, NPI707522H, NPI707523H, NPI707524H, NPI707525H, NPI707526H, NPI707530H, NPI707531H, NPI707533H, NPI707534H, NPI707535H, NPI707536H, NPI707537H, NPI707538H, NPI707539H, NPI707541H, NPI707542H, NPI707543H, NPI707544H, NPI707545H, NPI707546H, NPI707547H, NPI707548H, NPI707549H, NPI707550H, NPI707551H, NPI707552H, NPI707553H, NPI707554H, NPI707555H, NPI707556H, NPI707557H, NPI707558H, NPI707559H, NPI707560H, NPI707561H, NPI707562H, NPI707563H, NPI707564H, NPI707565H, NPI707566H, NPI707567H, NPI707568H, NPI707569H, NPI707570H, NPI707571H, NPI707572H, NPI707573H, NPI707574H, NPI707575H, NPI707576H, NPI707577H, NPI707578H, NPI707579H, NPI707580H, NPI707581H, NPI707582H, NPI707583H, NPI707584H, NPI707585H, NPI707586H, NPI707587H, NPI707588H, NPI707589H, NPI707590H, NPI707591H, NPI707592H, NPI707593H, NPI707594H, NPI707595H, NPI707596H, NPI707597H, NPI707598H, NPI707599H, NPI707600H, NPI707601H, NPI707602H, NPI707603H, NPI707604H, NPI707605H, NPI707606H, NPI707607H, NPI707608H, NPI707609H, NPI707610H, NPI707611H, NPI707612H, NPI707613H, NPI707614H, NPI707615H, NPI707616H, NPI707617H, NPI707618H, NPI707621H, NPI707622H, NPI707623H, NPI707624H, NPI707625H, NPI707626H, NPI707627H, NPI707628H, NPI707629H, NPI707630H, NPI707631H, NPI707632H, NPI707633H, NPI707635H, NPI707637H, NPI707639H, NPI707640H, NPI707641H, NPI707642H, NPI707643H, NPI707644H, NPI707645H, NPI707646H, NPI707647H, NPI707648H, NPI707649H, NPI707650H, NPI707651H, NPI707652H, NPI707653H, NPI707654H, NPI707655H, NPI707656H, NPI707657H, NPI707658H, NPI707659H, NPI707660H, NPI707661H, NPI707662H, NPI707663H, NPI707664H, NPI707666H, NPI707668H, NPI707670H, NPI707671H, NPI707672H, NPI707673H, NPI707674H, NPI707675H, NPI707676H, NPI707677H, NPI707679H, NPI707681H, NPI707682H, NPI707683H, NPI707684H, NPI707686H, NPI707688H, NPI707689H, NPI707690H, NPI70 | The Implantable Neurostimulator (INS) cannot communicate with the clinical programmer and/or the patient programmer system. | Under Investigation by firm | A customer letter, dated March 2022, was issued to the impacted consignee via mail. The consignee is instructed to ensure the patient programmer system is set up to communicate with the patient's INS at the patient's initial programming session. If a patient's INS cannot communicate with the clinician programmer and/or patient programmer system, and it is not possible to make therapy adjustments or turn stimulation off, the consignee should contact Medtronic Technical Services at 1-800-707-0933. The consignee is also asked to complete the customer confirmation form and submit to the recalling firm. | 14164 units | Worldwide distribution - US Nationwide distribution in the states of AK, AL, AR, AZ, CA, CO, CT, DC, FL, GA, HI, IA, ID, IL, IN, KS, KY, LA, MA, MD, ME, MI, MN, MO, MS, MT, NC, ND, NE, NH, NJ, NM, NV, NY, OH, OK, OR, PA, PR, RI, SC, SD, TN, TX, UT, VA, VT, WA, WI, WV, WY and the countries of Argentina, Australia, Austria, Belgium, Brazil, Canada, Canary Islands, Chile, Colombia, Croatia, Czech Republic, Denmark, Finland, France, Germany, Greece, Hong Kong, Hungary, Iceland, India, Ireland, Israel, Italy, Japan, Luxembourg, Netherlands, Norway, Poland, Portugal, Slovakia, South Africa, Spain, Sweden, Switzerland, Thailand, United Kingdom. | multiple: ipg/neurostimulator; programmer/software | IPG-programmer communication failure | keyword_product_description | Percept | ['Percept'] | Yes | Medtronic Percept BrainSense INS communication issue
Z-1129-2022¦89994 | 193100 | Z-1129-2022 | 89994 | 2022-03-30 |  |  | Open, Classified | MRU |  | Medtronic-associated | Medtronic Neuromodulation | Percept PC BrainSense Implantable Neurostimulator (INS) Model B35200 | Model: B35200; GTIN/UPN: 00763000420987; Serial number: NPI708734H; Expiration Date: 10/28/2022 | The Implantable Neurostimulator (INS) cannot communicate with the clinical programmer and/or the patient programmer system. | Under Investigation by firm | A customer letter, dated March 2022, was issued to the impacted consignee via mail. The consignee is instructed to ensure the patient programmer system is set up to communicate with the patient's INS at the patient's initial programming session. If a patient's INS cannot communicate with the clinician programmer and/or patient programmer system, and it is not possible to make therapy adjustments or turn stimulation off, the consignee should contact Medtronic Technical Services at 1-800-707-0933. The consignee is also asked to complete the customer confirmation form and submit to the recalling firm. | 1 unit | Worldwide distribution - US Nationwide distribution in the states of AK, AL, AR, AZ, CA, CO, CT, DC, FL, GA, HI, IA, ID, IL, IN, KS, KY, LA, MA, MD, ME, MI, MN, MO, MS, MT, NC, ND, NE, NH, NJ, NM, NV, NY, OH, OK, OR, PA, PR, RI, SC, SD, TN, TX, UT, VA, VT, WA, WI, WV, WY and the countries of Argentina, Australia, Austria, Belgium, Brazil, Canada, Canary Islands, Chile, Colombia, Croatia, Czech Republic, Denmark, Finland, France, Germany, Greece, Hong Kong, Hungary, Iceland, India, Ireland, Israel, Italy, Japan, Luxembourg, Netherlands, Norway, Poland, Portugal, Slovakia, South Africa, Spain, Sweden, Switzerland, Thailand, United Kingdom. | multiple: ipg/neurostimulator; programmer/software | IPG-programmer communication failure | keyword_product_description | Percept | ['Percept'] | Yes | Medtronic Percept PC communication issue; same recall event as another product record
Z-0217-2024¦93170 | 203595 | Z-0217-2024 | 93170 | 2022-05-27 | 2023-11-03 |  | Completed | MHY | P960009 | Medtronic-associated | Medtronic Neuromodulation | LEAD 3387S-40 STIMLOC DBS, Model Number 3387S-40. Electrical implantable device. | UDI/DI 00763000274320, Serial Number VA2JV2V | There are a small number of units of the DBS Lead with StimLoc kit (3387S-40) due to a discrepancy in the Use By Date (UBD) printed on the outer packaged kit label versus the UBD printed on the individual product label. | Labeling Change Control | Medtronic issued a Medical Device Removal notice to its consignees on 05/27/2023 by US mail. The notice explained the issue, potential risk, and requested the return of the affected product. | 14 units | US: MO, FL, TX, WA | multiple: labeling/mri/instructions; lead/electrode; surgical accessory | Lead kit labeling/use-by-date | keyword_product_description | DBS | ['DBS'] | Yes | DBS lead with StimLoc kit; use-by-date discrepancy
Z-0121-2024¦93083 | 203403 | Z-0121-2024 | 93083 | 2023-01-20 | 2023-10-18 |  | Open, Classified | MHY | P960009S391 | Medtronic-associated | Medtronic Neuromodulation | SenSight Connector Plug, Model Number B31061. | GTIN 00763000426576, Lot Number 082U30721 | Medtronic is requesting return of a small number of units of the SenSight Connector Plug, Model B31061, due to a discrepancy in the Use By Date (UBD) printed on the label. | Labeling Change Control | Medtronic issued a MEDICAL DEVICE REMOVAL notice to its consignees on 01/20/2023 by mail. Consignees were asked to return any affected product they may have, and to forward this notification to those who need to be aware within the organization or to any location which the devices have been transferred. | 65 devices | US Nationwide Distribution | multiple: extension/connector; labeling/mri/instructions; lead/electrode | Connector plug labeling/use-by-date | keyword_product_description | Sensight | ['SenSight', 'Sensight'] | Yes | Medtronic SenSight connector plug; use-by-date discrepancy
Z-1408-2023¦91957 | 199300 | Z-1408-2023 | 91957 | 2023-03-17 | 2023-04-19 |  | Open, Classified | MHY | P960009S391 | Medtronic-associated | Medtronic Neuromodulation | Medtronic SenSight Extension Tunneler Kit, REF B31030; The Extension Tunneler Kit is used to assist in the tunneling and passage of extensions for deep brain stimulation | UDI/DI00763000426361, Serial Numbers: HG56BR6, HG56C4R, HG56CJAH01, HG56CLE, HG586N7, HG586UM, HG58704, HG58VM0, HG58VQH, HG58VQHH01, HG58VY5, HG58W7H, HG58WWC, HG58WYB, HG58WYBH01, HG58X0E, HG597BH, HG597DH, HG597M8, HG59ABH, HG59AFC, HG59AV6, HG59RY0, HG5A9GT, HG5A9VY, HG5A9VZ, HG5AQH0, HG5AQQE, HG5BQ5Y, HG5BQLR, HG5BQPJ, HG5BTW7, HG5BTZX, HG5BU5W, HG5BU77, HG5EPSB, HG5EQ0C, HG5EQ2A, HG5EQ69, HG5F31N, HG5F338, HG5F3AZ, HG5F3EH, HG5F3G6, HG5F3K5, HG5F3NF, HG5FP0Y, HG5FP3B, HG5FP70, HG5FP70H01, HG5FPBE, HG5HQBM, HG5HQF8, HG5LJTL, HG5LJZQ, HG5LK2J, HG5LK4H, HG5LK5Y, HG5LK7C, HG5LK8P, HG5LK92, HG5LKAL, HG5LKC9, HG5LKEL, HG5LKGT, HG5LR02, HG5LR33, HG5LTWA, HG5LTWP, HG5LTXU, HG5LTYY, HG5LU12; UDI/DI 00763000486518, Serial Numbers: HG59ABH, HG59RY0, HG59SJ4, HG59SNC, HG5A9H3, HG5A9NB, HG5A9VY, HG5BQ5Y, HG5BQAW, HG5BQLR. | Medtronic has received reports of SenSight Extension Tunneler kits that contain dual carriers with have been machined on only one side. As a result, the dual carrier cannot be used to pass two extensions simultaneously. | Nonconforming Material/Component | Medtronic issued an URGENT MEDICAL DEVICE CORRECTION notice to its consignees on 03/17/2023 via UPS 2-day delivery. The notice explained the issue and the hazard and requested the following actions be taken: Quarantine all unused product from the affected lots and return them as described on the Customer Confirmation Form. Pass the notice to all those who need to be aware within your organization or to any organization where the potentially affected product has been transferred or distributed. | 1414 units | Worldwide distribution - US Nationwide and the countries of Austria, Belgium, Canary Islands, Czech Republic, France, Germany, Greece, Hungary, Ireland, Israel, Italy, Japan, Luxembourg, Netherlands, New Zealand, Portugal, Slovakia, Spain, Sweden, Switzerland, United Kingdom. | multiple: extension/connector; lead/electrode; surgical accessory | Extension tunneling accessory manufacturing issue | keyword_product_description | deep brain stimulation | ['SenSight', 'Sensight', 'deep brain stimulation'] | Yes | Medtronic SenSight extension tunneler kit manufacturing issue
Z-2510-2023¦92688 | 202215 | Z-2510-2023 | 92688 | 2023-07-18 | 2023-09-11 |  | Open, Classified | LGW | P010032; P010032S096; P010032S151 | Abbott/St. Jude-associated | Abbott Medical | Infinity 5 Implantable Pulse Generator REF 6660 Product Description: The implantable pulse generator (IPG) is an electronic device designed to be connected to one or more extensions or leads with up to 16 electrodes total. It is powered by a hermetically sealed battery within a titanium case and uses microelectronic circuitry to generate constant-current electrical stimulation. The IPG can deliver stimulation with a single program or with multiple programs. Each program can provide stimulation to a single anatomical area or to multiple areas. The IPG communicates wirelessly with system programmers and controllers, and the IPGs are available in small and large sizes to accommodate different power needs. The Proclaim" XR and Proclaim" Plus IPGs are used for Spinal Cord Stimulation (SCS). The Proclaim" DRG IPG is used for Dorsal Root Ganglion (DRG) stimulation. The Infinity" IPG is used for Deep Brain Stimulation (DBS). | Model Number: 6660 UDI-DI Codes: 05415067030016 Serial Numbers: US AAD255.1 AAN997.1 AAP328.1 AAT540.1 AAT579.1 AAT652.1 AAT772.1 AAT783.1 AAT795.1 AAT797.1 AAT845.1 AAT902.1 AAT989.1 AAU009.1 AAU022.1 AAU046.1 AAU078.1 AAU094.1 ABM541.1 ABM592.1 ABM630.1 ABT798.1 ABT829.1 ABT841.1 ABT900.1 ACD800.1 ACE689.1 ACE771.1 ACE786.1 ACE838.1 ACE875.1 ACE936.1 ACE939.1 ACE994.1 ACF048.1 ACK145.1 ACK161.1 ACK241.1 ACK511.1 ACK514.1 ACK549.1 ACK622.1 ACK629.1 ACK637.1 ACK699.1 ACK702.1 ACK739.1 ACK752.1 ACK803.1 ACK805.1 ACK806.1 ACK828.1 ACK855.1 ACP686.1 ACP700.1 ACP712.1 ACP770.1 ACP780.1 ACP835.1 ACP869.1 ACP881.1 ACP883.1 ACT538.1 ACT548.1 ACT565.1 ACT738.1 ACU349.1 ACU381.1 ACU424.1 ADR673.1 ADR679.1 ADR685.1 ADR787.1 ADR794.1 ADR852.1 ADR856.1 ADW762.1 ADW766.1 ADW771.1 AEH704.1 AEH745.1 AEH748.1 AEH761.1 AEH764.1 AEH772.1 AEH826.1 AEH831.1 AEH856.1 AEH862.1 AEH865.1 AEH877.1 AEH883.1 AEH953.1 AEH955.1 AEH962.1 AEH972.1 AEJ054.1 AEJ100.1 AEJ101.1 AEJ111.1 AEJ145.1 AEJ164.1 AEJ167.1 AEJ196.1 AEJ203.1 AEJ241.1 AEJ251.1 AEJ252.1 AEJ257.1 AEM803.1 AEM833.1 AEM857.1 AEM877.1 AEM885.1 AEM887.1 AEM888.1 AEM951.1 AEM964.1 AEM967.1 AEM969.1 AEM988.1 AFB225.1 AFB349.1 AFB376.1 AFB425.1 AFB433.1 AFB434.1 AFB436.1 AFB444.1 AFB454.1 AFB495.1 AFB658.1 AFG344.1 AFG422.1 AFG446.1 AFG471.1 AFG496.1 AFG545.1 AFG668.1 AFG672.1 AFG679.1 AFG704.1 AFG724.1 AFG750.1 AFG810.1 AFG815.1 AFG819.1 AFG851.1 AFG852.1 AFG857.1 AFG871.1 AFG947.1 AFG959.1 AFZ148.1 AFZ174.1 AFZ198.1 AFZ211.1 AFZ224.1 AFZ260.1 AFZ359.1 AFZ364.1 AFZ384.1 AFZ392.1 AFZ409.1 AFZ530.1 AFZ532.1 AFZ590.1 AFZ807.1 AFZ835.1 AFZ851.1 AFZ996.1 AGM596.1 AGM602.1 AGM732.1 AGM764.1 AGM765.1 AGM950.1 AGN231.1 AGN324.1 AGN447.1 AGN552.1 AGN616.1 AHD578.1 AHD589.1 AHD612.1 AHD646.1 AHD648.1 AHD663.1 AHD677.1 AHD686.1 AHD713.1 AHD818.1 AHD821.1 AHK567.1 AHK727.1 AHK768.1 AHK778.1 AHK897.1 AHK906.1 AHK922.1 AHK976.1 AHL054.1 AHL069.1 AHL093.1 AHL095.1 AHL097.1 AHL105.1 AHL122.1 AHL133.1 AHL135.1 AHL138.1 AHL195.1 AHV587.1 AHV591.1 AHV705.1 AHV797.1 AHV801.1 AHV802.1 AHV807.1 AHV810.1 AHV818.1 AHV824.1 AHV843.1 AHV851.1 AHV854.1 AHV855.1 AHV860.1 AHV873.1 AHV887.1 AHV937.1 AHV945.1 AHV947.1 AHV965.1 AHV971.1 AHV975.1 AHV992.1 AHW055.1 AHW080.1 AHW082.1 AHW104.1 AHW496.1 AHW498.1 AHW661.1 AHW663.1 AHW670.1 AHW696.1 AJP994.1 AJP995.1 AJR053.1 AJR058.1 AJR073.1 AJR075.1 AJR076.1 AJR077.1 AJW278.1 AJW280.1 AJW285.1 AJW287.1 AJW290.1 AJW296.1 AJW310.1 AJW328.1 AJW329.1 AJW334.1 AJW336.1 AJW345.1 AJW365.1 AJW384.1 AJW388.1 AJW393.1 AJW412.1 AJW422.1 AJW431.1 AJW487.1 ALE668.1 ALE944.1 ALJ257.1 ALJ402.1 ALJ928.1 ALJ984.1 ALJ992.1 ALN367.1 ALN429.1 ALN438.1 ALN441.1 ALN444.1 ALN448.1 ALN451.1 ALN469.1 ALN477.1 ALN487.1 ALN547.1 ALN593.1 ALN596.1 ALN622.1 ALN658.1 ALX037.1 ALX043.1 ALX053.1 ALX085.1 ALX203.1 ALX313.1 ALY252.1 ALY270.1 ALY272.1 ALY313.1 ALY329.1 ALY367.1 ALY369.1 ALY371.1 ALY400.1 ALY431.1 ALY533.1 ALY541.1 ALY544.1 ALY610.1 ALY624.1 ALY625.1 ALY636.1 ALY653.1 ALY660.1 ALY774.1 ALY799.1 ALY801.1 ALY802.1 ALY810.1 ALZ051.1 ALZ080.1 ALZ174.1 ALZ191.1 ALZ311.1 AMJ759.1 AMK053.1 AMN778.1 AMN786.1 AMN800.1 AMN825.1 AMN826.1 AMN872.1 AMN919.1 AMN963.1 AMP153.1 AMP207.1 AMP263.1 AMP265.1 AMP271.1 AMS002.1 AMS004.1 AMS007.1 AMS022.1 AMS024.1 AMS026.1 AMS038.1 AMS068.1 AMS073.1 AMS126.1 AMS127.1 AMS161.1 AMS169.1 AMS193.1 AMS228.1 AMS241.1 AMS248.1 AMS256.1 AMS258.1 AMS259.1 AMS270.1 AMS400.1 AMS431.1 AMS445.1 AMS452.1 AMS480.1 AMS487.1 AMS488.1 AMS504.1 AMS678.1 AMS705.1 AMS817.1 AMS829.1 AMS854.1 AMS865.1 AMS867.1 AMS879.1 AMS889.1 AMS891.1 AMS892.1 AMS919.1 AMS920.1 AMS925.1 AMS928.1 AMS931.1 AMS939.1 AMS944.1 AMS946.1 AMS978.1 AMS983.1 AMS988.1 AMS989.1 AMS990.1 AMT006.1 AMT007.1 AMT018.1 AMT023.1 AMT027.1 AMT094.1 AMT114.1 AMT122.1 AMT212.1 AMT260.1 AMT275.1 AMT289.1 AMT292.1 AMT351.1 ANG899.1 ANG900.1 ANG969.1 ANG990.1 ANG999.1 ANH005.1 ANH036.1 ANH041.1 ANH056.1 ANH061.1 ANH062.1 ANH066.1 ANH075.1 ANH077.1 ANH094.1 ANH096.1 ANH100.1 ANH104.1 ANH110.1 ANH113.1 ANH123.1 ANH126.1 ANH127.1 ANH131.1 ANH151.1 ANH163.1 ANH166.1 ANH170.1 ANH178.1 ANH185.1 ANH187.1 ANH207.1 ANH215.1 ANH232.1 ANH258.1 ANH269.1 ANH275.1 ANH278.1 ANH335.1 ANH375.1 ANH465.1 ANH468.1 ANH469.1 ANH503.1 ANH544.1 ANH598.1 ANH618.1 ANH636.1 ANL523.1 ANL534.1 ANL602.1 ANL644.1 ANL657.1 ANL660.1 ANL663.1 ANL668.1 ANL760.1 ANL782.1 ANL784.1 ANL792.1 ANL958.1 ANM023.1 ANM056.1 ANM059.1 ANM072.1 ANT198.1 ANT218.1 ANT235.1 ANT659.1 ANT740.1 ANT829.1 ANT950.1 ANU127.1 APA825.1 APA912.1 APA938.1 APB043.1 APB241.1 APB265.1 APB298.1 APB363.1 APB386.1 APB389.1 APB516.1 APB527.1 APB632.1 APB745.1 APB914.1 APB921.1 APC040.1 APE539.1 APE596.1 APE620.1 APE635.1 APE964.1 APF063.1 APL204.1 APL416.1 APS470.1 APS480.1 APZ202.1 APZ232.1 APZ462.1 ARG349.1 ARJ197.1 ARJ337.1 ARK025.1 ARK331.1 ARK552.1 ARK654.1 ARK786.1 ARK864.1 ARK930.1 ARK994.1 ARL206.1 ASG295.1 ASG296.1 ASG333.1 ASG362.1 ASG552.1 ASG564.1 ASG604.1 ASG619.1 ASG681.1 ASG706.1 ASG771.1 ASG933.1 ASJ064.1 ASJ118.1 ASJ122.1 ASJ154.1 ASJ230.1 ASJ282.1 ASM274.1 ASM331.1 ASM350.1 ASM398.1 ASM405.1 ASM461.1 ASM463.1 ASM481.1 ASM490.1 ASM530.1 ASM540.1 ASM666.1 ASM673.1 ASM694.1 ASM697.1 ASM699.1 ASM732.1 ASR446.1 ASR714.1 ASR759.1 ASR770.1 ASR800.1 ASR825.1 ASV344.1 ASV356.1 ASV396.1 ASV409.1 ASV417.1 ASV568.1 ASV616.1 ASV626.1 ASV632.1 ASV680.1 ASV681.1 ASV768.1 ASV814.1 ASV868.1 ASW187.1 ASW190.1 ASW206.1 ATC610.1 ATC612.1 ATC691.1 ATC758.1 ATC761.1 ATC830.1 ATC832.1 ATC837.1 ATC847.1 ATC866.1 ATC939.1 ATC943.1 ATC949.1 ATC951.1 ATC954.1 ATD040.1 ATD078.1 ATD142.1 ATD171.1 ATD175.1 ATD200.1 ATD257.1 ATD271.1 ATD277.1 ATD289.1 ATD361.1 ATD480.1 ATD492.1 ATD533.1 ATD535.1 ATD676.1 ATD686.1 ATD739.1 ATD765.1 ATD886.1 ATD920.1 ATD927.1 ATD945.1 ATD966.1 ATD979.1 ATD996.1 ATE032.1 ATE693.1 ATE702.1 ATE735.1 ATE740.1 ATE777.1 ATE826.1 ATE860.1 ATE938.1 ATE958.1 ATE960.1 ATE965.1 ATE998.1 ATF003.1 ATF042.1 ATF110.1 ATF136.1 ATF147.1 ATF192.1 ATF198.1 ATF202.1 ATF213.1 ATF227.1 ATF233.1 ATF242.1 ATF274.1 ATF363.1 ATF385.1 ATF415.1 ATF463.1 ATJ745.1 ATJ763.1 ATJ777.1 ATJ807.1 ATJ882.1 ATJ936.1 ATJ941.1 ATJ996.1 ATK009.1 ATK062.1 ATK068.1 ATK090.1 ATK103.1 ATK110.1 ATK130.1 ATK173.1 ATK250.1 ATK261.1 ATK262.1 ATK271.1 ATK289.1 ATK313.1 ATK316.1 ATK335.1 ATT994.1 ATU005.1 ATU013.1 ATU075.1 ATU298.1 ATU348.1 ATU383.1 ATU389.1 ATU488.1 ATU491.1 ATU532.1 ATU542.1 ATU738.1 ATV051.1 ATV132.1 ATV156.1 ATV191.1 ATV947.1 ATV963.1 ATW107.1 ATW120.1 ATW127.1 ATW129.1 ATW161.1 ATZ910.1 ATZ947.1 ATZ991.1 AUA079.1 AUA087.1 AUA107.1 AUA119.1 AUA131.1 AUA133.1 AUA137.1 AUA158.1 AUA168.1 AUA269.1 AUA309.1 AUA325.1 AUA386.1 AUA390.1 AUA393.1 AUA402.1 AUA492.1 AUA512.1 AUA580.1 AUA594.1 AUA620.1 AUA625.1 AUA641.1 AUA663.1 AUA667.1 AUA681.1 AUA707.1 AUA730.1 AUB150.1 AUE347.1 AUE384.1 AUE438.1 AUE441.1 AUE465.1 AUE535.1 AUE730.1 AUE741.1 AUE743.1 AUE793.1 AUE797.1 AUE800.1 AUE811.1 AUE815.1 AUE836.1 AUE853.1 AUE861.1 AUE891.1 AUE900.1 AUE970.1 AUH558.1 AUH656.1 AUH679.1 AUH734.1 AUH805.1 AUH870.1 AUH875.1 AUH876.1 AUH919.1 AUH950.1 AUM041.1 AUM139.1 AUM154.1 AUM166.1 AUM380.1 AUM383.1 AUM449.1 AUM590.1 AUM597.1 AUM639.1 AUM686.1 AUM706.1 AUM760.1 AUM789.1 AUM796.1 AUM805.1 AUM841.1 AUM856.1 AUM864.1 AUN363.1 AUN997.1 AUP020.1 AUP041.1 AUP086.1 AUP104.1 AUP129.1 AUP298.1 AUR649.1 AUR687.1 AUV797.1 AUV824.1 AUV837.1 AUV866.1 AUV883.1 AUV904.1 AUV915.1 AUV919.1 AUV924.1 AUW664.1 AUW772.1 AUX496.1 AUX508.1 AUX554.1 AVA019.1 AVA035.1 AVA046.1 AVA081.1 AVA086.1 AVA103.1 AVA209.1 AVA426.1 AVA462.1 AVA488.1 AVA532.1 AVA550.1 AVA581.1 AVA605.1 AVA641.1 AVA653.1 AVA670.1 AVA675.1 AVA679.1 AVA709.1 AVA726.1 AVA728.1 AVA734.1 AVA784.1 AVA814.1 AVA824.1 AVA826.1 AVA858.1 AVA894.1 AVA903.1 AVB020.1 AVB060.1 AVB070.1 AVB196.1 AVD374.1 AVD385.1 AVD450.1 AVD457.1 AVD551.1 AVD794.1 AVD837.1 AVE365.1 AVE421.1 AVE439.1 AVE447.1 AVE557.1 AVE603.1 AVE621.1 AVE645.1 AVE705.1 AVE756.1 AVE763.1 AVE765.1 AVE775.1 AVF268.1 AVF278.1 AVF284.1 AVF368.1 AVF369.1 AVF409.1 AVF454.1 AVF593.1 AVF642.1 AVF661.1 AVF685.1 AVF752.1 AVF756.1 AVF827.1 AVF828.1 AVK650.1 AVK758.1 AVK792.1 AVK815.1 AVK817.1 AVK860.1 AVK901.1 AVK922.1 AVK981.1 AVK991.1 AVL045.1 AVL099.1 AVL100.1 AVL139.1 AVL159.1 AVL195.1 AVL219.1 AVL230.1 AVL938.1 AVL944.1 AVL984.1 AVL988.1 AVM004.1 AVM009.1 AVM015.1 AVM021.1 AVM029.1 AVM222.1 AVM223.1 AVM224.1 AVM256.1 AVM325.1 AVN614.1 AVN642.1 AVN661.1 AVN680.1 AVN700.1 AVN735.1 AVN738.1 AVN754.1 AVN757.1 AVN868.1 AVN893.1 AVN894.1 AVN896.1 AVN908.1 AVN957.1 AVN986.1 AVP108.1 AVP383.1 AVP396.1 AVP407.1 AVP728.1 AVP894.1 AVP932.1 AVP945.1 AVP959.1 AVR218.1 AVR363.1 AVR422.1 AVR437.1 AVR505.1 AVR549.1 AVR711.1 AVR723.1 AVW763.1 AVW875.1 AVW879.1 AVW916.1 AVW943.1 AVW976.1 AVX009.1 AVX036.1 AVX143.1 AVX291.1 AVX368.1 AVX385.1 AVX395.1 AVX424.1 AVX459.1 AVX472.1 AVX546.1 AVX580.1 AVY647.1 AVY728.1 AVY773.1 AVY780.1 AVY787.1 AVY806.1 AVY893.1 AVY922.1 AVY938.1 AVZ038.1 AVZ065.1 AVZ073.1 AVZ074.1 AVZ080.1 AWB300.1 AWB303.1 AWB308.1 AWB324.1 AWB325.1 AWB348.1 AWB385.1 AWB399.1 AWB405.1 AWB490.1 AWB500.1 AWB534.1 AWB544.1 AWB674.1 AWB691.1 AWB748.1 AWB753.1 AWB756.1 AWB788.1 AWB795.1 AWB801.1 AWB814.1 AWB819.1 AWB840.1 AWB847.1 AWB869.1 AWB910.1 AWB914.1 AWB928.1 AWB935.1 AWB954.1 AWC005.1 AWC016.1 AWC025.1 AWC076.1 AWC195.1 AWC300.1 AWC343.1 AWC346.1 AWC349.1 AWC376.1 AWC503.1 AWC519.1 AWC537.1 AWC601.1 AWC678.1 AWC693.1 AWC873.1 AWC897.1 AWC989.1 AWF789.1 AWH715.1 AWL444.1 AWL462.1 AWP731.1 AWP842.1 AWP930.1 AWP944.1 AWR029.1 AWR035.1 AWR070.1 AWR099.1 AWR101.1 AWR108.1 AWR111.1 AWR128.1 AWR137.1 AWR157.1 AWR254.1 AWR299.1 AWR311.1 AWR354.1 AWR357.1 AWR391.1 AWR402.1 AWR406.1 AWR444.1 AWR445.1 AWR495.1 AWR512.1 AWR580.1 AWR581.1 AWR601.1 AWR639.1 AWR643.1 AWR646.1 AWR677.1 AWR680.1 AWR684.1 AWT975.1 AWX023.1 AWX030.1 AWX106.1 AWX204.1 AWX343.1 AWX420.1 AWX490.1 AWX541.1 AWX564.1 AWX719.1 AWX802.1 AWY341.1 AXE634.1 AXE735.1 AXE819.1 AXE827.1 AXE968.1 AXE978.1 AXF059.1 AXF062.1 AXF347.1 AXF385.1 AXF406.1 AXF533.1 AXF535.1 AXF537.1 AXF555.1 AXF561.1 AXF619.1 AXK090.1 AXK114.1 AXK120.1 AXK167.1 AXK223.1 AXK252.1 AXK271.1 AXK274.1 AXK275.1 AXK351.1 AXP789.1 AXP803.1 AXP804.1 AXP841.1 AXP868.1 AXP869.1 AXP871.1 AXP874.1 AXP880.1 AXP886.1 AXP902.1 AXP940.1 AXP979.1 AXP981.1 AXP983.1 AXR036.1 AXR154.1 AXR175.1 AXR181.1 AXT391.1 AXT404.1 AXT485.1 AXU278.1 AXU279.1 AXU283.1 AXU293.1 AXU311.1 AXU317.1 AXU338.1 AXU361.1 AXU451.1 AXU479.1 AXU567.1 AXU609.1 AXU628.1 AXU633.1 AXU668.1 AXU672.1 AXU725.1 AXU776.1 AXU793.1 AXU808.1 AXU820.1 AXU829.1 AXU864.1 AXV790.1 AXV815.1 AXV830.1 AXV850.1 AXV971.1 AXV978.1 AXV984.1 AXV991.1 AXW011.1 AXW058.1 AXX856.1 AXX870.1 AXX873.1 AXX983.1 AXX990.1 AXY013.1 AXY101.1 AXY104.1 AXY135.1 AXY204.1 AXY218.1 AXY223.1 AXY226.1 AXY237.1 AXY244.1 AXY311.1 AXY315.1 AXY332.1 AXY404.1 AXY639.1 AXY640.1 AXY650.1 AXY676.1 AXY681.1 AXY688.1 AXY689.1 AXY703.1 AXY709.1 AXY732.1 AXY736.1 AXY740.1 AXY744.1 AXY760.1 AXY806.1 AXY877.1 AXY878.1 AXY887.1 AXY893.1 AXY926.1 AXY944.1 AXY985.1 AXY986.1 AXY989.1 AXY994.1 AXZ043.1 AYD251.1 AYD263.1 AYD274.1 AYD290.1 AYD339.1 AYD362.1 AYD397.1 AYD454.1 AYD460.1 AYD496.1 AYD506.1 AYD559.1 AYD607.1 AYD625.1 AYD632.1 AYD644.1 AYD651.1 AYD665.1 AYD669.1 AYD676.1 AYD696.1 AYD702.1 AYD703.1 AYD721.1 AYD730.1 AYD776.1 AYD778.1 AYD802.1 AYD803.1 AYD819.1 AYD839.1 AYD855.1 AYD862.1 AYE002.1 AYE024.1 AYE032.1 AYE060.1 AYE079.1 AYE155.1 AYE180.1 AYE203.1 AYE216.1 AYE222.1 AYE236.1 AYE244.1 AYE245.1 AYE274.1 AYE287.1 AYE306.1 AYE340.1 AYE399.1 AYE413.1 AYE417.1 AYE426.1 AYE432.1 AYE437.1 AYE465.1 AYE485.1 AYE507.1 AYE523.1 AYE525.1 AYE543.1 AYE555.1 AYE564.1 AYE573.1 AYE580.1 AYE650.1 AYE659.1 AYE660.1 AYE670.1 AYE683.1 AYE713.1 AYE721.1 AYE741.1 AYE745.1 AYE803.1 AYE810.1 AYE839.1 AYE852.1 AYE899.1 AYM173.1 AYM214.1 AYM217.1 AYM220.1 AYM234.1 AYM277.1 AYM288.1 AYM602.1 AYM915.1 AYM971.1 AYN015.1 AYN029.1 AYN056.1 AYN060.1 AYP863.1 AYP876.1 AYP877.1 AYP878.1 AYP883.1 AYP895.1 AYP900.1 AYP904.1 AYP921.1 AYP963.1 AYP964.1 AYP966.1 AYP972.1 AYP974.1 AYP975.1 AYP976.1 AYP993.1 AYR012.1 AYR053.1 AYR064.1 AYR230.1 AYR272.1 AYR303.1 AYR307.1 AYR334.1 AYR356.1 AYR358.1 AYR359.1 AYR382.1 AYR404.1 AYR405.1 AYR406.1 AYR419.1 AYR431.1 AYR450.1 AYR458.1 AYR487.1 AYR548.1 AYR571.1 AYR589.1 AYR615.1 AYR633.1 AYR640.1 AYR644.1 AYR654.1 AYR658.1 AYR660.1 AYR670.1 AYR672.1 AYR688.1 AYR690.1 AYR702.1 AYR729.1 AYR748.1 AYR749.1 AYR750.1 AYR796.1 AYR810.1 AYR941.1 AYS342.1 AYS625.1 AYS756.1 AYS765.1 AYS851.1 AYS885.1 AYS960.1 AYS987.1 AYT111.1 AYT116.1 AYT279.1 AYT318.1 AYT384.1 AYT393.1 AYX793.1 AYX840.1 AYX913.1 AYX927.1 AYX953.1 AYX958.1 AYX991.1 AYY004.1 AYY107.1 AYY129.1 AYY137.1 AYY170.1 AYY176.1 AYY283.1 AYY294.1 AYY332.1 AYY393.1 AYY394.1 AYY428.1 AYY434.1 AYY440.1 AYY563.1 AYY579.1 AYY679.1 AYY838.1 AYY840.1 AYY926.1 AYY941.1 AYY957.1 BAK166.1 BAK175.1 BAK180.1 BAK185.1 BAK199.1 BAK203.1 BAK315.1 BAK406.1 BAK424.1 BAK560.1 BAK576.1 BAK579.1 BAK593.1 BAK598.1 BAK607.1 BAK724.1 BAK779.1 BAK791.1 BAK794.1 BAK857.1 BAK861.1 BAK880.1 BAK999.1 BAL007.1 BAL013.1 BAL017.1 BAL027.1 BAL030.1 BAL036.1 BAL048.1 BAL069.1 BAL102.1 BAL110.1 BAL116.1 BAL132.1 BAL150.1 BAL571.1 BAL699.1 BAR382.1 BAR415.1 BAR458.1 BAR493.1 BAR499.1 BAR507.1 BAR513.1 BAR521.1 BAR525.1 BAR588.1 BAR639.1 BAR658.1 BAR688.1 BAR692.1 BAR712.1 BAR714.1 BAR717.1 BAR727.1 BAR747.1 BAR753.1 BAR754.1 BAR777.1 BAR787.1 BAR822.1 BAR827.1 BAR912.1 BAR938.1 BAR943.1 BAR951.1 BAR971.1 BAR974.1 BAR987.1 BAR992.1 BAS022.1 BAS023.1 BAS064.1 BAS068.1 BAS070.1 BAS073.1 BAS204.1 BAS212.1 BAS234.1 BAS243.1 BAS266.1 BAS267.1 BAS304.1 BAS305.1 BAS325.1 BAS335.1 BAS337.1 BAS357.1 BAS358.1 BAS363.1 BAS364.1 BAS371.1 BAS384.1 BAS399.1 BAS414.1 BAS428.1 BAS433.1 BAS480.1 BAS481.1 BAS482.1 BAS485.1 BAS496.1 BAS498.1 BAS502.1 BAS521.1 BAS525.1 BAS529.1 BAS544.1 BAS587.1 BAS590.1 BAW199.1 BAW259.1 BAW761.1 BAW771.1 BAW774.1 BAW800.1 BAW813.1 BAW814.1 BAW839.1 BAW842.1 BAW866.1 BAW867.1 BAW883.1 BAW886.1 BAW892.1 BAW893.1 BAW979.1 BAX006.1 BAX033.1 BAX053.1 BAX126.1 BAX214.1 BAX219.1 BAX227.1 BAX244.1 BAX258.1 BAX328.1 BAX339.1 BAX359.1 BAX363.1 BAX383.1 BAX385.1 BAX408.1 BAX453.1 BAX771.1 BAX778.1 BAX819.1 BAX868.1 BAX931.1 BAY206.1 BAY341.1 BAY373.1 BAY391.1 BAY396.1 BAY404.1 BAY606.1 BAY675.1 BAY693.1 BAY890.1 BAY903.1 BAY945.1 BAY947.1 BAY948.1 BAY959.1 BAZ007.1 BAZ304.1 BBG450.1 BBG592.1 BBG975.1 BBH131.1 BBH152.1 BBH186.1 BBH331.1 BBK994.1 BBS102.1 BBS301.1 BBS395.1 BBS415.1 BBS499.1 BBW282.1 BBW319.1 BBW334.1 BBW381.1 BBW673.1 BBW675.1 BBW709.1 BBW714.1 BBW717.1 BBW726.1 BBW742.1 BBW756.1 BBW778.1 BBW780.1 BBW801.1 BBW802.1 BBW804.1 BBW806.1 BBW840.1 BBW844.1 BBW852.1 BBW855.1 BBW876.1 BBW877.1 BBW878.1 BBW915.1 BBW920.1 BBW954.1 BBW961.1 BBW963.1 BBW969.1 BBW990.1 BBX028.1 BBX032.1 BBY533.1 BBY537.1 BBY538.1 BBY549.1 BBY578.1 BBY583.1 BBY585.1 BBY589.1 BBY615.1 BBY619.1 BBY636.1 BBY649.1 BBY670.1 BBY673.1 BBY676.1 BBY964.1 BCA109.1 BCA145.1 BCA618.1 BCA695.1 BCA786.1 BCC777.1 BCC826.1 BCC834.1 BCC858.1 BCD979.1 BCD992.1 BCD995.1 BCE001.1 BCE013.1 BCE017.1 BCE020.1 BCE035.1 BCG196.1 BCG198.1 BCG199.1 BCG200.1 BCG204.1 BCG209.1 BCG212.1 BCG233.1 BCG235.1 BCG237.1 BCG238.1 BCG240.1 BCG261.1 BCG279.1 BCG283.1 BCG308.1 BCG320.1 BCG327.1 BCG331.1 BCG332.1 BCG335.1 BCG339.1 BCG340.1 BCH282.1 BCH285.1 BCH301.1 BCH307.1 BCH311.1 BCH315.1 BCH316.1 BCH318.1 BCH357.1 BCH364.1 BCH380.1 BCH382.1 BCH388.1 BCH398.1 BCH401.1 BCH412.1 BCH441.1 BCH459.1 BCH461.1 BCH467.1 BCH469.1 BCH473.1 BCH475.1 BCH503.1 BCH505.1 BCH509.1 BCH512.1 BCH519.1 BCH527.1 BCH533.1 BCH540.1 BCM573.1 BCN767.1 BCN810.1 BCN811.1 BCN880.1 BCN962.1 BCN977.1 BCP027.1 BCP074.1 BCP116.1 BCS909.1 BCS929.1 BCS942.1 BCS955.1 BCT037.1 BCT038.1 BCT059.1 BCT071.1 BCT092.1 BCT125.1 BCT166.1 BCT191.1 BCT192.1 BCU909.1 BCU967.1 BCU969.1 BCU994.1 BCV023.1 BCV033.1 BCV059.1 BCV246.1 BCV285.1 BCV297.1 BCV307.1 BCV332.1 BCV354.1 BCX776.1 BCX783.1 BCX799.1 BCX818.1 BCX946.1 BCY017.1 BCY040.1 BCY170.1 BCY196.1 BCY211.1 BDA086.1 BDA154.1 BDA169.1 BDA199.1 BDA214.1 BDA230.1 BDA242.1 BDA302.1 BDA330.1 BDA336.1 BDA349.1 BDA371.1 BDA377.1 BDA387.1 BDA396.1 BDA398.1 BDA405.1 BDA418.1 BDA455.1 BDA470.1 BDA486.1 BDA517.1 BDA521.1 BDA524.1 BDA528.1 BDB890.1 BDB947.1 BDB951.1 BDB954.1 BDB974.1 BDB985.1 BDC018.1 BDC039.1 BDC046.1 BDC064.1 BDC103.1 BDC116.1 BDC145.1 BDC184.1 BDC187.1 BDC197.1 BDC202.1 BDC205.1 BDC233.1 BDC239.1 BDC240.1 BDC249.1 BDC259.1 BDC265.1 BDC301.1 BDC304.1 BDC309.1 BDC317.1 BDC320.1 BDC323.1 BDC370.1 BDC379.1 BDC387.1 BDC428.1 BDC443.1 BDC450.1 BDE866.1 BDE875.1 BDE893.1 BDE902.1 BDE908.1 BDE910.1 BDE913.1 BDE915.1 BDE926.1 BDE932.1 BDE946.1 BDE955.1 BDE957.1 BDE959.1 BDE995.1 BDF003.1 BDF013.1 BDF015.1 BDF025.1 BDF052.1 BDF055.1 BDF057.1 BDF065.1 BDF066.1 BDF070.1 BDF071.1 BDF087.1 BDF107.1 BDF108.1 BDF157.1 BDF162.1 BDF166.1 BDF171.1 BDF188.1 BDF231.1 BDF232.1 BDF264.1 BDF268.1 BDF278.1 BDF287.1 BDF292.1 BDF295.1 BDF320.1 BDF339.1 BDJ211.1 BDJ255.1 BDJ258.1 BDJ260.1 BDJ264.1 BDJ281.1 BDJ282.1 BDJ295.1 BDJ336.1 BDJ354.1 BDJ360.1 BDJ361.1 BDJ369.1 BDJ382.1 BDJ388.1 BDJ393.1 BDJ414.1 BDJ438.1 BDJ440.1 BDJ473.1 BDJ488.1 BDJ497.1 BDJ511.1 BDJ514.1 BDJ533.1 BDJ537.1 BDJ548.1 BDJ622.1 BDJ626.1 BDJ639.1 BDJ687.1 BDL933.1 BDL947.1 BDM024.1 BDM497.1 BDM635.1 BDN451.1 BDN463.1 BDN617.1 BDN619.1 BDU819.1 BDU831.1 BDU856.1 BDU977.1 BDU979.1 BDU980.1 BDU982.1 BDV003.1 BDV013.1 BDV014.1 BDV015.1 BDV023.1 BDV028.1 BDV032.1 BDV045.1 BDV052.1 BDV053.1 BDV069.1 BDV070.1 BDV077.1 BDV079.1 BDV083.1 BDV097.1 BDV107.1 BDV120.1 BDV131.1 BDV133.1 BDV139.1 BDV140.1 BDV147.1 BDV152.1 BDV157.1 BDV174.1 BDV178.1 BDV191.1 BDV196.1 BDV203.1 BDV213.1 BDV223.1 BDV225.1 BDV231.1 BDV237.1 BDV240.1 BDV243.1 BDV245.1 BDV249.1 BDV255.1 BDV257.1 BDV258.1 BDV259.1 BDV263.1 BDV265.1 BDV274.1 BDV276.1 BDV279.1 BDV283.1 BDV561.1 BDV610.1 BDY878.1 BDY888.1 BDY898.1 BDY970.1 BDZ106.1 BDZ145.1 BDZ200.1 BDZ255.1 BDZ270.1 BDZ279.1 BDZ299.1 BDZ309.1 BDZ419.1 BDZ454.1 BDZ502.1 BEB416.1 BEB417.1 BEB466.1 BEB468.1 BEB496.1 BEB497.1 BEB511.1 BEB515.1 BEB526.1 BEB534.1 BEB564.1 BEB592.1 BEB629.1 BEB631.1 BEB640.1 BEB664.1 BEB708.1 BEB714.1 BEB768.1 BEB774.1 BEB776.1 BEB781.1 BEB871.1 BEB891.1 BEB899.1 BEB922.1 BEB934.1 BEB938.1 BEB941.1 BEB944.1 BEB967.1 BEB976.1 BEC067.1 BEC088.1 BEC105.1 BEC106.1 BEE449.1 BEE460.1 BEE475.1 BEE685.1 BEF089.1 BEK830.1 BEL045.1 BEU442.1 BEU502.1 BEU519.1 BEU526.1 BEU531.1 BEX653.1 BEX665.1 BEX679.1 BEX683.1 BEX693.1 BEX727.1 BEX731.1 BEX741.1 BEX742.1 BEX746.1 BEX759.1 BEX774.1 BEX839.1 BEX866.1 BEX950.1 BEX965.1 BEX994.1 BEX997.1 BEX998.1 BEY005.1 BEY006.1 BEY010.1 BEY022.1 BEY029.1 BEY117.1 BEY123.1 BEY129.1 BEY137.1 BEY145.1 BEY157.1 BEY160.1 BEY181.1 BEY183.1 BEY205.1 BEY233.1 BEY246.1 BEY341.1 BEY349.1 BEY365.1 BEY376.1 BEY386.1 BEY393.1 BEY428.1 BEY436.1 BEY444.1 BEY572.1 BEY599.1 BEY648.1 BEY659.1 BEY674.1 BEY676.1 BEY692.1 BEY727.1 BEY766.1 BEY778.1 BEY814.1 BEY815.1 BEY838.1 BEY839.1 BEY843.1 BEY857.1 BEY858.1 BFA685.1 BFA717.1 BFA722.1 BFA730.1 BFA797.1 BFA803.1 BFA804.1 BFA951.1 BFA954.1 BFB012.1 BFB041.1 BFB135.1 BFB139.1 BFB198.1 BFB228.1 BFB233.1 BFB279.1 BFB282.1 BFB310.1 BFB373.1 BFB580.1 BFB732.1 BFB738.1 BFB742.1 BFB770.1 BFB779.1 BFE142.1 BFE182.1 BFE195.1 BFE243.1 BFE286.1 BFE315.1 BFE379.1 BFE381.1 BFE414.1 BFE536.1 BFE602.1 BFE635.1 BFE713.1 BFE810.1 BFE818.1 BFE897.1 BFE955.1 BFF016.1 BFF043.1 BFF084.1 BFF107.1 BFJ305.1 BFJ312.1 BFJ442.1 BFJ579.1 BFJ583.1 BFJ607.1 BFJ613.1 BFJ617.1 BFJ647.1 BFJ652.1 BFJ690.1 BFJ692.1 BFJ702.1 BFJ716.1 BFJ740.1 BFJ763.1 BFJ764.1 BFJ766.1 BFJ777.1 BFJ779.1 BFJ789.1 BFJ794.1 BFJ800.1 BFJ808.1 BFJ845.1 BFJ913.1 BFJ924.1 BFJ934.1 BFJ944.1 BFJ994.1 BFK003.1 BFK047.1 BFK055.1 BFK067.1 BFK119.1 BFK175.1 BFK205.1 BFK223.1 BFL191.1 BFL215.1 BFL217.1 BFL219.1 BFL234.1 BFL259.1 BFL262.1 BFL361.1 BFL554.1 BFL559.1 BFL861.1 BFX892.1 BGA075.1 BGA291.1 BGA876.1 BGA961.1 BGB060.1 BGD155.1 BGD272.1 BGD285.1 BGD287.1 BGD345.1 BGD468.1 BGD471.1 BGD496.1 BGD561.1 BGD588.1 BGD657.1 BGD664.1 BGD719.1 BGD798.1 BGD855.1 BGD871.1 BGD878.1 BGD895.1 BGD897.1 BGD913.1 BGF430.1 BGF437.1 BGF451.1 BGF458.1 BGF513.1 BGF519.1 BGF536.1 BGF565.1 BGF570.1 BGF571.1 BGF589.1 BGF601.1 BGF607.1 BGF615.1 BGH507.1 BGH531.1 BGH549.1 BGH567.1 BGH568.1 BGH569.1 BGH574.1 BGH585.1 BGH589.1 BGH606.1 BGH609.1 BGH617.1 BGH639.1 BGH640.1 BGH642.1 BGH664.1 BGH723.1 BGH737.1 BGH794.1 BGH798.1 BGH806.1 BGH844.1 BGH845.1 BGJ971.1 BGJ972.1 BGJ974.1 BGJ992.1 BGK001.1 BGK032.1 BGK116.1 BGK124.1 BGK134.1 BGK142.1 BGK147.1 BGK208.1 BGK237.1 BGK246.1 BGK270.1 BGK616.1 BGK665.1 BGK749.1 BGK756.1 BGK770.1 BGK809.1 BGK836.1 BGK872.1 BGK879.1 BGK896.1 BGK917.1 BGK993.1 BGL023.1 BGL047.1 BGL078.1 BGL082.1 BGL084.1 BGL140.1 BGL154.1 BGL155.1 BGL163.1 BGL186.1 BGL223.1 BGL230.1 BGL234.1 BGL240.1 BGL242.1 BGL245.1 BGL269.1 BGL271.1 BGL275.1 BGL277.1 BGL281.1 BGL292.1 BGN654.1 BGN663.1 BGN692.1 BGN708.1 BGN763.1 BGN773.1 BGN778.1 BGN784.1 BGN807.1 BGN815.1 BGN827.1 BGN828.1 BGN834.1 BGN877.1 BGN881.1 BGN892.1 BGN917.1 BGN973.1 BGN974.1 BGP020.1 BGP028.1 BGP043.1 BGP047.1 BGP058.1 BGP060.1 BGP091.1 BGP126.1 BGP128.1 BGP140.1 BGP147.1 BGP149.1 BGP179.1 BGP184.1 BGP223.1 BGP233.1 BGP273.1 BGP295.1 BGP299.1 BGS120.1 BGS134.1 BGS159.1 BGS277.1 BGS283.1 BGS286.1 BGS295.1 BGS302.1 BGS331.1 BGS332.1 BGS340.1 BGS368.1 BGS483.1 BGS527.1 BGS591.1 BGS611.1 BGS613.1 BGS623.1 BGS624.1 BGS630.1 BGS645.1 BGS655.1 BGS656.1 BGS673.1 BGV287.1 BGV291.1 BGV293.1 BGV328.1 BGV333.1 BGV346.1 BGV347.1 BGV353.1 BGV513.1 BGV601.1 BGV610.1 BGV633.1 BGV653.1 BGV683.1 BGV801.1 BGV834.1 BGV870.1 BGV871.1 BGV890.1 BGV974.1 BGV987.1 BGY914.1 BGY952.1 BGZ032.1 BGZ049.1 BGZ293.1 BGZ364.1 BGZ409.1 BGZ461.1 BGZ477.1 BGZ553.1 BGZ560.1 BGZ607.1 BGZ659.1 BGZ670.1 BHD065.1 BHD066.1 BHD110.1 BHD143.1 BHD146.1 BHD159.1 BHD186.1 BHD188.1 BHD236.1 BHD271.1 BHD273.1 BHD286.1 BHD334.1 BHD346.1 BHD350.1 BHD352.1 BHD357.1 BHD369.1 BHD438.1 BHD448.1 BHD565.1 BHD567.1 BHD652.1 BHD734.1 BHH294.1 BHH300.1 BHH323.1 BHH439.1 BHH480.1 BHH505.1 BHH595.1 BHH638.1 BHH669.1 BHH943.1 BHP742.1 BHP805.1 BHP961.1 BHR015.1 BHR037.1 BHR072.1 BHR400.1 BHR435.1 BHR458.1 BHR493.1 BHU344.1 BHU346.1 BHU407.1 BHU446.1 BHU486.1 BHU495.1 BHU520.1 BHU524.1 BHU530.1 BHU597.1 BHU600.1 BHU608.1 BHU622.1 BHU633.1 BHX118.1 BHX218.1 BHX471.1 BHX535.1 BHX563.1 BHX578.1 BHX596.1 BHX650.1 BHX672.1 BHX840.1 BHX858.1 BHX870.1 BHX882.1 BHX985.1 BJD496.1 BJD556.1 BJD586.1 BJD605.1 BJD689.1 BJD726.1 BJD791.1 BJD798.1 BJD988.1 BJE143.1 BJE211.1 BJE224.1 BJE266.1 BJG600.1 BJG744.1 BJK779.1 BJP593.1 BJW615.1 BJW641.1 BJY965.1 BJZ017.1 BJZ225.1 BJZ340.1 BJZ412.1 BJZ441.1 BJZ554.1 BKC156.1 BKC191.1 BKC245.1 BKC412.1 BKC853.1 BKC868.1 BKD123.1 BKD225.1 BKD258.1 BKF280.1 BKF325.1 BKF349.1 BKF397.1 BKF403.1 BKF467.1 BKF537.1 BKF630.1 BKF649.1 BKF695.1 BKF770.1 BKF806.1 BKF827.1 BKF902.1 BKF937.1 BKF959.1 BKF966.1 BKF972.1 BKG021.1 BKG097.1 BKG120.1 BKG293.1 BKG297.1 BKG308.1 BKG310.1 BKG319.1 BKG328.1 BKH621.1 BKH692.1 BKH698.1 BKH705.1 BKH734.1 BKH767.1 BKH781.1 BKH843.1 BKH899.1 BKH900.1 BKH905.1 BKH982.1 BKJ005.1 BKJ137.1 BKJ326.1 BKJ342.1 BKJ356.1 BKJ357.1 BKS898.1 BKT059.1 BKT095.1 BKT231.1 BKT355.1 BKT369.1 BKT507.1 BKZ174.1 BKZ236.1 BKZ257.1 BKZ282.1 BKZ309.1 BLA857.1 BLA860.1 BLA901.1 BLA928.1 BLC375.1 BLC420.1 BLC443.1 BLC448.1 BLC449.1 BLC467.1 BLC476.1 BLC478.1 BLC484.1 BLC505.1 BLC548.1 BLK473.1 BLK582.1 BLK584.1 BLK834.1 BLK873.1 BLL032.1 BLL122.1 BLL193.1 BLP002.1 BLP009.1 BLP010.1 BLP079.1 BLP084.1 BLP210.1 BLP269.1 BLP302.1 BLP311.1 BLP313.1 BLP323.1 BLP334.1 BLP345.1 BLP578.1 BLP653.1 BLP666.1 BLP672.1 BLR138.1 BLR186.1 BLR228.1 BLT452.1 BLT460.1 BLT480.1 BLT482.1 BLT521.1 BLT550.1 BLT554.1 BLT567.1 BLT574.1 BLT651.1 BLT653.1 BLT685.1 BLT702.1 BLT713.1 BLT747.1 BLT764.1 BLT770.1 BLT776.1 BLT784.1 BLT829.1 BLT880.1 BLT946.1 BLU044.1 BLU068.1 BLU096.1 BLU126.1 BLU189.1 BLY131.1 BLY223.1 BLY264.1 BLY394.1 BLY438.1 BLY538.1 BLY565.1 BLY624.1 BLY701.1 BLY743.1 BLY849.1 BLZ234.1 BLZ270.1 BMA955.1 BMB963.1 BMC148.1 BMC279.1 BMC291.1 BMC314.1 BMC351.1 BMC376.1 BMC379.1 BMD829.1 BMD835.1 BMD875.1 BMD968.1 BMD971.1 BMD989.1 BME007.1 BME029.1 BME069.1 BMF625.1 BMF666.1 BMF697.1 BMF704.1 BMF734.1 BMF833.1 BMF849.1 BMF857.1 BMF870.1 BMF875.1 BMF932.1 BMG003.1 BMG061.1 BMG114.1 BMG123.1 BMG140.1 BMG146.1 BMG188.1 BMG225.1 BMG278.1 BMG315.1 BMG335.1 BMG395.1 BMG406.1 BMG457.1 BMG460.1 BMG468.1 BMG472.1 BMG479.1 BMJ788.1 BMJ854.1 BMJ860.1 BMJ944.1 BMJ966.1 BMJ975.1 BMK029.1 BMK062.1 BMK068.1 BMK076.1 BMK088.1 BMK101.1 BMK161.1 BMK196.1 BMK204.1 BMK206.1 BMK214.1 BMK221.1 BMK225.1 BMK230.1 BMK295.1 BMK311.1 BMK339.1 BMK361.1 BML082.1 BML126.1 BML161.1 BML185.1 BML240.1 BML291.1 BML375.1 BML425.1 BML435.1 BML488.1 BML507.1 BML538.1 BML608.1 BML625.1 BMM040.1 BMM042.1 BMM044.1 BMM079.1 BMM080.1 BMM109.1 BMM149.1 BMM201.1 BMM275.1 BMM303.1 BMM306.1 BMM770.1 BMM810.1 BMM833.1 BMM922.1 BMM969.1 BMN028.1 BMN244.1 BMN247.1 BMN248.1 BMN273.1 BMR321.1 BMR378.1 BMR430.1 BMR488.1 BMT018.1 BMT047.1 BMT126.1 BMT225.1 BMT292.1 BMT301.1 BMT313.1 BMT570.1 BMT583.1 BMW755.1 BMX052.1 BNC197.1 BNC370.1 BNK814.1 BNV969.1 BNW304.1 BNW305.1 BNX029.1 BNX206.1 BNX280.1 BNX362.1 BNX501.1 BPG024.1 BPG232.1 BPK571.1 BPK581.1 BPM586.1 BPM811.1 BPM917.1 BPN077.1 BPS920.1 BPS921.1 BPS932.1 BPS949.1 BPV031.1 BPV034.1 BPV062.1 BPV075.1 BPV121.1 BPV138.1 BPV164.1 BPV177.1 BPV227.1 BPV263.1 BPV274.1 BPV283.1 BPV328.1 BPV332.1 BPV342.1 BPV344.1 BPV346.1 BPV352.1 BPV354.1 BPV357.1 BPV381.1 BPV390.1 BPV398.1 BPV407.1 BPV463.1 BPV473.1 BPV493.1 BPV520.1 BPV521.1 BPV524.1 BPV525.1 BPV527.1 BPV529.1 BPV541.1 BPV545.1 BPV547.1 BPV548.1 BPV558.1 BPV566.1 BPV581.1 BPV591.1 BPV592.1 BPV593.1 BPZ705.1 BRA669.1 BRA836.1 BRB154.1 BRC880.1 BRF100.1 BRG516.1 BRG545.1 BRG614.1 BRG643.1 BRG693.1 BRG737.1 BRG903.1 BRH057.1 BRH092.1 BRH209.1 BRH248.1 BRJ421.1 BRJ475.1 BRJ476.1 BRJ519.1 BRJ533.1 BRJ543.1 BRJ572.1 BRJ602.1 BRJ628.1 BRJ633.1 BRJ638.1 BRJ642.1 BRJ650.1 BRJ682.1 BRJ707.1 BRJ713.1 BRJ715.1 BRJ741.1 BRJ742.1 BRJ749.1 BRJ777.1 BRJ782.1 BRJ974.1 BRK062.1 BRK084.1 BRK135.1 BRK929.1 BRK946.1 BRK956.1 BRK993.1 BRL046.1 BRM908.1 BRM926.1 BRM960.1 BRM974.1 BRM977.1 BRN390.1 BRN457.1 BRN499.1 BRN500.1 BRN603.1 BRN671.1 BRN688.1 BRN723.1 BRN731.1 BRN758.1 BRN764.1 BRN774.1 BRN827.1 BRR131.1 BRR151.1 BRR179.1 BRR223.1 BRR242.1 BRR260.1 BRR273.1 BRR298.1 BRR311.1 BRR379.1 BRR454.1 BRR457.1 BRR542.1 BRR697.1 BRR771.1 BRR778.1 BRR861.1 BRR902.1 BRR915.1 BRT716.1 BRT722.1 BRT730.1 BRT742.1 BRT762.1 BRT783.1 BRT897.1 BRT905.1 BRT907.1 BRT961.1 BRT973.1 BRU013.1 BRU159.1 BRU175.1 BRW919.1 BRW983.1 BRX081.1 BRX102.1 BRX104.1 BRX119.1 BRX570.1 BRX579.1 BRX609.1 BRX717.1 BRX724.1 BRX738.1 BRX764.1 BRZ314.1 BRZ417.1 BRZ433.1 BRZ456.1 BRZ458.1 BRZ539.1 BRZ541.1 BSA249.1 BSA323.1 BSA346.1 BSA423.1 BSA484.1 BSA529.1 BSA540.1 BSA602.1 BSA635.1 BSA698.1 BSA702.1 BSD036.1 BSD114.1 BSD115.1 BSD157.1 BSD164.1 BSD309.1 BSD339.1 BSD344.1 BSD356.1 BSD394.1 BSD399.1 BSE957.1 BSE969.1 BSE981.1 BSE984.1 BSE998.1 BSF057.1 BSF081.1 BSF088.1 BSF131.1 BSF141.1 BSF148.1 BSF165.1 BSF166.1 BSF210.1 BSF218.1 BSF219.1 BSF220.1 BSF282.1 BSN600.1 BSV820.1 BSW089.1 BSY350.1 BSY811.1 BTA891.1 BTA999.1 BTB021.1 BTB067.1 BTB104.1 BTB113.1 BTB201.1 BTB293.1 BTB372.1 BTB447.1 BTB558.1 BTC183.1 BTC581.1 BTC602.1 BTC630.1 BTC634.1 BTC697.1 BTC709.1 BTC715.1 BTC741.1 BTC843.1 BTC851.1 BTC862.1 BTC880.1 BTC981.1 BTD004.1 BTD061.1 BTD150.1 BTD159.1 BTD162.1 BTD166.1 BTD168.1 BTD256.1 BTM811.1 BTN069.1 BTN101.1 BTN426.1 BTR935.1 BTS838.1 BTS874.1 BTW631.1 BTW650.1 BTW651.1 BTW678.1 BTW717.1 BTW724.1 BTW815.1 BTW839.1 BTW842.1 BTW846.1 BTW986.1 BTX047.1 BTX060.1 BTX126.1 BTX131.1 BTX139.1 BTX150.1 BTX209.1 BTX216.1 BTX219.1 BTX273.1 BTX299.1 BTX328.1 BTX337.1 BTX390.1 BTX400.1 BTX413.1 BTX436.1 BTX470.1 BTX477.1 BTX488.1 BTX503.1 BTX509.1 BTX608.1 BTX671.1 BTX690.1 BTX694.1 BTX699.1 BTX747.1 BTX762.1 BTX767.1 BTX836.1 BTX844.1 BTX845.1 BTX851.1 BUA445.1 BUA481.1 BUA487.1 BUA567.1 BUA608.1 BUA654.1 BUA727.1 BUA770.1 BUA793.1 BUA806.1 BUA823.1 BUA827.1 BUA848.1 BUA871.1 BUB039.1 BUB058.1 BUB081.1 BUB129.1 BUB154.1 BUB162.1 BUB753.1 BUB766.1 BUB781.1 BUB806.1 BUB830.1 BUB849.1 BUB864.1 BUB873.1 BUB884.1 BUB896.1 BUB904.1 BUB910.1 BUB911.1 BUB932.1 BUB936.1 BUB955.1 BUB962.1 BUC024.1 BUC965.1 BUD004.1 BUD024.1 BUD046.1 BUD056.1 BUF199.1 BUF226.1 BUF243.1 BUF275.1 BUF318.1 BUF385.1 BUF394.1 BUF400.1 BUF426.1 BUF443.1 BUF496.1 BUF542.1 BUF568.1 BUF604.1 BUF659.1 BUF669.1 BUF686.1 BUF699.1 BUF722.1 BUF757.1 BUJ866.1 BUJ871.1 BUJ873.1 BUJ981.1 BUK540.1 BUK664.1 BUK705.1 BUK715.1 BUL448.1 BUL454.1 BUL602.1 BUL671.1 BUL683.1 BUL695.1 BUP221.1 BUP247.1 BUP291.1 BUP323.1 BUP337.1 BUP366.1 BUP402.1 BUP412.1 BUP496.1 BUP541.1 BUP595.1 BUP622.1 BUP653.1 BUP681.1 BUP688.1 BUP690.1 BUP698.1 BUP704.1 BUP709.1 BUR853.1 BUR864.1 BUR919.1 BUR920.1 BUR938.1 BUR954.1 BUR958.1 BUS028.1 BUS080.1 BUS081.1 BUS098.1 BUS117.1 BUV015.1 BUV050.1 BUV104.1 BUV107.1 BUV123.1 BUV154.1 BUV184.1 BUV195.1 BUV219.1 BUV269.1 BUV282.1 BUV286.1 BUV303.1 BUV307.1 BUV344.1 BUV353.1 BUV387.1 BUV396.1 BUV481.1 BUV520.1 BUV551.1 BUW642.1 BUW675.1 BUW721.1 BUW770.1 BUX368.1 BUX403.1 BUX449.1 BUX501.1 BUX551.1 BUX563.1 BUX573.1 BUX633.1 BUX636.1 BUX637.1 BUX692.1 BUX725.1 BUX775.1 BUY351.1 BUY353.1 BUY362.1 BUY399.1 BUY434.1 BUY469.1 BUY488.1 BUY509.1 BUY514.1 BUY522.1 BUY535.1 BUY545.1 BUY652.1 BUY690.1 BUY706.1 BUY709.1 BUY710.1 BUY718.1 BUY725.1 BUY748.1 BUY750.1 BUY783.1 BUY866.1 BUY874.1 BUY893.1 BUY897.1 BUY953.1 BUY963.1 BUY972.1 BUY981.1 BUY982.1 BUZ044.1 BUZ067.1 BVD707.1 BVD713.1 BVD722.1 BVD724.1 BVD741.1 BVD755.1 BVD787.1 BVD804.1 BVD844.1 BVD855.1 BVD863.1 BVD953.1 BVD988.1 BVE081.1 BVE203.1 BVE272.1 BVE289.1 BVE329.1 BVE331.1 BVE363.1 BVE445.1 BVE448.1 BVE452.1 BVE500.1 BVH241.1 BVH246.1 BVH305.1 BVH316.1 BVH376.1 BVH418.1 BVH460.1 BVH468.1 BVH489.1 BVH548.1 BVK034.1 BVK125.1 BVK168.1 BVK170.1 BVK174.1 BVK298.1 BVL098.1 BVL214.1 BVL570.1 BVP083.1 BVP106.1 BVP118.1 BVP176.1 BVP269.1 BVP327.1 BVP351.1 BVP368.1 BVX141.1 BVX143.1 BVX147.1 BVX232.1 BVX243.1 BVX261.1 BVX310.1 BVX351.1 BVX355.1 BVX381.1 BVX396.1 BVX445.1 BVX493.1 BVX503.1 BVX530.1 BVX531.1 BVX587.1 BVX612.1 BVY103.1 BVY109.1 BVY122.1 BVY155.1 BVY190.1 BVY232.1 BVY248.1 BVY251.1 BVY254.1 BVY257.1 BVY308.1 BVY322.1 BVY366.1 BVY376.1 BVY407.1 BVY460.1 BVY492.1 BVY511.1 BVY527.1 BVY532.1 BVY560.1 BVY572.1 BVZ680.1 BVZ707.1 BVZ803.1 BVZ812.1 BVZ899.1 BVZ946.1 BVZ958.1 BVZ962.1 BVZ963.1 BWA048.1 BWA090.1 BWA110.1 BWA113.1 BWC135.1 BWC196.1 BWC315.1 BWC328.1 BWC377.1 BWC420.1 BWC422.1 BWC453.1 BWC462.1 BWC463.1 BWC472.1 BWC484.1 BWC553.1 BWC559.1 BWE769.1 BWE788.1 BWE842.1 BWE870.1 BWE903.1 BWE949.1 BWE953.1 BWE976.1 BWF046.1 BWF055.1 BWF064.1 BWF090.1 BWF091.1 BWF107.1 BWF128.1 BWF146.1 BWF148.1 BWF151.1 BWF229.1 BWF233.1 BWF257.1 BWF258.1 BWF265.1 BWF841.1 BWF843.1 BWF933.1 BWG022.1 BWG024.1 BWG066.1 BWG091.1 BWG108.1 BWG199.1 BWG355.1 BWG357.1 BWG367.1 BWJ623.1 BWJ659.1 BWJ682.1 BWJ727.1 BWJ777.1 BWJ802.1 BWJ859.1 BWJ904.1 BWJ942.1 BWK043.1 BWP103.1 BWP212.1 BWP274.1 BWP285.1 BWP289.1 BWP291.1 BWP337.1 BWP452.1 BWP559.1 BWP620.1 BWP623.1 BWP626.1 BWP643.1 BWP675.1 BWP688.1 BWP690.1 BWP760.1 BWP762.1 BWP768.1 BWP869.1 BWP877.1 BWP903.1 BWR039.1 BWT946.1 BWU031.1 BWU040.1 BWU057.1 BWV690.1 BWX122.1 BWX158.1 BWX212.1 BWX346.1 BXB034.1 BXB106.1 BXB174.1 BXB256.1 BXB265.1 BXB294.1 BXB377.1 BXB439.1 BXB583.1 BXB672.1 BXB726.1 BXB851.1 BXB902.1 BXC044.1 BXC086.1 BXC110.1 BXC121.1 BXH584.1 BXH594.1 BXH601.1 BXH616.1 BXH640.1 BXH655.1 BXH673.1 BXH744.1 BXH773.1 BXH776.1 BXH855.1 BXH858.1 BXH974.1 BXJ813.1 BXJ844.1 BXJ901.1 BXJ928.1 BXJ948.1 BXK035.1 BXK515.1 BXK573.1 BXK611.1 BXK707.1 BXK821.1 BXK833.1 BXK919.1 BXK926.1 BXL001.1 BXL012.1 BXM509.1 BXM570.1 BXM584.1 BXM671.1 BXM727.1 BXM761.1 BXM807.1 BXM859.1 BXM875.1 BXM920.1 BXM934.1 BXM955.1 BXN569.1 BXN695.1 BXN729.1 BXN774.1 BXN867.1 BXN877.1 BXN972.1 BXP041.1 BXP105.1 BXP113.1 BXR159.1 BXR190.1 BXS586.1 BXS717.1 BXS779.1 BXS846.1 BXS848.1 BXS887.1 BXT707.1 BXT715.1 BXT770.1 BXT787.1 BXT823.1 BXT828.1 BXT840.1 BXT851.1 BXV957.1 BXV969.1 BXW203.1 BXW302.1 BXW478.1 BXY564.1 BXY591.1 BXY626.1 BXY646.1 BXY665.1 BXY806.1 BXY814.1 BXY816.1 BXY897.1 BXY898.1 BXY919.1 BYA223.1 BYA283.1 BYA289.1 BYB676.1 BYB678.1 BYB685.1 BYD752.1 BYD756.1 BYD798.1 BYD820.1 BYD844.1 BYE015.1 BYE077.1 BYE083.1 BYE103.1 BYE134.1 BYE149.1 BYE168.1 BYE181.1 BYE208.1 BYE242.1 BYE260.1 BYE262.1 BYE385.1 BYE410.1 BYE483.1 BYE527.1 BYG537.1 BYG590.1 BYG620.1 BYL765.1 BYL782.1 BYL807.1 BYL848.1 BYL860.1 BYL912.1 BYL924.1 BYL934.1 BYL945.1 BYL958.1 BYL959.1 BYL961.1 BYL968.1 BYM066.1 BYM104.1 BYM126.1 BYM188.1 BYP305.1 BYP334.1 BYP341.1 BYP348.1 BYP355.1 BYP369.1 BYP412.1 BYP425.1 BYP431.1 BYR162.1 BYR259.1 BYR330.1 BYR484.1 BYR499.1 BYR513.1 BYS448.1 BYS459.1 BYS533.1 BYS583.1 BYS591.1 BYS593.1 BYS618.1 BYS650.1 BYS653.1 BYU021.1 BYU132.1 BYU399.1 BYU410.1 BYU450.1 BYU453.1 BYU456.1 BYU461.1 BYU462.1 BYU479.1 BYU485.1 BYU486.1 BYU493.1 BYU500.1 BYU503.1 BYU511.1 BYU516.1 BYU526.1 BYU533.1 BYU552.1 BYU571.1 BYU960.1 BYU999.1 BYV050.1 BYV | Firm has received complaints from patients who are unable to exit MRI (Magnetic Resonance Imaging) mode on their IPGs (Implantable Pulse Generators). | Under Investigation by firm | On 07/20/2023, the firm will send an "URGENT MEDICAL DEVICE CORRECTION" Letter via mail with delivery tracking to customers informing them, Abbott has received complaints from patients who are unable to exit MRI mode, as their Patient Controller has lost the ability to connect or communicate with their IPG while in MRI mode. Situations where this has occurred include where the user deleted the Bluetooth pairing, lost or disabled their Patient Controller, or upgraded the iOS! software on their Patient Controller while in MRI mode. Next Steps for Customers: Per Abbott's Instructions for Use, patients are advised to contact their physician before having an MRI to discuss all critical information regarding MRI scans and MRI mode. In alignment with the Clinician Programmer and Patient Controller Instructions for Use, Abbott recommends physicians do the following: " For the Patient Controller, advise the patient not to delete the paired Bluetooth connection between their IPG and the Patient Controller and not to alter, damage or lose their Patient Controller while the IPG is in MRI mode. " For the Patient Controller prior to entering MRI mode, ensure patients have upgraded their Patient Controller to the latest "Patient Controller NR - US" application from the Apple! App Store!. This version of the application provides instructions for the user not to delete the IPG pairing while the system is in MRI mode. " For the Clinician Programmer, maintain the paired Bluetooth connection between the IPG and the Clinician Programmer by avoiding deleting the pairing and disabling automatic iOS! software upgrades from the iOS! settings. " For questions about this issue or to report patients who are unable to exit MRI mode, please contact your local Abbott representative or Abbott Technical Support at 1-800-727-7846 (option 3) for assistance. | 5,932 devices (US-4,464; OUS-1,468) | Worldwide - US Nationwide distribution including in the states of AK, AL, AR, AZ, CA, CO, CT, DC, DE, FL, GA, HI, IA, ID, IL, IN, KS, KY, LA, MA, MD, ME, MI, MN, MO, MS, MT, NC, ND, NE, NH, NJ, NM, NV, NY, OH, OK, OK, OR, PA, Puerto Rico, RI, SC, SD, TN, TX, UT, VA, VT, WA, WI, WV, and WY. The countries of Algeria, Argentina, Australia, Austria, Belgium, Brazil, Canada, Chile, Colombia, Costa Rica, Czech Republic, Denmark, Ecuador, Estonia, Finland, France, Germany, Greece, Hungary, India, Iraq, Ireland, Israel, Italy, Japan, Korean, Kuwait, Lithuania, Luxembourg, Mexico, Netherlands, New Zealand, Norway, Pakistan, Poland, Portugal, Reunion, Russian Federation, Saudi Arabia, Singapore, Slovenia, South Africa, Spain, Sweden, Switzerland, Taiwan, Turkey, United Arab Emirates, United Kingdom. | multiple: ipg/neurostimulator; labeling/mri/instructions; programmer/software | MRI mode/controller communication issue | keyword_product_description | deep brain stimulation | ['DBS', 'deep brain stimulation'] | Yes | Abbott Infinity 5 DBS IPG; MRI mode/controller communication issue
Z-2511-2023¦92688 | 202217 | Z-2511-2023 | 92688 | 2023-07-18 | 2023-09-11 |  | Open, Classified | LGW | P010032; P010032S096; P010032S151 | Abbott/St. Jude-associated | Abbott Medical | Infinity 7 Implantable Pulse Generator REF 6662 Product Description: The implantable pulse generator (IPG) is an electronic device designed to be connected to one or more extensions or leads with up to 16 electrodes total. It is powered by a hermetically sealed battery within a titanium case and uses microelectronic circuitry to generate constant-current electrical stimulation. The IPG can deliver stimulation with a single program or with multiple programs. Each program can provide stimulation to a single anatomical area or to multiple areas. The IPG communicates wirelessly with system programmers and controllers, and the IPGs are available in small and large sizes to accommodate different power needs. The Proclaim" XR and Proclaim" Plus IPGs are used for Spinal Cord Stimulation (SCS). The Proclaim" DRG IPG is used for Dorsal Root Ganglion (DRG) stimulation. The Infinity" IPG is used for Deep Brain Stimulation (DBS). | Model Number: 6662 UDI-DI Codes: 05415067030023 Serial Numbers: US AAD298.1 AAP149.1 AAP193.1 AAU029.1 ABA964.1 ABM581.1 ABM600.1 ABT745.1 ABT832.1 ABT883.1 ACD617.1 ACD686.1 ACD772.1 ACD773.1 ACD797.1 ACE661.1 ACK379.1 ACK583.1 ACK784.1 ACK837.1 ACP794.1 ACT645.1 ACT654.1 ACT684.1 ACT737.1 ACT796.1 ACT895.1 ACU006.1 ACU060.1 ACU081.1 ACU085.1 ACU091.1 ACU165.1 ACU220.1 ACU247.1 ADD484.1 ADD593.1 ADD635.1 ADD647.1 ADD673.1 ADD681.1 ADD754.1 ADD785.1 ADD792.1 ADD904.1 ADD905.1 ADD910.1 ADD946.1 ADD947.1 ADD970.1 ADD995.1 ADE002.1 ADE014.1 ADE027.1 ADE030.1 ADE032.1 ADE073.1 ADE100.1 ADE105.1 ADE129.1 ADE144.1 ADE152.1 ADJ719.1 ADK216.1 ADK277.1 ADN241.1 ADR337.1 ADR349.1 ADR353.1 ADR399.1 ADR432.1 ADR435.1 ADR452.1 ADR467.1 ADR522.1 ADR545.1 ADR604.1 ADR636.1 ADR662.1 ADR680.1 ADR682.1 ADR705.1 ADR813.1 ADR815.1 ADR829.1 ADR841.1 ADR924.1 ADR945.1 ADR951.1 ADR984.1 ADR985.1 ADW488.1 ADW495.1 ADW497.1 ADW520.1 ADW561.1 ADW566.1 ADW615.1 ADW675.1 ADW699.1 ADW720.1 ADW725.1 ADW728.1 ADW749.1 ADW754.1 ADW759.1 ADW767.1 ADW781.1 ADW790.1 ADW872.1 ADW912.1 ADW935.1 ADW983.1 ADW998.1 AEH631.1 AEH637.1 AEH644.1 AEH651.1 AEH654.1 AEH657.1 AEH670.1 AEH680.1 AEH699.1 AEH700.1 AEH702.1 AEH711.1 AEH714.1 AEH721.1 AEH723.1 AEH729.1 AEH730.1 AEH746.1 AEH815.1 AEH821.1 AEH825.1 AEH851.1 AEH853.1 AEH872.1 AEH875.1 AEH898.1 AEH938.1 AEH960.1 AEJ005.1 AEJ033.1 AEJ039.1 AEJ049.1 AEJ066.1 AEJ097.1 AEJ103.1 AEJ121.1 AEJ134.1 AEJ136.1 AEJ142.1 AEJ149.1 AEJ151.1 AEJ189.1 AEJ194.1 AEJ214.1 AEJ243.1 AEM754.1 AEM767.1 AEM777.1 AEM791.1 AEM795.1 AEM797.1 AEM820.1 AEM851.1 AEM867.1 AEM889.1 AEM918.1 AEM972.1 AEM975.1 AEN031.1 AFB394.1 AFB395.1 AFB396.1 AFB404.1 AFB446.1 AFB903.1 AFB924.1 AFB946.1 AFG274.1 AFG376.1 AFG413.1 AFG429.1 AFG431.1 AFG447.1 AFG451.1 AFG452.1 AFG473.1 AFG488.1 AFG535.1 AFG560.1 AFG652.1 AFG658.1 AFG663.1 AFG682.1 AFG689.1 AFG707.1 AFG742.1 AFG807.1 AFG823.1 AFG846.1 AFG889.1 AFG895.1 AFG926.1 AFZ158.1 AFZ168.1 AFZ178.1 AFZ180.1 AFZ185.1 AFZ197.1 AFZ208.1 AFZ320.1 AFZ331.1 AFZ362.1 AFZ363.1 AFZ373.1 AFZ377.1 AFZ400.1 AFZ435.1 AFZ442.1 AFZ446.1 AFZ448.1 AFZ449.1 AFZ454.1 AFZ651.1 AFZ674.1 AHK715.1 AHW013.1 AKB668.1 AKU960.1 AKV412.1 AKV505.1 AKV522.1 AKV579.1 AKV612.1 AKX057.1 AKX078.1 AKX170.1 AKX201.1 AKX211.1 AKX233.1 AKX245.1 AKX266.1 AKX268.1 AKX351.1 AKX374.1 AKX384.1 AKX430.1 AKX434.1 AKX549.1 AKX690.1 AKX715.1 AKX739.1 AKX748.1 AKX750.1 AKX775.1 ALE569.1 ALE584.1 ALE588.1 ALE603.1 ALE604.1 ALE605.1 ALE624.1 ALE631.1 ALE675.1 ALE753.1 ALE774.1 ALE833.1 ALE881.1 ALE931.1 ALE956.1 ALF015.1 ALF030.1 ALF137.1 ALF156.1 ALF174.1 ALF176.1 ALF177.1 ALJ221.1 ALJ273.1 ALJ293.1 ALJ294.1 ALJ296.1 ALJ336.1 ALJ360.1 ALJ403.1 ALJ410.1 ALJ411.1 ALJ917.1 ALJ936.1 ALJ943.1 ALJ954.1 ALJ958.1 ALJ995.1 ALK043.1 ALN346.1 ALN365.1 ALN387.1 ALN401.1 ALN410.1 ALN416.1 ALN423.1 ALN466.1 ALN475.1 ALN484.1 ALN518.1 ALN543.1 ALN601.1 ALN605.1 ALN609.1 ALN624.1 ALN670.1 ALN672.1 ALN680.1 ALN701.1 ALN703.1 ALN708.1 ALX018.1 ALX040.1 ALX048.1 ALX114.1 ALX116.1 ALX118.1 ALX127.1 ALX134.1 ALX153.1 ALX167.1 ALX175.1 ALX206.1 ALX208.1 ALX214.1 ALX230.1 ALX235.1 ALX237.1 ALX271.1 ALX285.1 ALX341.1 ALX348.1 ALX380.1 ALX385.1 ALX393.1 ALX396.1 ALX401.1 ALX404.1 ALX406.1 ALY289.1 ALY300.1 ALY302.1 ALY304.1 ALY339.1 ALY346.1 ALY423.1 ALY433.1 ALY505.1 ALY580.1 ALY757.1 ALY818.1 ALY845.1 ALY846.1 ALZ165.1 ALZ221.1 ALZ277.1 ALZ312.1 ALZ314.1 ALZ315.1 ALZ354.1 ALZ357.1 ALZ362.1 AMN889.1 AMN892.1 AMN971.1 AMP182.1 AMP197.1 AMS014.1 AMS023.1 AMS071.1 AMS082.1 AMS085.1 AMS091.1 AMS109.1 AMS122.1 AMS124.1 AMS142.1 AMS180.1 AMS187.1 AMS191.1 AMS198.1 AMS208.1 AMS230.1 AMS244.1 AMS245.1 AMS249.1 AMS250.1 AMS261.1 AMS264.1 AMS274.1 AMS294.1 AMS359.1 AMS386.1 AMS397.1 AMS410.1 AMS427.1 AMS471.1 AMS474.1 AMS685.1 AMS693.1 AMS743.1 AMS744.1 AMS751.1 AMS759.1 AMS774.1 AMS789.1 AMS820.1 AMS837.1 AMS860.1 AMS888.1 AMT046.1 AMT077.1 AMT128.1 AMT133.1 AMT164.1 AMT248.1 AMT315.1 AMT329.1 AMT342.1 AMT346.1 AMT353.1 AMT354.1 AMT367.1 AMT370.1 ANG908.1 ANG924.1 ANG938.1 ANG941.1 ANG949.1 ANG980.1 ANH007.1 ANH074.1 ANH117.1 ANH154.1 ANH156.1 ANH224.1 ANH234.1 ANH333.1 ANH344.1 ANH358.1 ANH367.1 ANH373.1 ANH390.1 ANH399.1 ANH401.1 ANH402.1 ANH413.1 ANH416.1 ANH434.1 ANH451.1 ANH540.1 ANH619.1 ANH647.1 ANL421.1 ANL432.1 ANL459.1 ANL514.1 ANL623.1 ANL767.1 ANL799.1 ANL810.1 ANL814.1 ANL971.1 ANM009.1 ANM047.1 ANM057.1 ANM075.1 ANT216.1 ANT230.1 ANT237.1 ANT270.1 ANT454.1 ANT462.1 ANT672.1 ANT708.1 ANT732.1 ANT737.1 ANT758.1 ANT776.1 APA921.1 APB243.1 APB252.1 APB357.1 APB553.1 APB588.1 APB626.1 APB818.1 APL320.1 APL634.1 APS407.1 APZ740.1 ARG324.1 ARJ147.1 ARK173.1 ARK424.1 ARK511.1 ARK733.1 ARK802.1 ARK815.1 ARK913.1 ARL115.1 ARL249.1 ASG447.1 ASG458.1 ASG563.1 ASG582.1 ASG600.1 ASG617.1 ASG622.1 ASG629.1 ASG642.1 ASG649.1 ASG746.1 ASG752.1 ASG770.1 ASG916.1 ASJ231.1 ASJ252.1 ASJ274.1 ASL986.1 ASM010.1 ASM186.1 ASM270.1 ASM283.1 ASM284.1 ASM309.1 ASM326.1 ASM338.1 ASM383.1 ASM439.1 ASR473.1 ASR555.1 ASR570.1 ASR785.1 ASR964.1 ASV494.1 ASV610.1 ASV891.1 ASV912.1 ASW211.1 ATC690.1 ATC698.1 ATD017.1 ATD019.1 ATD053.1 ATD085.1 ATD112.1 ATD180.1 ATD191.1 ATD410.1 ATD434.1 ATD494.1 ATD595.1 ATD687.1 ATD692.1 ATD709.1 ATD742.1 ATD807.1 ATD809.1 ATD877.1 ATD928.1 ATD944.1 ATD952.1 ATE654.1 ATE664.1 ATE665.1 ATE756.1 ATE880.1 ATE911.1 ATE932.1 ATE936.1 ATF057.1 ATF069.1 ATF287.1 ATF315.1 ATF350.1 ATF398.1 ATF410.1 ATF411.1 ATF433.1 ATF440.1 ATJ812.1 ATJ826.1 ATJ880.1 ATJ957.1 ATJ992.1 ATK084.1 ATK101.1 ATK107.1 ATK111.1 ATK157.1 ATK224.1 ATK267.1 ATK274.1 ATK312.1 ATT927.1 ATT956.1 ATT959.1 ATU003.1 ATU006.1 ATU014.1 ATU041.1 ATU043.1 ATU047.1 ATU056.1 ATU058.1 ATU060.1 ATU108.1 ATU236.1 ATU238.1 ATU256.1 ATU259.1 ATU278.1 ATU354.1 ATU371.1 ATU373.1 ATU394.1 ATU396.1 ATU399.1 ATU443.1 ATU447.1 ATU456.1 ATU468.1 ATU477.1 ATU479.1 ATU484.1 ATU493.1 ATU515.1 ATU521.1 ATU522.1 ATU523.1 ATU524.1 ATU527.1 ATU545.1 ATU549.1 ATU553.1 ATU558.1 ATU572.1 ATU589.1 ATU602.1 ATU611.1 ATU697.1 ATU701.1 ATU702.1 ATU720.1 ATU730.1 ATU740.1 ATU815.1 ATU833.1 ATU862.1 ATU863.1 ATU880.1 ATU884.1 ATU906.1 ATU926.1 ATU990.1 ATV021.1 ATV059.1 ATV073.1 ATV084.1 ATV127.1 ATV131.1 ATV141.1 ATV150.1 ATV154.1 ATV155.1 ATV193.1 ATV938.1 ATV942.1 ATV956.1 ATV986.1 ATW014.1 ATW030.1 ATW056.1 ATW070.1 ATW124.1 ATW153.1 ATW218.1 ATW220.1 ATW229.1 ATW234.1 ATW240.1 ATZ861.1 ATZ868.1 ATZ933.1 ATZ951.1 ATZ954.1 ATZ971.1 ATZ994.1 ATZ997.1 AUA036.1 AUA049.1 AUA080.1 AUA089.1 AUA154.1 AUA177.1 AUA265.1 AUA267.1 AUA271.1 AUA316.1 AUA319.1 AUA434.1 AUA443.1 AUA445.1 AUA451.1 AUA452.1 AUA465.1 AUA467.1 AUA473.1 AUA542.1 AUA653.1 AUA664.1 AUA692.1 AUA698.1 AUA732.1 AUA815.1 AUB073.1 AUE253.1 AUE554.1 AUE782.1 AUH686.1 AUH688.1 AUH694.1 AUH710.1 AUH758.1 AUH765.1 AUH778.1 AUH871.1 AUH872.1 AUH878.1 AUH881.1 AUH882.1 AUH893.1 AUH904.1 AUH909.1 AUH926.1 AUL973.1 AUM018.1 AUM022.1 AUM054.1 AUM056.1 AUM065.1 AUM120.1 AUM148.1 AUM163.1 AUM164.1 AUM170.1 AUM480.1 AUM556.1 AUM578.1 AUM602.1 AUM607.1 AUM609.1 AUM617.1 AUM623.1 AUM624.1 AUM627.1 AUM628.1 AUM688.1 AUM690.1 AUM693.1 AUM703.1 AUM704.1 AUM711.1 AUM745.1 AUM763.1 AUM771.1 AUM795.1 AUM826.1 AUP013.1 AUP030.1 AUP133.1 AUP152.1 AUP161.1 AUP176.1 AUP183.1 AUP369.1 AUP488.1 AUP889.1 AUR428.1 AUR451.1 AUR632.1 AUR634.1 AUV777.1 AUV844.1 AUW691.1 AUW723.1 AUX252.1 AUX352.1 AUX434.1 AUX526.1 AVA226.1 AVA420.1 AVA502.1 AVA693.1 AVA715.1 AVA899.1 AVA920.1 AVB075.1 AVB126.1 AVD355.1 AVD403.1 AVD489.1 AVD768.1 AVD771.1 AVD788.1 AVD851.1 AVD862.1 AVE350.1 AVE395.1 AVE416.1 AVE437.1 AVE476.1 AVE504.1 AVE544.1 AVE545.1 AVE620.1 AVE657.1 AVE708.1 AVE781.1 AVF256.1 AVF274.1 AVF306.1 AVF357.1 AVF371.1 AVF428.1 AVF457.1 AVF512.1 AVF534.1 AVF554.1 AVF561.1 AVF571.1 AVF572.1 AVF687.1 AVF748.1 AVF817.1 AVF842.1 AVF856.1 AVK723.1 AVK740.1 AVK742.1 AVK754.1 AVK765.1 AVK779.1 AVK797.1 AVK872.1 AVK910.1 AVK940.1 AVK950.1 AVL007.1 AVL074.1 AVL104.1 AVL208.1 AVL935.1 AVL955.1 AVL958.1 AVL968.1 AVM153.1 AVM167.1 AVM192.1 AVM229.1 AVM237.1 AVM245.1 AVM249.1 AVM300.1 AVM324.1 AVN611.1 AVN622.1 AVN635.1 AVN669.1 AVN676.1 AVN708.1 AVN773.1 AVN812.1 AVN819.1 AVN828.1 AVN926.1 AVN970.1 AVN980.1 AVN991.1 AVP020.1 AVP026.1 AVP046.1 AVP050.1 AVP057.1 AVP061.1 AVP078.1 AVP137.1 AVP175.1 AVP191.1 AVP316.1 AVP372.1 AVP395.1 AVP718.1 AVP753.1 AVP772.1 AVP774.1 AVP781.1 AVP817.1 AVP841.1 AVP851.1 AVP859.1 AVP896.1 AVP899.1 AVP903.1 AVP910.1 AVP927.1 AVP946.1 AVP977.1 AVR004.1 AVR020.1 AVR022.1 AVR054.1 AVR068.1 AVR106.1 AVR202.1 AVR239.1 AVR264.1 AVR298.1 AVR390.1 AVR454.1 AVR477.1 AVR485.1 AVR545.1 AVR580.1 AVR717.1 AVR728.1 AVR731.1 AVR741.1 AVR752.1 AVR768.1 AVR807.1 AVW846.1 AVW893.1 AVW931.1 AVW986.1 AVX003.1 AVX017.1 AVX084.1 AVX088.1 AVX116.1 AVX169.1 AVX179.1 AVX187.1 AVX239.1 AVX285.1 AVX316.1 AVX362.1 AVX384.1 AVX390.1 AVX406.1 AVX407.1 AVX422.1 AVX486.1 AVX521.1 AVX531.1 AVX557.1 AVX601.1 AVY619.1 AVY633.1 AVY658.1 AVY675.1 AVY718.1 AVY742.1 AVY775.1 AVY827.1 AVY848.1 AVY849.1 AVY906.1 AVY950.1 AVZ036.1 AVZ041.1 AVZ043.1 AVZ084.1 AWB409.1 AWB420.1 AWB539.1 AWB612.1 AWB649.1 AWB704.1 AWB837.1 AWB878.1 AWB940.1 AWB945.1 AWB996.1 AWC033.1 AWC205.1 AWC254.1 AWC280.1 AWC410.1 AWC413.1 AWC491.1 AWC496.1 AWC661.1 AWC684.1 AWC694.1 AWC828.1 AWC837.1 AWC943.1 AWC977.1 AWD015.1 AWD125.1 AWD136.1 AWF809.1 AWH574.1 AWH763.1 AWH788.1 AWH798.1 AWH803.1 AWH853.1 AWH909.1 AWH933.1 AWH993.1 AWJ101.1 AWJ123.1 AWJ143.1 AWJ170.1 AWJ185.1 AWJ216.1 AWJ244.1 AWJ297.1 AWJ314.1 AWJ321.1 AWJ332.1 AWJ383.1 AWJ423.1 AWJ428.1 AWJ455.1 AWJ532.1 AWL473.1 AWL518.1 AWL525.1 AWL539.1 AWL564.1 AWL572.1 AWL584.1 AWL606.1 AWL609.1 AWL610.1 AWL614.1 AWL618.1 AWL633.1 AWP517.1 AWP595.1 AWP624.1 AWP741.1 AWP816.1 AWP830.1 AWP846.1 AWP865.1 AWP869.1 AWP874.1 AWP876.1 AWP885.1 AWP886.1 AWP899.1 AWP902.1 AWP989.1 AWP990.1 AWR019.1 AWR079.1 AWR118.1 AWR192.1 AWR309.1 AWR378.1 AWR427.1 AWR577.1 AWR686.1 AWT998.1 AWU136.1 AWW898.1 AWW912.1 AWW920.1 AWW950.1 AWW994.1 AWX070.1 AWX072.1 AWX073.1 AWX080.1 AWX159.1 AWX184.1 AWX220.1 AWX251.1 AWX252.1 AWX268.1 AWX274.1 AWX285.1 AWX293.1 AWX329.1 AWX378.1 AWX380.1 AWX385.1 AWX388.1 AWX417.1 AWX475.1 AWX517.1 AWX518.1 AWX552.1 AWX578.1 AWX582.1 AWX611.1 AWX619.1 AWX633.1 AWX645.1 AWX652.1 AWX653.1 AWX713.1 AWX736.1 AWX745.1 AWX756.1 AWX764.1 AWX767.1 AWX780.1 AWX781.1 AWX783.1 AWX797.1 AWX840.1 AWX877.1 AWX892.1 AWX915.1 AWX990.1 AWY002.1 AWY023.1 AWY049.1 AWY060.1 AWY068.1 AWY076.1 AWY082.1 AWY089.1 AWY104.1 AWY107.1 AWY143.1 AWY164.1 AWY192.1 AWY200.1 AWY210.1 AWY213.1 AWY284.1 AWY290.1 AWY308.1 AWY309.1 AWY339.1 AWY348.1 AWY379.1 AWY392.1 AWY408.1 AWY420.1 AXC787.1 AXE620.1 AXE632.1 AXE659.1 AXE685.1 AXE694.1 AXE698.1 AXE699.1 AXE766.1 AXE791.1 AXE809.1 AXE823.1 AXE831.1 AXE854.1 AXE880.1 AXE882.1 AXE889.1 AXE912.1 AXE973.1 AXE979.1 AXE986.1 AXF008.1 AXF012.1 AXF076.1 AXF090.1 AXF094.1 AXF110.1 AXF154.1 AXF166.1 AXF186.1 AXF213.1 AXF222.1 AXF224.1 AXF240.1 AXF245.1 AXF246.1 AXF247.1 AXF253.1 AXF265.1 AXF268.1 AXF307.1 AXF369.1 AXF375.1 AXF497.1 AXF506.1 AXF519.1 AXF541.1 AXF595.1 AXF600.1 AXF654.1 AXF769.1 AXF778.1 AXF798.1 AXJ818.1 AXK109.1 AXK133.1 AXK174.1 AXK197.1 AXK202.1 AXK204.1 AXK257.1 AXK264.1 AXK265.1 AXK266.1 AXK276.1 AXK287.1 AXK288.1 AXK294.1 AXK295.1 AXK300.1 AXK301.1 AXK326.1 AXK334.1 AXK346.1 AXK364.1 AXK365.1 AXK367.1 AXK369.1 AXK379.1 AXK384.1 AXK399.1 AXK400.1 AXK412.1 AXK424.1 AXK442.1 AXK443.1 AXK447.1 AXK450.1 AXK483.1 AXP773.1 AXP834.1 AXP835.1 AXP843.1 AXP856.1 AXP863.1 AXP876.1 AXP882.1 AXP887.1 AXP893.1 AXP897.1 AXP903.1 AXP923.1 AXP928.1 AXP946.1 AXP963.1 AXP965.1 AXP993.1 AXR003.1 AXR008.1 AXR112.1 AXR120.1 AXR178.1 AXR179.1 AXT259.1 AXT314.1 AXU284.1 AXU308.1 AXU312.1 AXU322.1 AXU331.1 AXU332.1 AXU339.1 AXU340.1 AXU355.1 AXU363.1 AXU377.1 AXU388.1 AXU395.1 AXU398.1 AXU407.1 AXU409.1 AXU424.1 AXU428.1 AXU432.1 AXU444.1 AXU455.1 AXU472.1 AXU478.1 AXU487.1 AXU493.1 AXU495.1 AXU500.1 AXU508.1 AXU514.1 AXU521.1 AXU530.1 AXU568.1 AXU587.1 AXU589.1 AXU591.1 AXU592.1 AXU597.1 AXU602.1 AXU608.1 AXU613.1 AXU625.1 AXU635.1 AXU646.1 AXU648.1 AXU665.1 AXU666.1 AXU667.1 AXU673.1 AXU674.1 AXU698.1 AXU702.1 AXU705.1 AXU716.1 AXU717.1 AXU742.1 AXU743.1 AXU752.1 AXU753.1 AXU754.1 AXU771.1 AXU786.1 AXU795.1 AXU822.1 AXU827.1 AXU832.1 AXU851.1 AXU861.1 AXU862.1 AXU865.1 AXU869.1 AXU870.1 AXU877.1 AXU892.1 AXU893.1 AXU940.1 AXU946.1 AXV837.1 AXV856.1 AXV933.1 AXV956.1 AXW004.1 AXW014.1 AXW117.1 AXW138.1 AXX820.1 AXX824.1 AXX838.1 AXX842.1 AXX844.1 AXX851.1 AXX857.1 AXX864.1 AXX866.1 AXX874.1 AXX875.1 AXX877.1 AXX882.1 AXX888.1 AXX908.1 AXX920.1 AXX930.1 AXX937.1 AXX940.1 AXX941.1 AXX947.1 AXX958.1 AXX971.1 AXX977.1 AXX989.1 AXX991.1 AXY002.1 AXY019.1 AXY038.1 AXY047.1 AXY052.1 AXY068.1 AXY080.1 AXY081.1 AXY099.1 AXY119.1 AXY131.1 AXY155.1 AXY206.1 AXY207.1 AXY215.1 AXY219.1 AXY258.1 AXY263.1 AXY266.1 AXY267.1 AXY277.1 AXY286.1 AXY306.1 AXY320.1 AXY334.1 AXY342.1 AXY354.1 AXY374.1 AXY375.1 AXY393.1 AXY647.1 AXY687.1 AXY698.1 AXY729.1 AXY751.1 AXY764.1 AXY774.1 AXY780.1 AXY784.1 AXY797.1 AXY846.1 AXY868.1 AXY891.1 AXY952.1 AXY982.1 AXY983.1 AXZ018.1 AXZ030.1 AXZ039.1 AXZ045.1 AXZ056.1 AXZ057.1 AYD208.1 AYD213.1 AYD226.1 AYD297.1 AYD332.1 AYD354.1 AYD363.1 AYD377.1 AYD386.1 AYD393.1 AYD396.1 AYD399.1 AYD423.1 AYD424.1 AYD436.1 AYD468.1 AYD471.1 AYD483.1 AYD511.1 AYD599.1 AYD621.1 AYD683.1 AYD691.1 AYD810.1 AYD834.1 AYD866.1 AYE098.1 AYE102.1 AYE142.1 AYE149.1 AYE279.1 AYE281.1 AYE323.1 AYE336.1 AYE431.1 AYE717.1 AYE720.1 AYE768.1 AYE855.1 AYE890.1 AYM204.1 AYM325.1 AYM353.1 AYM361.1 AYM362.1 AYM375.1 AYM386.1 AYM393.1 AYM469.1 AYM472.1 AYM502.1 AYM637.1 AYM651.1 AYM653.1 AYM677.1 AYM713.1 AYM759.1 AYM763.1 AYM829.1 AYM851.1 AYM877.1 AYM885.1 AYM903.1 AYM993.1 AYN061.1 AYP933.1 AYR005.1 AYR233.1 AYR243.1 AYR247.1 AYR258.1 AYR262.1 AYR271.1 AYR286.1 AYR294.1 AYR323.1 AYR325.1 AYR384.1 AYR441.1 AYR461.1 AYR462.1 AYR493.1 AYR496.1 AYR505.1 AYR516.1 AYR525.1 AYR526.1 AYR530.1 AYR555.1 AYR624.1 AYR680.1 AYR787.1 AYR789.1 AYR846.1 AYR880.1 AYS595.1 AYS717.1 AYS894.1 AYT038.1 AYT480.1 AYT496.1 AYT499.1 AYT501.1 AYT506.1 AYX791.1 AYX936.1 AYY250.1 AYY530.1 AYY622.1 AYY898.1 BAE093.1 BAE101.1 BAE106.1 BAE112.1 BAE122.1 BAE128.1 BAE144.1 BAE467.1 BAE645.1 BAE654.1 BAE684.1 BAE776.1 BAE784.1 BAE816.1 BAE844.1 BAK106.1 BAK144.1 BAK173.1 BAK178.1 BAK227.1 BAK263.1 BAK291.1 BAK340.1 BAK350.1 BAK405.1 BAK428.1 BAK461.1 BAK559.1 BAK626.1 BAK647.1 BAK660.1 BAK666.1 BAK672.1 BAK698.1 BAK711.1 BAK746.1 BAK805.1 BAK824.1 BAK830.1 BAK841.1 BAK844.1 BAK903.1 BAK906.1 BAK925.1 BAK933.1 BAK937.1 BAK963.1 BAK965.1 BAK972.1 BAL020.1 BAL023.1 BAL032.1 BAL050.1 BAL144.1 BAL341.1 BAL432.1 BAL521.1 BAL621.1 BAL723.1 BAR313.1 BAR319.1 BAR345.1 BAR385.1 BAR450.1 BAR453.1 BAR467.1 BAR509.1 BAR561.1 BAR576.1 BAR628.1 BAR634.1 BAR671.1 BAR674.1 BAR695.1 BAR707.1 BAR731.1 BAR739.1 BAR742.1 BAR757.1 BAR800.1 BAR804.1 BAR818.1 BAR842.1 BAR884.1 BAR890.1 BAR891.1 BAR919.1 BAR942.1 BAR954.1 BAR967.1 BAR978.1 BAS017.1 BAS024.1 BAS030.1 BAS037.1 BAS054.1 BAS253.1 BAS307.1 BAS336.1 BAS365.1 BAS381.1 BAS427.1 BAS456.1 BAS470.1 BAS510.1 BAS514.1 BAS547.1 BAS554.1 BAS584.1 BAW155.1 BAW160.1 BAW161.1 BAW181.1 BAW209.1 BAW222.1 BAW240.1 BAW264.1 BAW274.1 BAW330.1 BAW348.1 BAW357.1 BAW388.1 BAW425.1 BAW459.1 BAW467.1 BAW501.1 BAW505.1 BAW535.1 BAW776.1 BAW778.1 BAW797.1 BAW808.1 BAW831.1 BAW846.1 BAW865.1 BAW873.1 BAW888.1 BAW901.1 BAW911.1 BAW927.1 BAW931.1 BAW961.1 BAW992.1 BAX001.1 BAX007.1 BAX012.1 BAX017.1 BAX024.1 BAX067.1 BAX087.1 BAX089.1 BAX143.1 BAX166.1 BAX212.1 BAX253.1 BAX301.1 BAX302.1 BAX313.1 BAX342.1 BAX345.1 BAX349.1 BAX364.1 BAX367.1 BAX394.1 BAX406.1 BAX407.1 BAX411.1 BAX412.1 BAX436.1 BAX443.1 BAX459.1 BAX472.1 BAX477.1 BAX489.1 BAX498.1 BAX505.1 BAX676.1 BAX683.1 BAX687.1 BAX709.1 BAX711.1 BAX715.1 BAX741.1 BAX784.1 BAX789.1 BAX841.1 BAX845.1 BAX850.1 BAX863.1 BAX867.1 BAX874.1 BAX876.1 BAX887.1 BAY021.1 BAY032.1 BAY036.1 BAY047.1 BAY091.1 BAY326.1 BAY332.1 BAY339.1 BAY347.1 BAY369.1 BAY385.1 BAY576.1 BAY607.1 BAY611.1 BAY644.1 BAY653.1 BAY679.1 BAY680.1 BAY682.1 BAY711.1 BAY712.1 BAY719.1 BAY724.1 BAY732.1 BAY737.1 BAY738.1 BAY750.1 BAY767.1 BAY786.1 BAY887.1 BAY899.1 BAY901.1 BAY935.1 BAY949.1 BAY951.1 BAY954.1 BAZ140.1 BAZ151.1 BAZ154.1 BAZ162.1 BAZ169.1 BAZ172.1 BAZ180.1 BAZ182.1 BAZ186.1 BAZ195.1 BAZ199.1 BAZ538.1 BAZ572.1 BBG552.1 BBH277.1 BBH369.1 BBH405.1 BBK877.1 BBK921.1 BBS154.1 BBS257.1 BBS484.1 BBS533.1 BBS892.1 BBS893.1 BBT017.1 BBT081.1 BBV446.1 BBV484.1 BBW360.1 BBW769.1 BBW784.1 BBX009.1 BBX044.1 BBX494.1 BBX562.1 BBX623.1 BBX643.1 BBY329.1 BBY520.1 BBY545.1 BBY546.1 BBY552.1 BBY554.1 BBY555.1 BBY558.1 BBY562.1 BBY566.1 BBY567.1 BBY571.1 BBY575.1 BBY577.1 BBY581.1 BBY582.1 BBY591.1 BBY592.1 BBY593.1 BBY594.1 BBY595.1 BBY599.1 BBY603.1 BBY604.1 BBY605.1 BBY607.1 BBY609.1 BBY613.1 BBY617.1 BBY620.1 BBY623.1 BBY628.1 BBY634.1 BBY637.1 BBY641.1 BBY642.1 BBY644.1 BBY645.1 BBY654.1 BBY658.1 BBY659.1 BBY662.1 BBY663.1 BBY664.1 BBY665.1 BBY669.1 BBY672.1 BBY675.1 BCA187.1 BCA541.1 BCA545.1 BCA586.1 BCA644.1 BCA696.1 BCA698.1 BCA714.1 BCA729.1 BCA732.1 BCA813.1 BCC786.1 BCC790.1 BCC800.1 BCC807.1 BCC843.1 BCC856.1 BCC915.1 BCD231.1 BCD915.1 BCD916.1 BCD918.1 BCD920.1 BCD921.1 BCD922.1 BCD923.1 BCD924.1 BCD927.1 BCD929.1 BCD930.1 BCD931.1 BCD932.1 BCD933.1 BCD934.1 BCD935.1 BCD936.1 BCD937.1 BCD938.1 BCD939.1 BCD942.1 BCD944.1 BCD947.1 BCD948.1 BCD949.1 BCD950.1 BCD951.1 BCD952.1 BCD958.1 BCD960.1 BCD963.1 BCD964.1 BCD965.1 BCD967.1 BCD968.1 BCD969.1 BCD970.1 BCD971.1 BCD975.1 BCD977.1 BCD978.1 BCD980.1 BCD982.1 BCD983.1 BCD984.1 BCD985.1 BCD986.1 BCD988.1 BCD991.1 BCE005.1 BCE033.1 BCE036.1 BCE038.1 BCE040.1 BCE046.1 BCE059.1 BCE062.1 BCG192.1 BCG195.1 BCG219.1 BCG220.1 BCG223.1 BCG227.1 BCG239.1 BCG244.1 BCG251.1 BCG253.1 BCG257.1 BCG263.1 BCG264.1 BCG266.1 BCG269.1 BCG277.1 BCG281.1 BCG290.1 BCG292.1 BCG293.1 BCG301.1 BCG307.1 BCG310.1 BCG333.1 BCH289.1 BCH291.1 BCH295.1 BCH296.1 BCH321.1 BCH325.1 BCH333.1 BCH342.1 BCH351.1 BCH354.1 BCH365.1 BCH372.1 BCH376.1 BCH385.1 BCH386.1 BCH392.1 BCH393.1 BCH396.1 BCH399.1 BCH400.1 BCH409.1 BCH418.1 BCH419.1 BCH428.1 BCH432.1 BCH433.1 BCH445.1 BCH453.1 BCH457.1 BCH460.1 BCH462.1 BCH465.1 BCH466.1 BCH478.1 BCH480.1 BCH483.1 BCH485.1 BCH487.1 BCH493.1 BCH496.1 BCH497.1 BCH504.1 BCH522.1 BCH523.1 BCH526.1 BCH528.1 BCH531.1 BCH536.1 BCH538.1 BCH542.1 BCH544.1 BCH560.1 BCH564.1 BCH567.1 BCH584.1 BCH587.1 BCH589.1 BCH595.1 BCH596.1 BCH607.1 BCH610.1 BCH611.1 BCH612.1 BCM511.1 BCM529.1 BCM532.1 BCM541.1 BCM545.1 BCM562.1 BCM595.1 BCM625.1 BCM633.1 BCM641.1 BCM642.1 BCM654.1 BCM677.1 BCM680.1 BCM683.1 BCM684.1 BCM687.1 BCM725.1 BCM731.1 BCN995.1 BCP412.1 BCP416.1 BCP420.1 BCP448.1 BCP478.1 BCP506.1 BCP528.1 BCR753.1 BCR786.1 BCR831.1 BCR870.1 BCS849.1 BCS921.1 BCT028.1 BCT076.1 BCT186.1 BCU927.1 BCU935.1 BCU974.1 BCU975.1 BCV034.1 BCV052.1 BCV086.1 BCV349.1 BCX861.1 BCX886.1 BCX897.1 BCX915.1 BCX965.1 BCY010.1 BCY026.1 BCY033.1 BCY107.1 BCY132.1 BCY136.1 BCY151.1 BCY153.1 BCY156.1 BCY163.1 BCY184.1 BCY191.1 BCY193.1 BCY194.1 BCY205.1 BCY225.1 BCY269.1 BCY292.1 BCY330.1 BCY339.1 BCY358.1 BDA018.1 BDA026.1 BDA036.1 BDA039.1 BDA042.1 BDA057.1 BDA059.1 BDA085.1 BDA111.1 BDA112.1 BDA116.1 BDA120.1 BDA129.1 BDA141.1 BDA142.1 BDA144.1 BDA165.1 BDA168.1 BDA170.1 BDA173.1 BDA181.1 BDA188.1 BDA209.1 BDA210.1 BDA236.1 BDA258.1 BDA265.1 BDA272.1 BDA275.1 BDA279.1 BDA295.1 BDA344.1 BDA351.1 BDA406.1 BDA441.1 BDA473.1 BDA509.1 BDA534.1 BDA548.1 BDB888.1 BDB916.1 BDB921.1 BDB979.1 BDB980.1 BDC024.1 BDC110.1 BDC118.1 BDC173.1 BDC195.1 BDC209.1 BDC221.1 BDC231.1 BDC238.1 BDC261.1 BDC276.1 BDC326.1 BDC331.1 BDC382.1 BDC433.1 BDC461.1 BDC463.1 BDE868.1 BDE883.1 BDE885.1 BDE925.1 BDE928.1 BDE942.1 BDE944.1 BDE947.1 BDE972.1 BDE981.1 BDE985.1 BDE987.1 BDF012.1 BDF019.1 BDF031.1 BDF045.1 BDF081.1 BDF098.1 BDF100.1 BDF106.1 BDF118.1 BDF125.1 BDF154.1 BDF217.1 BDF280.1 BDF337.1 BDJ203.1 BDJ213.1 BDJ220.1 BDJ229.1 BDJ256.1 BDJ273.1 BDJ276.1 BDJ287.1 BDJ290.1 BDJ301.1 BDJ306.1 BDJ312.1 BDJ318.1 BDJ324.1 BDJ325.1 BDJ328.1 BDJ345.1 BDJ363.1 BDJ365.1 BDJ375.1 BDJ377.1 BDJ449.1 BDJ457.1 BDJ466.1 BDJ477.1 BDJ487.1 BDJ574.1 BDJ636.1 BDJ643.1 BDJ646.1 BDL915.1 BDL958.1 BDL977.1 BDL982.1 BDL997.1 BDM036.1 BDM488.1 BDM496.1 BDN702.1 BDV308.1 BDV602.1 BDY847.1 BDY872.1 BDY918.1 BDY933.1 BDZ007.1 BEB490.1 BEB517.1 BEB559.1 BEB566.1 BEB650.1 BEB697.1 BEB953.1 BEB964.1 BEB983.1 BEC057.1 BEC070.1 BEC097.1 BEC101.1 BEE441.1 BEE459.1 BEE462.1 BEE465.1 BEE488.1 BEE492.1 BEE503.1 BEE512.1 BEE513.1 BEE533.1 BEE548.1 BEE552.1 BEE557.1 BEE615.1 BEE623.1 BEE645.1 BEE658.1 BEE659.1 BEE682.1 BEE696.1 BEE700.1 BEE705.1 BEE747.1 BEE765.1 BEE781.1 BEE798.1 BEE826.1 BEE840.1 BEE841.1 BEE851.1 BEE856.1 BEE912.1 BEE922.1 BEE934.1 BEE942.1 BEE947.1 BEE953.1 BEE964.1 BEE968.1 BEE991.1 BEF058.1 BEF062.1 BEF073.1 BEF080.1 BEF094.1 BEF099.1 BEF134.1 BEF153.1 BEF162.1 BEF178.1 BEF186.1 BEF187.1 BEK592.1 BEK657.1 BEK703.1 BEK762.1 BEK861.1 BEK889.1 BEK906.1 BEK928.1 BEK939.1 BEK978.1 BEK988.1 BEL001.1 BEL007.1 BEL015.1 BEL016.1 BEL021.1 BEL026.1 BEL059.1 BEL061.1 BEL082.1 BEL106.1 BEL111.1 BEL157.1 BEL166.1 BEL185.1 BEL208.1 BEL239.1 BEL321.1 BEN539.1 BEN545.1 BEN559.1 BEN581.1 BEN596.1 BEN611.1 BEN658.1 BEN661.1 BEN680.1 BEN684.1 BEN714.1 BEN718.1 BEN736.1 BEN738.1 BEN755.1 BEN756.1 BEN759.1 BEN779.1 BEN787.1 BEN789.1 BEN794.1 BEN812.1 BEN824.1 BEN839.1 BEN852.1 BEN885.1 BEN900.1 BEN966.1 BEN970.1 BEP063.1 BEP076.1 BEP088.1 BEP091.1 BEP145.1 BEP174.1 BEP187.1 BEP193.1 BET116.1 BET119.1 BET135.1 BET157.1 BET162.1 BET172.1 BET189.1 BET190.1 BET942.1 BET954.1 BET961.1 BET969.1 BET974.1 BET977.1 BET982.1 BEU018.1 BEU045.1 BEU048.1 BEU049.1 BEU057.1 BEU074.1 BEU090.1 BEU098.1 BEU143.1 BEU174.1 BEU206.1 BEU226.1 BEU243.1 BEU258.1 BEU274.1 BEU296.1 BEU298.1 BEU302.1 BEU314.1 BEU317.1 BEU349.1 BEU358.1 BEU370.1 BEU373.1 BEU430.1 BEX763.1 BEX802.1 BEX875.1 BEX902.1 BEX978.1 BEY046.1 BEY254.1 BEY271.1 BEY284.1 BEY297.1 BEY307.1 BEY311.1 BEY478.1 BEY638.1 BEY649.1 BEY685.1 BEY741.1 BFA606.1 BFA610.1 BFA618.1 BFA646.1 BFA666.1 BFA677.1 BFA695.1 BFA709.1 BFA716.1 BFA723.1 BFA745.1 BFA752.1 BFA771.1 BFA776.1 BFA798.1 BFA805.1 BFA824.1 BFA826.1 BFA904.1 BFA923.1 BFA992.1 BFB011.1 BFB021.1 BFB076.1 BFB154.1 BFB176.1 BFB180.1 BFB212.1 BFB219.1 BFB268.1 BFB300.1 BFB315.1 BFB337.1 BFB403.1 BFB415.1 BFB421.1 BFB490.1 BFB511.1 BFB532.1 BFB554.1 BFB592.1 BFB604.1 BFB642.1 BFB645.1 BFB665.1 BFB697.1 BFB771.1 BFB781.1 BFB809.1 BFE109.1 BFE154.1 BFE170.1 BFE190.1 BFE224.1 BFE259.1 BFE285.1 BFE348.1 BFE358.1 BFE372.1 BFE393.1 BFE401.1 BFE404.1 BFE493.1 BFE496.1 BFE618.1 BFE633.1 BFE707.1 BFE708.1 BFE720.1 BFE724.1 BFE729.1 BFE730.1 BFE747.1 BFE780.1 BFE791.1 BFE833.1 BFE842.1 BFE853.1 BFE863.1 BFE870.1 BFE900.1 BFE915.1 BFE933.1 BFE971.1 BFE982.1 BFE994.1 BFF004.1 BFF045.1 BFF071.1 BFF117.1 BFF123.1 BFF150.1 BFF181.1 BFF195.1 BFF213.1 BFF224.1 BFF230.1 BFF266.1 BFF270.1 BFF272.1 BFJ118.1 BFJ139.1 BFJ176.1 BFJ224.1 BFJ225.1 BFJ226.1 BFJ268.1 BFJ274.1 BFJ311.1 BFJ329.1 BFJ330.1 BFJ338.1 BFJ356.1 BFJ361.1 BFJ369.1 BFJ370.1 BFJ374.1 BFJ384.1 BFJ388.1 BFJ401.1 BFJ403.1 BFJ406.1 BFJ409.1 BFJ448.1 BFJ449.1 BFJ453.1 BFJ460.1 BFJ468.1 BFJ470.1 BFJ479.1 BFJ483.1 BFJ497.1 BFJ504.1 BFJ509.1 BFJ518.1 BFJ520.1 BFJ522.1 BFJ525.1 BFJ538.1 BFJ539.1 BFJ542.1 BFJ544.1 BFJ546.1 BFJ548.1 BFJ591.1 BFJ594.1 BFJ622.1 BFJ707.1 BFJ854.1 BFK059.1 BFK062.1 BFK063.1 BFK074.1 BFK083.1 BFK103.1 BFK105.1 BFK128.1 BFK268.1 BFK280.1 BFK289.1 BFK292.1 BFK294.1 BFK295.1 BFK307.1 BFK313.1 BFK331.1 BFL270.1 BFL286.1 BFL356.1 BFL374.1 BFL405.1 BFL490.1 BFL525.1 BFL572.1 BFL586.1 BFL661.1 BFL676.1 BFL710.1 BFL751.1 BFL768.1 BFM046.1 BFM298.1 BFM320.1 BFM353.1 BFM360.1 BFM372.1 BFR637.1 BFR656.1 BFR832.1 BFR857.1 BFR869.1 BFR871.1 BFR934.1 BFR973.1 BFR986.1 BFR996.1 BFS006.1 BFS010.1 BFS019.1 BFS025.1 BFS032.1 BFS045.1 BFS047.1 BFS077.1 BFS083.1 BFS090.1 BFS098.1 BFS110.1 BFS166.1 BFS169.1 BFS183.1 BFS203.1 BFS270.1 BFS271.1 BFS285.1 BFS287.1 BFS317.1 BFS322.1 BFS333.1 BFS368.1 BFS453.1 BFS458.1 BFS469.1 BFS472.1 BFS503.1 BFS528.1 BFS531.1 BFS541.1 BFS564.1 BFS570.1 BFS574.1 BFS582.1 BFS586.1 BFS590.1 BFS605.1 BFS611.1 BFS612.1 BFS677.1 BFS736.1 BFS786.1 BFS795.1 BFS914.1 BFS920.1 BFW700.1 BFW814.1 BFW871.1 BFW872.1 BFW901.1 BFW905.1 BFW910.1 BFW936.1 BFW979.1 BFW985.1 BFW989.1 BFW993.1 BFW994.1 BFX011.1 BFX014.1 BFX018.1 BFX021.1 BFX025.1 BFX028.1 BFX048.1 BFX068.1 BFX080.1 BFX081.1 BFX088.1 BFX101.1 BFX130.1 BFX131.1 BFX142.1 BFX174.1 BFX399.1 BFX415.1 BFX421.1 BFX471.1 BFX481.1 BFX505.1 BFX515.1 BFX545.1 BFX600.1 BFX689.1 BFX819.1 BFX910.1 BFX943.1 BFZ687.1 BFZ730.1 BFZ742.1 BFZ744.1 BFZ749.1 BFZ755.1 BFZ757.1 BFZ767.1 BFZ769.1 BFZ770.1 BFZ822.1 BFZ832.1 BFZ893.1 BFZ902.1 BFZ990.1 BGA003.1 BGA042.1 BGA054.1 BGA094.1 BGA108.1 BGA112.1 BGA126.1 BGA188.1 BGA234.1 BGA235.1 BGA238.1 BGA239.1 BGA263.1 BGA268.1 BGA275.1 BGA340.1 BGA341.1 BGA390.1 BGA391.1 BGA411.1 BGA422.1 BGA432.1 BGA445.1 BGA448.1 BGA478.1 BGA486.1 BGA487.1 BGA507.1 BGA526.1 BGA569.1 BGA591.1 BGA593.1 BGA609.1 BGA610.1 BGA614.1 BGA615.1 BGA617.1 BGA629.1 BGA640.1 BGA643.1 BGA644.1 BGA649.1 BGA663.1 BGA674.1 BGA706.1 BGA712.1 BGA714.1 BGA721.1 BGA724.1 BGA725.1 BGA742.1 BGA768.1 BGA784.1 BGA793.1 BGA819.1 BGA827.1 BGA828.1 BGA830.1 BGA832.1 BGA841.1 BGA854.1 BGA863.1 BGA883.1 BGA884.1 BGA901.1 BGA994.1 BGB016.1 BGB017.1 BGB027.1 BGB033.1 BGB037.1 BGB055.1 BGB070.1 BGB083.1 BGD120.1 BGD136.1 BGD148.1 BGD204.1 BGD206.1 BGD219.1 BGD222.1 BGD250.1 BGD251.1 BGD254.1 BGD268.1 BGD276.1 BGD278.1 BGD279.1 BGD282.1 BGD296.1 BGD311.1 BGD328.1 BGD330.1 BGD332.1 BGD343.1 BGD348.1 BGD372.1 BGD382.1 BGD415.1 BGD427.1 BGD434.1 BGD470.1 BGD474.1 BGD479.1 BGD495.1 BGD501.1 BGD506.1 BGD507.1 BGD509.1 BGD569.1 BGD593.1 BGD594.1 BGD607.1 BGD612.1 BGD663.1 BGD674.1 BGD695.1 BGD699.1 BGD721.1 BGD747.1 BGD762.1 BGD780.1 BGD787.1 BGD801.1 BGD807.1 BGD837.1 BGD875.1 BGD899.1 BGD914.1 BGF418.1 BGF419.1 BGF440.1 BGF471.1 BGF479.1 BGF486.1 BGF529.1 BGF534.1 BGF537.1 BGF545.1 BGF551.1 BGF552.1 BGF584.1 BGH394.1 BGH404.1 BGH420.1 BGH429.1 BGH447.1 BGH464.1 BGH472.1 BGH478.1 BGH480.1 BGH485.1 BGH493.1 BGH497.1 BGH498.1 BGH506.1 BGH509.1 BGH511.1 BGH516.1 BGH561.1 BGH562.1 BGH570.1 BGH652.1 BGH696.1 BGH697.1 BGH702.1 BGH755.1 BGH772.1 BGH782.1 BGH816.1 BGH838.1 BGH858.1 BGH862.1 BGJ964.1 BGJ969.1 BGJ982.1 BGJ985.1 BGK012.1 BGK022.1 BGK026.1 BGK030.1 BGK044.1 BGK090.1 BGK098.1 BGK105.1 BGK110.1 BGK153.1 BGK154.1 BGK159.1 BGK162.1 BGK201.1 BGK223.1 BGK227.1 BGK250.1 BGK778.1 BGK850.1 BGK857.1 BGK875.1 BGK887.1 BGK918.1 BGK930.1 BGL038.1 BGL101.1 BGL128.1 BGL150.1 BGL156.1 BGL158.1 BGL378.1 BGN720.1 BGN814.1 BGN854.1 BGN938.1 BGP053.1 BGP171.1 BGP235.1 BGP318.1 BGP325.1 BGS082.1 BGS108.1 BGS109.1 BGS209.1 BGS243.1 BGS255.1 BGS263.1 BGS297.1 BGS354.1 BGS373.1 BGS382.1 BGS470.1 BGS474.1 BGS510.1 BGS523.1 BGS544.1 BGS566.1 BGS590.1 BGS594.1 BGS654.1 BGS708.1 BGS711.1 BGV290.1 BGV342.1 BGV373.1 BGV390.1 BGV410.1 BGV451.1 BGV453.1 BGV483.1 BGV496.1 BGV516.1 BGV522.1 BGV529.1 BGV632.1 BGV747.1 BGV769.1 BGV787.1 BGV800.1 BGV818.1 BGV878.1 BGV949.1 BGV967.1 BGV968.1 BGV979.1 BGV980.1 BGW066.1 BGY999.1 BGZ021.1 BGZ369.1 BGZ402.1 BGZ452.1 BGZ485.1 BGZ581.1 BGZ594.1 BGZ673.1 BGZ698.1 BHD086.1 BHD289.1 BHD298.1 BHD311.1 BHD321.1 BHD395.1 BHD442.1 BHD446.1 BHD658.1 BHD671.1 BHD690.1 BHD693.1 BHD710.1 BHD716.1 BHD720.1 BHD732.1 BHD740.1 BHD750.1 BHD753.1 BHD779.1 BHH343.1 BHH379.1 BHH470.1 BHH509.1 BHH604.1 BHH622.1 BHH627.1 BHH664.1 BHH665.1 BHH710.1 BHH728.1 BHH751.1 BHH823.1 BHH949.1 BHH959.1 BHP741.1 BHP862.1 BHR005.1 BHR039.1 BHR058.1 BHR068.1 BHR069.1 BHR070.1 BHR097.1 BHR109.1 BHR117.1 BHR118.1 BHR121.1 BHR126.1 BHR135.1 BHR159.1 BHR162.1 BHR191.1 BHR195.1 BHR239.1 BHR244.1 BHR281.1 BHR311.1 BHR410.1 BHR422.1 BHR451.1 BHR461.1 BHR462.1 BHR466.1 BHR480.1 BHR488.1 BHR489.1 BHR490.1 BHR491.1 BHR492.1 BHR517.1 BHR529.1 BHU302.1 BHU324.1 BHU326.1 BHU340.1 BHU355.1 BHU368.1 BHU381.1 BHU387.1 BHU405.1 BHU472.1 BHU478.1 BHU479.1 BHU481.1 BHU521.1 BHU526.1 BHU541.1 BHU554.1 BHU572.1 BHU593.1 BHU604.1 BHU609.1 BHU625.1 BHU635.1 BHU641.1 BHU652.1 BHU684.1 BHU686.1 BHX163.1 BHX198.1 BHX246.1 BHX251.1 BHX277.1 BHX283.1 BHX317.1 BHX337.1 BHX361.1 BHX374.1 BHX377.1 BHX382.1 BHX410.1 BHX417.1 BHX452.1 BHX506.1 BHX519.1 BHX520.1 BHX599.1 BHX607.1 BHX630.1 BHX631.1 BHX662.1 BHX745.1 BHX754.1 BHX774.1 BHX835.1 BHX846.1 BHX875.1 BHX945.1 BHX956.1 BHX963.1 BHX993.1 BHX996.1 BJD491.1 BJD501.1 BJD531.1 BJD562.1 BJD564.1 BJD584.1 BJD598.1 BJD600.1 BJD602.1 BJD624.1 BJD699.1 BJD743.1 BJD748.1 BJD768.1 BJD778.1 BJD801.1 BJD957.1 BJD972.1 BJE005.1 BJE016.1 BJE024.1 BJE104.1 BJE144.1 BJE264.1 BJE271.1 BJK664.1 BJK701.1 BJK810.1 BJP071.1 BJP073.1 BJP336.1 BJP607.1 BJP614.1 BJP691.1 BJP702.1 BJP720.1 BJP722.1 BJP723.1 BJP763.1 BJP862.1 BJP881.1 BJP913.1 BJW388.1 BJW403.1 BJW417.1 BJW419.1 BJW424.1 BJW427.1 BJW446.1 BJW448.1 BJW494.1 BJW495.1 BJW507.1 BJW514.1 BJW532.1 BJY804.1 BJY828.1 BJY836.1 BJY845.1 BJY861.1 BJY904.1 BJY910.1 BJY930.1 BJY950.1 BJY956.1 BJY959.1 BJY966.1 BJZ026.1 BJZ040.1 BJZ045.1 BJZ047.1 BJZ049.1 BJZ070.1 BJZ073.1 BJZ084.1 BJZ092.1 BJZ144.1 BJZ145.1 BJZ176.1 BJZ189.1 BJZ192.1 BJZ228.1 BJZ253.1 BJZ255.1 BJZ256.1 BJZ266.1 BJZ276.1 BJZ278.1 BJZ290.1 BJZ308.1 BJZ332.1 BJZ342.1 BJZ344.1 BJZ347.1 BJZ363.1 BJZ375.1 BJZ376.1 BJZ399.1 BJZ400.1 BJZ434.1 BJZ508.1 BJZ511.1 BJZ524.1 BJZ526.1 BJZ530.1 BJZ538.1 BJZ539.1 BJZ580.1 BKC117.1 BKC121.1 BKC135.1 BKC143.1 BKC147.1 BKC150.1 BKC170.1 BKC172.1 BKC211.1 BKC213.1 BKC220.1 BKC244.1 BKC311.1 BKC337.1 BKC358.1 BKC376.1 BKC378.1 BKC384.1 BKC400.1 BKC408.1 BKC413.1 BKC429.1 BKC430.1 BKC462.1 BKC486.1 BKC508.1 BKC521.1 BKC522.1 BKC544.1 BKC616.1 BKC633.1 BKC669.1 BKC686.1 BKC726.1 BKC733.1 BKC737.1 BKC746.1 BKC766.1 BKC769.1 BKC823.1 BKC839.1 BKC842.1 BKC852.1 BKC878.1 BKC903.1 BKC912.1 BKC924.1 BKC958.1 BKC959.1 BKC970.1 BKC973.1 BKC989.1 BKC998.1 BKD009.1 BKD032.1 BKD061.1 BKD062.1 BKD071.1 BKD092.1 BKD100.1 BKD106.1 BKD115.1 BKD136.1 BKD141.1 BKD151.1 BKD169.1 BKD204.1 BKD211.1 BKD214.1 BKD235.1 BKD264.1 BKD307.1 BKD333.1 BKD349.1 BKD371.1 BKF179.1 BKF184.1 BKF190.1 BKF310.1 BKF314.1 BKF347.1 BKF368.1 BKF370.1 BKF380.1 BKF384.1 BKF402.1 BKF436.1 BKF442.1 BKF458.1 BKF477.1 BKF516.1 BKF519.1 BKF640.1 BKF677.1 BKF705.1 BKF714.1 BKF715.1 BKF737.1 BKF751.1 BKF776.1 BKF779.1 BKF892.1 BKF907.1 BKF916.1 BKG005.1 BKG009.1 BKG016.1 BKG020.1 BKG037.1 BKG087.1 BKG114.1 BKG115.1 BKG126.1 BKG165.1 BKG217.1 BKG370.1 BKH631.1 BKH907.1 BKH911.1 BKH936.1 BKH966.1 BKH968.1 BKJ084.1 BKJ091.1 BKJ114.1 BKJ128.1 BKJ143.1 BKJ154.1 BKJ170.1 BKJ181.1 BKJ323.1 BKJ332.1 BKJ341.1 BKJ348.1 BKJ351.1 BKJ355.1 BKJ389.1 BKS897.1 BKS901.1 BKT061.1 BKT070.1 BKT104.1 BKT234.1 BKT241.1 BKT386.1 BKT395.1 BKT565.1 BKZ214.1 BKZ215.1 BKZ409.1 BLA375.1 BLA393.1 BLA439.1 BLA447.1 BLA448.1 BLA457.1 BLA556.1 BLA624.1 BLA636.1 BLA639.1 BLA647.1 BLA652.1 BLA667.1 BLA668.1 BLA672.1 BLA682.1 BLA706.1 BLA709.1 BLA714.1 BLA718.1 BLA838.1 BLA844.1 BLA926.1 BLA929.1 BLA934.1 BLC290.1 BLC316.1 BLC333.1 BLC338.1 BLC353.1 BLC370.1 BLC395.1 BLC438.1 BLC453.1 BLC466.1 BLC482.1 BLC485.1 BLC489.1 BLC503.1 BLC516.1 BLC521.1 BLC527.1 BLC543.1 BLC597.1 BLC600.1 BLC628.1 BLC661.1 BLC671.1 BLC813.1 BLC825.1 BLC853.1 BLK385.1 BLK404.1 BLK449.1 BLK468.1 BLK474.1 BLK487.1 BLK522.1 BLK526.1 BLK527.1 BLK538.1 BLK587.1 BLK594.1 BLK618.1 BLK619.1 BLK654.1 BLK666.1 BLK672.1 BLK711.1 BLK721.1 BLK767.1 BLK785.1 BLK804.1 BLK812.1 BLK822.1 BLK833.1 BLK893.1 BLK919.1 BLK923.1 BLK935.1 BLK950.1 BLL033.1 BLL034.1 BLL099.1 BLL143.1 BLL194.1 BLL221.1 BLP001.1 BLP016.1 BLP101.1 BLP116.1 BLP139.1 BLP176.1 BLP182.1 BLP183.1 BLP204.1 BLP216.1 BLP217.1 BLP249.1 BLP253.1 BLP282.1 BLP338.1 BLP365.1 BLP389.1 BLP411.1 BLP445.1 BLP469.1 BLP492.1 BLP499.1 BLP510.1 BLP587.1 BLP593.1 BLP615.1 BLP633.1 BLP663.1 BLT660.1 BLT923.1 BLY123.1 BLY587.1 BLY637.1 BLY710.1 BLY716.1 BLY740.1 BLY823.1 BLY877.1 BLY880.1 BLY881.1 BLY893.1 BLY954.1 BLY970.1 BLY984.1 BLZ054.1 BLZ104.1 BLZ115.1 BLZ148.1 BLZ157.1 BLZ172.1 BLZ204.1 BLZ206.1 BLZ215.1 BLZ227.1 BLZ254.1 BLZ309.1 BMA867.1 BMA870.1 BMA898.1 BMA927.1 BMB012.1 BMB015.1 BMB031.1 BMB895.1 BMB930.1 BMB954.1 BMB958.1 BMB984.1 BMC014.1 BMC016.1 BMC019.1 BMC031.1 BMC045.1 BMC055.1 BMC114.1 BMC129.1 BMC131.1 BMC132.1 BMC268.1 BMC270.1 BMC284.1 BMC287.1 BMC326.1 BMC363.1 BMC381.1 BMC382.1 BMC399.1 BMC403.1 BMC417.1 BMC420.1 BMC421.1 BMC428.1 BMC473.1 BMD817.1 BMD823.1 BMD870.1 BMD876.1 BMD877.1 BMD887.1 BMD900.1 BMD906.1 BMD934.1 BMD936.1 BMD951.1 BMD976.1 BMD986.1 BME032.1 BME034.1 BME037.1 BME039.1 BME043.1 BME047.1 BMF601.1 BMF609.1 BMF611.1 BMF658.1 BMF673.1 BMF674.1 BMF675.1 BMF678.1 BMF703.1 BMF731.1 BMF766.1 BMF805.1 BMF807.1 BMF811.1 BMF814.1 BMF853.1 BMF867.1 BMF877.1 BMF898.1 BMF906.1 BMF909.1 BMF921.1 BMF922.1 BMF934.1 BMF938.1 BMF992.1 BMF996.1 BMG009.1 BMG016.1 BMG063.1 BMG112.1 BMG125.1 BMG127.1 BMG135.1 BMG139.1 BMG143.1 BMG170.1 BMG173.1 BMG184.1 BMG205.1 BMG227.1 BMG230.1 BMG248.1 BMG249.1 BMG256.1 BMG268.1 BMG272.1 BMG282.1 BMG303.1 BMG309.1 BMG331.1 BMG336.1 BMG341.1 BMG342.1 BMG348.1 BMG349.1 BMG363.1 BMG409.1 BMG413.1 BMG | Firm has received complaints from patients who are unable to exit MRI (Magnetic Resonance Imaging) mode on their IPGs (Implantable Pulse Generators). | Under Investigation by firm | On 07/20/2023, the firm will send an "URGENT MEDICAL DEVICE CORRECTION" Letter via mail with delivery tracking to customers informing them, Abbott has received complaints from patients who are unable to exit MRI mode, as their Patient Controller has lost the ability to connect or communicate with their IPG while in MRI mode. Situations where this has occurred include where the user deleted the Bluetooth pairing, lost or disabled their Patient Controller, or upgraded the iOS! software on their Patient Controller while in MRI mode. Next Steps for Customers: Per Abbott's Instructions for Use, patients are advised to contact their physician before having an MRI to discuss all critical information regarding MRI scans and MRI mode. In alignment with the Clinician Programmer and Patient Controller Instructions for Use, Abbott recommends physicians do the following: " For the Patient Controller, advise the patient not to delete the paired Bluetooth connection between their IPG and the Patient Controller and not to alter, damage or lose their Patient Controller while the IPG is in MRI mode. " For the Patient Controller prior to entering MRI mode, ensure patients have upgraded their Patient Controller to the latest "Patient Controller NR - US" application from the Apple! App Store!. This version of the application provides instructions for the user not to delete the IPG pairing while the system is in MRI mode. " For the Clinician Programmer, maintain the paired Bluetooth connection between the IPG and the Clinician Programmer by avoiding deleting the pairing and disabling automatic iOS! software upgrades from the iOS! settings. " For questions about this issue or to report patients who are unable to exit MRI mode, please contact your local Abbott representative or Abbott Technical Support at 1-800-727-7846 (option 3) for assistance. | 16,395 devices (US-7,793; OUS-8,602) | Worldwide - US Nationwide distribution including in the states of AK, AL, AR, AZ, CA, CO, CT, DC, DE, FL, GA, HI, IA, ID, IL, IN, KS, KY, LA, MA, MD, ME, MI, MN, MO, MS, MT, NC, ND, NE, NH, NJ, NM, NV, NY, OH, OK, OK, OR, PA, Puerto Rico, RI, SC, SD, TN, TX, UT, VA, VT, WA, WI, WV, and WY. The countries of Algeria, Argentina, Australia, Austria, Belgium, Brazil, Canada, Chile, Colombia, Costa Rica, Czech Republic, Denmark, Ecuador, Estonia, Finland, France, Germany, Greece, Hungary, India, Iraq, Ireland, Israel, Italy, Japan, Korean, Kuwait, Lithuania, Luxembourg, Mexico, Netherlands, New Zealand, Norway, Pakistan, Poland, Portugal, Reunion, Russian Federation, Saudi Arabia, Singapore, Slovenia, South Africa, Spain, Sweden, Switzerland, Taiwan, Turkey, United Arab Emirates, United Kingdom. | multiple: ipg/neurostimulator; labeling/mri/instructions; programmer/software | MRI mode/controller communication issue | keyword_product_description | deep brain stimulation | ['DBS', 'deep brain stimulation'] | Yes | Abbott Infinity 7 DBS IPG; MRI mode/controller communication issue
Z-1890-2024¦94377 | 207089 | Z-1890-2024 | 94377 | 2024-04-18 | 2024-05-24 |  | Open, Classified | NHL | P150031 | Boston Scientific-associated | Boston Scientific Neuromodulation Corporation | Vercise Genus Deep Brain Stimulation (DBS) Implantable Pulse Generator IPG: R16 IPG KIT, REF: M365DB12160, and R32 IPG KIT, REF: M365DB12320 | REF/UDI-DI(GTIN)/Serial Number Range/Expiration Date Range: M365DB12160/8714729985044/100209 - 753347/09-OCT-2020 through 26-MAR-2026; M365DB12320/8714729985051/100104 - 753200/09-OCT-2020 through 21-MAR-2026 | Deep Brain Stimulation (DBS) Implantable Pulse Generator (IPG) may experience routine system check during IPG charging, which may cause device reset. The device reset could lead transient loss of stimulation; patients may experience undesired sensations, transient worsening of movement disorder symptoms, which may lead patient to request surgical intervention for replacement or revision. | Device Design | On 4/18/24, correction notices were mailed to Physicians/Surgeons, Hospitals, Healthcare Professionals who were asked to do the following: 1) Review any patient reports of undesired sensations indicative of potential device reset behavior during IPG charging and report these observations accordingly to the firm. 2) After firm verifies this device reset behavior has occurred during IPG charging, an in-field IPG firmware update can be scheduled for the patient s device. This will eliminate the possibility of a coincident routine device system check during IPG charging, thus preventing a potential system reset. Any adverse events or quality concerns associated with use of this product should be reported to firm via email BSN.ComplaintCallCenter@bsci.com | 14,977 | Worldwide - US Nationwide distribution including in the states of TX, WA, MT, GA, TN, MA, OR, ID, CA, FL, WI, UT, DE, AZ, PA, DC, LA, KY, VA, MN, NC, OH, NY, MI, CO, IN, MD, NV, AL, IL, AR, SC, OK, MO, MS, NJ, ME, Hi, KS, SD, WV, NM, AK, CT, WY, NE, ND and the countries of Canada, Argentina, Chile, Colombia, Brazil, Algeria, Austria, Belgium, Bulgaria, Croatia, Denmark, Finland, France, Germany, Great Britain, Greece, Hungary, Iceland, Ireland, Italy, Jordan, Kazakhstan, Luxembourg, Malta, Netherlands, Norway, Poland, Portugal, Saudi Arabia, Serbia, Slovakia, Spain, Sweden, Switzerland, Turkey, Ukraine, United Arab Emirates, Australia, Thailand, Singapore, Hong Kong, Korea, India, Japan. | multiple: charger; ipg/neurostimulator; lead/electrode; surgical accessory | IPG charging-related reset/transient therapy interruption | keyword_product_description | deep brain stimulation | ['DBS', 'Vercise', 'Vercise Genus', 'deep brain stimulation'] | Yes | Boston Scientific Vercise Genus DBS IPG; charging-related reset and transient loss of stimulation
Z-2427-2024¦94845 | 208483 | Z-2427-2024 | 94845 | 2024-05-15 | 2024-07-24 |  | Open, Classified | MHY |  | Medtronic-associated | Medtronic Neuromodulation | A610 Clinician Programmer (CP) Software Application (app) with the following versions: Version 2.0.x (2.0.4584, 2.0.4594, 2.0.4605, 2.0.4630, and 2.0.4648), Version 3.0.x (3.0.1057, 3.0.1062, 3.0.1081, and 3.0.1098), Version 4.0.x (4.0.1052). Includes the below product descriptions: 1. ADAPTOR 64001 1X4 MVMT POCKET ADAPTOR, 2. ADAPTOR 64002 2X4 MVMT POCKET ADAPTOR, 3. INS 37602 Activa SC Neurostimulator, 4. INS 37603 Activa SCx Neurostimulator, 5. INS B35200 DBS PERCEPT PC, 6. INS B35300 PERCEPT RC V1 | Versions: Version 2.0.x (2.0.4584, 2.0.4594, 2.0.4605, 2.0.4630, and 2.0.4648), Version 3.0.x (3.0.1057, 3.0.1062, 3.0.1081, and 3.0.1098), Version 4.0.x (4.0.1052). 1. Model Number 64001, GTIN (Serial Numbers): 00613994544940 (N733965, N733969, N753252, N775354, N776291, N778120, N782773); 00613994604477 (0212774778, 0212775744, 0212775759, 0212776600, 0212793056, 0212804629, 0212805718, 0212864338, 0212874932, 0212890560, 0212890575, 0212895213, 0212895214, 0212895215, 0212907133, 0212932970, 0212932973, 0212932974, 0212935897, 0213003936, 0213011214, 0213037083, 0213103554, 0213103836, 0213103947, 0213119751, 0213126252, 0213126253, 0213126254, 0213126257, 0213126258, 0213126259, 0213145327, 0213238728, 0213238729, 0213238730, 0213238731, 0213238732, 0213238733, 0213296336, 0213296338, 0213296636, 0213336983, 0213336984, 0213379975, 0213391332, 0213403188, 0213410729, 0213447187, 0213453300, 0213453301, 0213462755, 0213462757, 0213494778, 0213503190, 0213512318, 0213512796, 0213513281, 0213526864, 0213526865, 0213526866, 0213526867, 0213526868, 0213526869, 0213526870, 0213526871, 0213526872, 0213557150, 0213557151, 0213557152, 0213566074, 0213575790, 0213589299, 0213612423, 0213612424, 0213612425, 0213627695, 0213632311, 0213632313, 0213643879, 0213643880, 0213649861, 0213649862, 0213649863, 0213649865, 0213649867, 0213649868, 0213649869, 0213649870, 0213649872, 0213649873, 0213649874, 0213649875, 0213649876, 0213662356, 0213917402, 0213938623, 0213938624, 0213938625, 0213938626, 0213938638, 0214153105, 0214153106, 0214220352, 0214220353, 0214220354, 0214220355, 0214220357, 0214221962, 0214221963, 0214447748, 0214447749, 0214490072, 0214494047, 0214494053, 0214494054, 0214494055, 0214494056, 0214503001, 0214528433, 0214537122, 0214537123, 0214539376, 0214574012, 0214574462, 0214617689, 0214617821, 0214694530, 0214694659, 0214734073, 0214734078, 0214734591, 0214735109, 0214735110, 0214827966, 0214892177, 0214892179, 0214899543, 0215002059, 0215039974, 0215068207, 0215069053, 0215157787, 0215170344, 0215172048, 0215189210, 0215191813, 0215204255, 0215546041, 0215546042, 0215546043, 0215546044, 0215624458, 0215631140, 0215732518, 0215744823, 0215774217, 0215781838, 0215781840, 0215782467, 0215782468, 0215782722, 0215796016, 0215796020, 0215803678, 0215803679, 0215857526, 0215857530, 0215898037, 0215899117, 0215899118, 0216018172, 0216171381, 0216171382, 0216207616, 0216346119, 0216377773, 0216403976, 0216419016, 0216499028, 0216499029, 0216499030, 0216499031, 0216658942, 0216658943, 0216664566, 0216759284, 0216774939, 0216774940, 0216810077, 0216810078, 0216810079, 0216810080, 0216810081, 0216919717, 0216919718, 0216970034, 0216977281, 0217000199, 0217046494, 0217057275, 0217067679, 0217067680, 0217067722, 0217068512, 0217068513, 0217068514, 0217170714, 0217170715, 0217170716, 0217170717, 0217170718, 0217170719, 0217170720, 0217179190, 0217179191, 0217179192, 0217179193, 0217179195, 0217179196, 0217179197, 0217179198, 0217179199, 0217306044, 0217306045, 0217309986, 0217309987, 0217309988, 0217309989, 0217309990, 0217309991, 0217309992, 0217333857, 0217333858, 0217333859, 0217333860, 0217333861, 0217333862, 0217333863, 0217440249, 0217596169, 0217596170, 0217619906, 0217664192, 0217671944, 0217671945, 0217750243, 0217927627, 0218001371, 0218173517, 0218318172, 0218318175, 0218318178); 00613994604484 (0213209850, 0213288462, 0213293456, 0213293457, 0213293458, 0213352261, 0213419249, 0213419340, 0213473603, 0213495294, 0213495295, 0213495296, 0213495297, 0213495298, 0213495299, 0213495340, 0213495341, 0213495342, 0213559327, 0213716708, 0213766926, 0213890732, 0213890733, 0214094542, 0214311406, 0214311407, 0214311408, 0214311414, 0214311415, 0214311416, 0214311419, 0214311474, 0214311475, 0214311476, 0214311477, 0214319850, 0214319853, 0214319967, 0214319968, 0214331598, 0214331599, 0216688332, 0216812514, 0217671913, 0217826925, 0217829246, 0217829247, 0217829248); 00613994604491 (0213925833, 0214282967, 0214282968, 0214301619, 0214403827, 0214404408, 0214404409, 0214448984, 0214448987, 0214451613, 0215280226); 00643169090866 (N693604, N695628, N697903, N697905, N707785, N707814, N707818, N709873, N711340, N712986, N716557, N724809, N724820, N724826, N724838, N726518, N728574, N730697, N742633, N742635, N744671, N744678, N746637, N746640, N748178, N748179, N751469, N751477, N753246, N753250, N753252, N755339, N755413, N755415, N758481, N769619, N769621, N771699, N779249, N781452, N782773, N786955, N786955N01, N796290, N796384, N808556, N810477, N810477N01, N818532, VA1UQ8W, VA1VSZ8, VA1VXY6, VA1W50Y, VA1XYNJ, VA1ZYXF, VA20GDV, VA214QW, VA21566, VA22BQP, VA239A9, VA239AC, VA25V40, VA283DR, VA28AQV, VA28SB9, VA29QGY, VA2AQ0X, VA2AQ9F, VA2BZYK, VA2E6W7, VA2E6W9, VA2ET07, VA2FMEF, VA2UEHE); 00643169936584 (VA22LW4, VA28SB9, VA29B21, VA2BK04, VA2BZYJ, VA2BZYK, VA2FMEF, VA2S9QU); 00763000111847 (0218354155, 0218354156, 0218354157, 0218354158, 0218354159, 0218354160, 0218354161, 0218366043, 0218366044, 0218366045, 0218370795, 0218370796, 0218370797, 0218425698, 0218425699, 0218426758, 0218605857, 0218616490, 0218669761, 0218717411, 0218720328, 0218720329, 0218774777, 0218780695, 0218780696, 0218786120, 0218803244, 0218803245, 0218821512, 0218904841, 0218952397, 0218952399, 0218952401, 0218960557, 0218960559, 0218960561, 0218960563, 0219134852, 0219143990, 0219160408, 0219185911, 0219201429, 0219201440, 0219206196, 0219214603, 0219245968, 0219305171, 0219305172, 0219305173, 0219305174, 0219337011, 0219349459, 0219375530, 0219375531, 0219377400, 0219390335, 0219398981, 0219422636, 0219425617, 0219433666, 0219497903, 0219518491, 0219587572, 0219587573, 0219612248, 0219612249, 0219620526, 0219621110, 0219715005, 0219717420, 0219718438, 0219718440, 0219765247, 0219765251, 0219868602, 0219890615, 0220071933, 0220075959, 0220100014, 0220256276, 0220260478, 0220263746, 0220276913, 0220297268, 0220297270, 0220316650, 0220368431, 0220368432, 0220375984, 0220428236, 0220430237, 0220584282, 0220590246, 0220590247, 0220590248, 0220590249, 0220590250, 0220590251, 0220594791, 0220594792, 0220614692, 0220648615, 0220668846, 0221036743, 0221053170, 0221184563, 0221186755, 0221227258, 0221264033, 0221264034, 0221264960, 0221272023, 0221281956, 0221281957, 0221323103, 0221430617, 0221444627, 0221491002, 0221514322, 0221514323, 0221514324, 0221514325, 0221546530, 0221566668, 0221577081, 0221594832, 0221622517, 0221649969, 0221690470, 0221741062, 0221741063, 0221755012, 0221765184, 0221802766, 0221803888, 0221803889, 0221803890, 0221827095, 0221839656, 0221848787, 0221849670, 0221849671, 0221849672, 0221850724, 0221881224, 0221894232, 0221894233, 0221972044, 0221972045, 0221972506, 0221979343, 0222006670, 0222006671, 0222025355, 0222038363, 0222054122, 0222139672, 0222139673, 0222139674, 0222139675, 0222139676, 0222139677, 0222139678, 0222139679, 0222154978, 0222154979, 0222154980, 0222154981, 0222395543, 0222395544, 0222395545, 0222396586, 0222396587, 0222396588, 0222396589, 0222396590, 0222396591, 0222396592, 0222396593, 0222396594, 0222396595, 0222396596, 0222396597, 0222396598, 0222396599, 0222396600, 0222396601, 0222412689, 0222412690, 0222418531, 0222418532, 0222418588, 0222418589, 0222418591, 0222426616, 0222427334, 0222427335, 0222427336, 0222429509, 0222580214, 0222621260, 0222621261, 0222621262, 0222621263, 0222622281, 0222629620, 0222630230, 0222630231, 0222630232, 0222646465, 0222652428, 0222653147, 0222653148, 0222658928, 0222660622, 0222660853, 0222677422, 0222684379, 0222687577, 0222687578, 0222689822, 0222689823, 0222741781, 0222741782, 0222741783, 0222742206, 0222818437, 0222818438, 0222818439, 0222818440, 0222832453, 0222845566, 0222845585, 0222845627, 0223009455, 0223009456, 0223009457, 0223009458, 0223019858, 0223023195, 0223023200, 0223023202, 0223037118, 0223037120, 0223083064, 0223083065, 0223090114, 0223091943, 0223091944, 0223091945, 0223095856, 0223095857, 0223099274, 0223121417, 0223130455, 0223257772, 0223259688, 0223259689, 0223259690, 0223259691, 0223259692, 0223259693, 0223259694, 0223259695, 0223259696, 0223259697, 0223259698, 0223259699, 0223259700, 0223259701, 0223315885, 0223316126, 0223316130, 0223316131, 0223316132, 0223316133, 0223316134, 0223316135, 0223316136, 0223316137, 0223316140, 0223316141, 0223316142, 0223316143, 0223316144, 0223316145, 0223316166, 0223316167, 0223316168, 0223316169, 0223316170, 0223316171, 0223316172, 0223354587, 0223450726, 0223450727, 0223450728, 0223450729, 0223450730, 0223450731, 0223450732, 0223450733, 0223450734, 0223450735, 0223450736, 0223450737, 0223450738, 0223450739, 0223450740, 0223450745, 0223450746, 0223450747, 0223450748, 0223450749, 0223456972, 0223456974, 0223456975, 0223456976, 0223562242, 0223562243, 0223562244, 0223562245, 0223562246, 0223562247, 0223562248, 0223562249, 0223562250, 0223562251, 0223562252, 0223562253, 0223562254, 0223562255, 0223562256, 0223562257, 0223562258, 0223562259, 0223562260, 0223562261, 0223852618, 0223852619, 0223852620, 0223852621, 0223852622, 0223852623, 0223852624, 0223859033, 0223861157, 0223861158, 0223861160, 0223861778, 0223861779, 0223861800, 0223861814, 0223861879, 0223861880, 0223861882, 0223861939, 0223861940, 0223861949, 0223861950, 0223862582, 0223862601, 0223862609, 0223862666, 0224025144, 0224034627, 0224034666, 0224034667, 0224082804, 0224082805, 0224085442, 0224085443, 0224085444, 0224085445, 0224085586, 0224085626, 0224085627, 0224085628, 0224085629, 0224085630, 0224107431, 0224107432, 0224107434, 0224107435, 0224107436, 0224107437, 0224107439, 0224107440, 0224107441, 0224107442, 0224107443, 0224107444, 0224107445, 0224107806, 0224107808, 0224134495, 0224134496, 0224134497, 0224159135, 0224159136, 0224159137, 0224159138, 0224159139, 0224159140, 0224198334, 0224216499, 0224216563, 0224216564, 0224253258, 0224253259, 0224288640, 0224288641, 0224288642, 0224288643, 0224288644, 0224288686, 0224288687, 0224288688, 0224288689, 0224288690, 0224288691, 0224288692, 0224288693, 0224288694, 0224288695, 0224380514, 0224380515, 0224380516, 0224380517, 0224380518, 0224409896, 0224409897, 0224409899, 0224409900, 0224440199, 0224440200, 0224440201, 0224440202, 0224440203, 0224440204, 0224440205, 0224440866, 0224440867, 0224440868, 0224440869, 0224440870, 0224440871, 0224440873, 0224442313, 0224442314, 0224442315, 0224442316, 0224442317, 0224442318, 0224442319, 0224442320, 0224442321, 0224442322, 0224442323, 0224442324, 0224442325, 0224449126, 0224449127, 0224449128, 0224449129, 0224449130, 0224449131, 0224449132, 0224449133, 0224449134, 0224449135, 0224449136, 0224449137, 0224449138, 0224449139, 0224449140, 0224449141, 0224449142, 0224619284, 0224619285, 0224620226, 0224620227, 0224620228, 0224678399, 0224678400, 0224678401, 0224678564, 0224678565, 0224678906, 0224678908, 0224687409, 0224712020, 0224712021, 0224712022, 0224712023, 0224736512, 0224736513, 0224736514, 0224736515, 0224736516, 0224736517, 0224736837, 0224736838, 0224736839, 0224791803, 0224791804, 0224791805, 0224799391, 0224799392, 0224799393, 0224799394, 0224799395, 0224799396, 0224799397, 0224799398, 0224799399, 0224799400, 0224799401, 0224799402, 0224799403, 0224799806, 0224799807, 0224799808, 0224799809, 0224799810, 0224799811, 0224799812, 0224799813, 0224799814, 0224799815, 0224799816, 0224799817, 0224799818, 0224799819, 0224799820, 0224799821, 0224799822, 0224799823, 0224799824, 0224799825, 0224799826, 0224799827, 0224799828, 0224799830, 0224799831, 0224799834, 0224799835, 0224799836, 0224799837, 0224799838, 0224799839, 0225136017, 0225136018, 0225136930, 0225136931, 0225136932, 0225243969, 0225243970, 0225243973, 0225243974, 0225243975, 0225243976, 0225243977, 0225243978, 0225243979, 0225243980, 0225243981, 0225243982, 0225243983, 0225243984, 0225243985, 0225244366, 0225244367, 0225244368, 0225244369, 0225244370, 0225244371, 0225244372, 0225244373, 0225244374, 0227894725, 0227894827, 0227894828, 0227894829, 0227894832, 0227894833, 0227894834, 0227894835, 0227894836, 0227894842, 0227894843, 0227894844, 0227894845, 0227894846, 0227894847, 0227894848, 0227894849, 0227894851, 0227894852, 0227894853, 0227894854, 0227894856, 0227894857, 0227894858, 0227894859, 0227894861, 0227894863, 0227894864, 0227894865, 0227894866, 0227894867, 0227894868, 0227894869, 0227894872, 0227894873, 0227894874, 0227894875, 0227894876, 0227894877, 0227894878, 0227894879, 0228118366, 0228118367, 0228118368, 0228118370, 0228208483, 0228208484, 0228208485, 0228208846, 0228208847, 0228208848, 0228208849, 0228208850, 0228208851, 0228208855, 0228208856, 0228208857, 0228208858, 0228208859, 0228208860, 0228208861, 0228208862, 0228208863, 0228208868, 0228208869, 0228208870, 0228208872, 0228208873, 0228208874, 0228208875, 0228208876, 0228208877, 0228208878, 0228208879, 0228208880, 0228208881, 0228208883, 0228208884, 0228366377, 0228366378, 0228366379, 0228366380, 0228366381, 0228366382, 0228367327, 0228367328, 0228367329, 0228367330, 0228367331, 0228367332, 0228367333, 0228367334, 0228367335, 0228367336, 0228367337, 0228367338, 0228367339, 0228367340, 0228367341, 0228367342, 0228367343, 0228367344, 0228367349, 0228367350, 0228367351, 0228367352, 0228367353, 0228367355, 0228367356, 0228367357, 0228367358, 0228367359, 0228367362, 0228367363, 0228528286, 0228528287, 0228528288); 00763000111854 (0219505890, 0219505891, 0219505892, 0219505893, 0219505894, 0219533854, 0219875956, 0219988881, 0220138915, 0220248276, 0220248277, 0220253142, 0220277098, 0220368430, 0220369379, 0220369848, 0220394562, 0220584283, 0220584284, 0220584285, 0220627630, 0220632089, 0220643658, 0220780560, 0220785734, 0220868360, 0220925498, 0220936605, 0221343503, 0221972290, 0221972291, 0222138789, 0222230549, 0222230550, 0222230551, 0222230552, 0222622587, 0222622588, 0222622589, 0222638828, 0222645597, 0222667672, 0222685841, 0222742193, 0222742194, 0222742195, 0222819361, 0222819362, 0223008932, 0223008933, 0223008934, 0223008935, 0223008936, 0223316234, 0223449358, 0223456457, 0223568237, 0223568238, 0223568239, 0223568240, 0223852943, 0224187952, 0224187953, 0224187954, 0224187957, 0224409302, 0224440323, 0224440324, 0224518549, 0224518550, 0224518551, 0224518552, 0224518553, 0224518558, 0224518559, 0224518560, 0225136822, 0225136823, 0225244426, 0225244427, 0225244428, 0227894837, 0227894881, 0227894882, 0227969113, 0228208826, 0228208827, 0228208828, 0228208829, 0228365695, 0228365696); 00763000111861 (0222172842, 0222188636, 0222194734, 0222814174, 0222814175, 0222814176, 0222814177, 0222814178, 0222814180, 0222814181, 0222814182, 0222814183, 0222814184, 0223029972, 0223029973, 0223029974, 0223029975, 0223029976, 0223089378, 0223089379, 0223089380, 0223089381, 0223089382, 0223089383, 0223089384, 0223091453, 0223091455, 0223091607, 0223091608, 0223091609, 0223091610, 0223313914, 0223313915, 0223313916, 0223313917, 0223313918, 0223313919, 0223313920, 0223313921, 0223313922, 0223450743, 0223450744, 0223553145, 0223562226, 0223562227, 0223562228, 0223562229, 0223562230, 0223562231, 0223562232, 0223562233, 0223562234, 0223562235, 0223562236, 0223562238, 0223562239, 0223562240, 0223562241, 0223650153, 0223650154, 0223650155, 0223861159, 0223861544, 0223861780, 0223861881, 0223861998, 0223862583, 0223862584, 0223862600, 0223862602, 0223862608, 0224085308, 0224085309, 0224085310, 0224085311, 0224085312, 0224085313, 0224085314, 0224085315, 0224085316, 0224085317, 0224085318, 0224085319, 0224321608, 0224330255, 0224330256, 0224330257, 0224330258, 0224330259, 0224330260, 0224330261, 0224448536, 0224448537, 0224448538, 0224448539, 0224448540, 0224448541, 0224448542, 0224448543, 0224448544, 0224448545, 0224449106, 0224449107, 0224449108, 0224449109, 0224449110, 0224449111, 0224449112, 0224449113, 0224449114, 0224449115, 0224449116, 0224449117, 0224449118, 0224449119, 0224449120, 0224449121, 0224449122, 0224449123, 0224449124, 0225007573, 0225007574, 0225009606, 0225009607, 0225009608, 0225009609, 0225009610, 0225009611, 0225009612, 0225009613, 0225244394, 0225244395, 0225244396, 0225244397, 0225244398, 0225244401, 0225244402, 0225244403, 0225244404, 0225244405, 0225244406, 0225244407, 0225244408, 0225462856, 0225669344, 0225669345, 0225670466, 0227894884, 0227894885, 0227894926, 0227894927, 0227894929, 0227894933, 0227894934, 0227894935, 0228203474, 0228203475, 0228203476, 0228203477, 0228203478, 0228203479, 0228203480, 0228203481, 0228203482, 0228203483, 0228203484, 0228203485). 2. Model Number 64002, GTIN (Serial Numbers): 00613994544957 (N692230, N709765, N709766, N709769, N712972, N714659, N720090, N721922, N723172, N724723, N724752, N730633, N732361, N732366, N732368, N732369, N732369N01, N734116, N735283, N735294, N736643, N736644, N738447, N738450, N738459, N740632, N740717, N742744, N744753, N744754, N744756, N746628, N746635, N748190, N748193, N748193N01, N750163, N750166, N753183, N755406, N755416, N755435, N757678, N757684, N758562, N760449, N760457, N760465, N782607, N784725, N784740, N784754, N784755, N786840N01, N786849, N786915N01, N786917, N786917N01, N794131, N795243, N795246, N795247, N795271, N796405, N796416, N796419, N796432, N796441, N803281); 00613994604446 (0212745840, 0212749749, 0212754210, 0212761030, 0212761032, 0212761035, 0212761036, 0212761037, 0212761038, 0212774118, 0212774188, 0212774189, 0212774190, 0212774308, 0212782600, 0212782601, 0212782602, 0212784261, 0212785056, 0212785057, 0212787201, 0212787202, 0212797383, 0212797384, 0212798912, 0212804685, 0212804686, 0212815392, 0212815398, 0212846338, 0212847507, 0212847508, 0212847509, 0212850282, 0212850283, 0212850293, 0212850294, 0212852696, 0212852697, 0212856040, 0212862899, 0212863596, 0212864738, 0212875923, 0212878577, 0212878578, 0212881521, 0212885470, 0212885471, 0212885472, 0212885473, 0212886132, 0212894684, 0212894685, 0212894694, 0212894695, 0212894697, 0212895260, 0212895261, 0212895262, 0212895263, 0212895264, 0212895265, 0212900727, 0212901662, 0212905207, 0212905218, 0212905686, 0212906223, 0212922356, 0212922358, 0212922421, 0212926120, 0212926121, 0212928704, 0212929653, 0212929654, 0212929655, 0212929656, 0212929657, 0212933033, 0212933034, 0212933035, 0212933036, 0212933037, 0212933060, 0212933061, 0212933062, 0212933063, 0212933064, 0212933065, 0212933066, 0212933073, 0212935226, 0212940808, 0212940815, 0212956691, 0212963491, 0212963493, 0212963494, 0212963496, 0212963497, 0212965472, 0212965473, 0212965474, 0212965475, 0212965476, 0212965477, 0212965478, 0212965970, 0212966920, 0212966921, 0212970794, 0212970795, 0212971195, 0212971199, 0212971201, 0212971202, 0212971457, 0212980001, 0212983883, 0212983886, 0212996333, 0213001235, 0213001236, 0213013164, 0213017632, 0213017633, 0213017634, 0213017635, 0213021468, 0213021471, 0213021474, 0213023907, 0213037782, 0213037784, 0213037785, 0213039387, 0213071412, 0213071413, 0213071414, 0213071415, 0213071416, 0213071417, 0213071418, 0213071435, 0213071439, 0213071500, 0213071501, 0213071542, 0213071544, 0213071545, 0213071546, 0213071550, 0213071551, 0213072388, 0213072389, 0213072390, 0213079903, 0213079904, 0213080289, 0213080579, 0213085817, 0213085818, 0213085900, 0213085901, 0213085902, 0213085903, 0213091248, 0213094930, 0213094931, 0213095020, 0213095951, 0213097887, 0213097888, 0213097889, 0213097890, 0213103760, 0213103762, 0213103764, 0213103765, 0213103769, 0213115057, 0213115059, 0213115432, 0213127808, 0213127809, 0213127810, 0213127811, 0213127812, 0213127813, 0213127814, 0213127815, 0213127816, 0213127817, 0213127818, 0213127819, 0213127940, 0213132148, 0213136860, 0213136861, 0213136862, 0213136866, 0213136868, 0213147262, 0213147269, 0213147270, 0213147271, 0213147272, 0213147273, 0213147274, 0213174551, 0213182376, 0213182377, 0213182378, 0213191646, 0213191647, 0213192551, 0213192552, 0213192553, 0213237284, 0213237290, 0213413947, 0213413948, 0213413949, 0213413950, 0213413953, 0213413955, 0213413956, 0213413957, 0213413958, 0213413959, 0213417621, 0213417622, 0213429219, 0213429300, 0213429301, 0213433410, 0213445371, 0213445372, 0213452791, 0213452792, 0213452793, 0213456732, 0213456733, 0213456734, 0213456735, 0213456737, 0213462568, 0213462569, 0213462570, 0213462571, 0213462572, 0213462573, 0213462575, 0213466511, 0213467389, 0213473457, 0213473458, 0213578992, 0213578993, 0213583797, 0213583802, 0213584203, 0213588224, 0213588225, 0213588227, 0213605259, 0213632473, 0213632474, 0213632475, 0213632476, 0213632478, 0213632479, 0213634655, 0213634657, 0213634658, 0213634659, 0213649938, 0213649939, 0213650135, 0213650136, 0213650137, 0213650139, 0213650142, 0213650143, 0213650144, 0213650145, 0213650146, 0213650147, 0213650148, 0213650149, 0213650150, 0213650151, 0213650152, 0213650153, 0213650154, 0213650157, 0213650161, 0213650162, 0213650163, 0213650164, 0213650165, 0213650166, 0213650167, 0213650168, 0213650169, 0213650170, 0213650171, 0213650172, 0213650173, 0213650174, 0213650175, 0213650177, 0213650178, 0213650179, 0213650180, 0213650181, 0213650182, 0213650183, 0213650184, 0213650185, 0213650186, 0213650187, 0213650188, 0213650189, 0213650190, 0213650191, 0213650192, 0213650193, 0213650194, 0213650195, 0213650196, 0213650197, 0213650198, 0213650199, 0213650200, 0213650201, 0213650202, 0213650203, 0213650204, 0213650205, 0213650206, 0213650208, 0213650209, 0213650210, 0213650214, 0213650215, 0213650216, 0213650217, 0213650219, 0213650220, 0213650221, 0213650222, 0213650223, 0213650224, 0213650225, 0213650226, 0213650228, 0213650230, 0213650231, 0213650232, 0213650233, 0213650234, 0213650235, 0213650238, 0213650240, 0213650242, 0213650247, 0213650249, 0213650251, 0213650253, 0213650255, 0213650257, 0213650259, 0213650261, 0213650264, 0213650266, 0213650268, 0213650271, 0213650273, 0213650275, 0213650278, 0213650279, 0213650280, 0213650281, 0213650285, 0213650287, 0213650290, 0213650292, 0213650295, 0213650297, 0213650299, 0213650301, 0213650303, 0213650305, 0213650306, 0213650307, 0213650308, 0213650309, 0213650310, 0213650311, 0213650312, 0213650313, 0213650314, 0213650315, 0213650316, 0213650317, 0213650318, 0213650319, 0213650320, 0214103390, 0214103393, 0214468589, 0214468590, 0214468591, 0214468593, 0214468594, 0214468595, 0214468596, 0214468597, 0214468598, 0214468761, 0214468762, 0214468763, 0214468765, 0214468904, 0214468905, 0214468906, 0214468907, 0214468911, 0214469578, 0214469779, 0214470704, 0214470705, 0214475642, 0214485655, 0214485659, 0214485883, 0214486991, 0214496362, 0214496363, 0214496364, 0214518188, 0214518189, 0214519754, 0214528301, 0214528302, 0214528303, 0214528304, 0214528305, 0214528306, 0214531735, 0214531779, 0214540438, 0214540439, 0214554705, 0214554706, 0214557416, 0214557523, 0214566932, 0214566933, 0214566934, 0214573745, 0214573746, 0214573747, 0214573756, 0214574071, 0214578640, 0214585623, 0214590766, 0214603806, 0214603807, 0214609630, 0214609634, 0214610532, 0214610533, 0214611925, 0214616558, 0214616559, 0214620666, 0214621843, 0214621845, 0214621846, 0214624371, 0214624818, 0214624820, 0214625801, 0214625802, 0214647188, 0214647844, 0214648116, 0214648117, 0214649108, 0214649111, 0214649112, 0214653962, 0214653963, 0214657197, 0214692218, 0214692219, 0214697222, 0214700826, 0214701799, 0214701800, 0214712361, 0214712362, 0214808030, 0214816022, 0214816031, 0214816032, 0214824545, 0214837530, 0214842559, 0214865328, 0214865329, 0214865330, 0214865331, 0214865332, 0214874944, 0214882639, 0214882640, 0214884661, 0214887162, 0214887163, 0214899505, 0214915786, 0214923073, 0214932550, 0214934114, 0214935059, 0214935060, 0214935832, 0214941176, 0214947559, 0214947685, 0214947687, 0214947688, 0214954015, 0214959057, 0214974833, 0214974911, 0214974913, 0214975112, 0214975660, 0214975872, 0214975873, 0214975874, 0214975875, 0214975876, 0214975878, 0214975879, 0215009283, 0215031113, 0215031114, 0215033187, 0215035470, 0215035471, 0215066747, 0215066748, 0215066749, 0215076639, 0215076640, 0215076881, 0215076882, 0215076883, 0215099587, 0215099588, 0215099596, 0215099597, 0215099598, 0215100079, 0215100407, 0215112757, 0215112758, 0215112759, 0215112760, 0215112804, 0215112805, 0215116764, 0215116765, 0215116766, 0215116767, 0215116768, 0215116769, 0215116770, 0215126257, 0215126258, 0215132780, 0215141342, 0215141345, 0215146156, 0215146157, 0215156752, 0215156753, 0215167405, 0215167939, 0215167940, 0215170722, 0215170723, 0215170725, 0215170727, 0215171038, 0215172599, 0215176082, 0215198093, 0215198094, 0215198095, 0215201448, 0215201449, 0215201450, 0215226495, 0215226622, 0215226623, 0215226624, 0215226625, 0215227175, 0215233911, 0215233920, 0215234483, 0215245873, 0215253204, 0215253298, 0215255744, 0215255747, 0215259531, 0215259532, 0215268457, 0215268459, 0215271857, 0215271858, 0215271859, 0215271915, 0215272177, 0215272179, 0215273544, 0215273547, 0215273552, 0215273555, 0215280281, 0215280283, 0215280933, 0215282537, 0215283796, 0215283799, 0215283941, 0215288570, 0215288574, 0215288831, 0215356493, 0215356494, 0215356496, 0215356498, 0215356499, 0215356500, 0215358261, 0215358264, 0215358265, 0215358266, 0215358268, 0215358269, 0215358270, 0215358282, 0215358283, 0215358284, 0215358312, 0215358328, 0215358329, 0215358331, 0215358343, 0215358344, 0215358345, 0215358346, 0215358347, 0215358351, 0215358352, 0215358353, 0215358354, 0215358358, 0215359183, 0215359191, 0215359270, 0215359280, 0215361735, 0215361736, 0215372105, 0215385658, 0215385710, 0215385714, 0215385716, 0215385717, 0215385718, 0215385720, 0215385721, 0215385723, 0215385724, 0215385725, 0215385727, 0215385728, 0215385729, 0215385734, 0215385736, 0215385739, 0215385744, 0215385745, 0215385746, 0215385747, 0215385748, 0215385750, 0215385755, 0215385756, 0215385758, 0215385759, 0215385761, 0215385762, 0215385765, 0215385767, 0215385769, 0215385770, 0215385772, 0215385773, 0215385774, 0215385775, 0215385776, 0215385777, 0215385779, 0215385780, 0215385781, 0215385782, 0215385783, 0215385787, 0215385788, 0215385789, 0215385790, 0215385792, 0215392463, 0215392482, 0215392483, 0215392484, 0215392510, 0215392511, 0215392526, 0215392527, 0215392535, 0215392536, 0215392537, 0215392539, 0215392544, 0215472731, 0215472732, 0215472738, 0215472739, 0215472740, 0215474021, 0215474022, 0215474023, 0215474024, 0215474025, 0215475876, 0215477383, 0215477384, 0215477385, 0215499417, 0215501735, 0215501736, 0215522999, 0215523025, 0215523041, 0215523042, 0215523066, 0215589555, 0215589556, 0215596418, 0215606813, 0215606814, 0215614571, 0215657060, 0215700166, 0215700167, 0215700168, 0215819667, 0215819668, 0215934633, 0215934634, 0215936463, 0215942316, 0215942318, 0215954998, 0215954999, 0215955000, 0215964508, 0215972279, 0215978930, 0215988218, 0215988219, 0216004477, 0216004478, 0216004479, 0216004480, 0216016139, 0216018624, 0216018625, 0216065724, 0216111604, 0216156711, 0216171130, 0216171132, 0216171133, 0216171135, 0216171136, 0216171137, 0216206937, 0216206938, 0216206939, 0216206940, 0216207896, 0216207897, 0216207898, 0216208179, 0216208987, 0216209161, 0216209162, 0216462635, 0216547664, 0216550177, 0216561981, 0216579960, 0216591414, 0216592122, 0216624039, 0216624040, 0216640718, 0216640719, 0216640748, 0216644828, 0216644829, 0216658945, 0216661538, 0216661540, 0216668532, 0216668533, 0216670436, 0216670438, 0216683902, 0216683903, 0216683904, 0216683905, 0216683907, 0216683908, 0216683909, 0216691749, 0216701593, 0216707670, 0216730627, 0216748843, 0216748844, 0216748845, 0216748846, 0216766995, 0216766997, 0216777156, 0216781561, 0216782770, 0216789797, 0216790477, 0216812585, 0216833887, 0216866102, 0216866103, 0216880723, 0216888139, 0216888140, 0216903625, 0216903626, 0216934315, 0216943408, 0216943409, 0216970112, 0217000196, 0217000197, 0217014298, 0217014299, 0217039819, 0217046518, 0217101498, 0217101933, 0217101965, 0217103057, 0217134103, 0217134104, 0217134105, 0217148781, 0217157510, 0217178616, 0217178618, 0217178619, 0217187787, 0217220596, 0217221543, 0217244637, 0217249975, 0217249976, 0217287997, 0217307860, 0217307861, 0217311998, 0217311999, 0217324597, 0217335743, 0217335744, 0217342991, 0217342992, 0217346263, 0217346264, 0217348324, 0217348325, 0217375806, 0217375807, 0217375808, 0217375809, 0217375810, 0217375811, 0217375812, 0217375819, 0217399630, 0217399633, 0217399635, 0217399636, 0217403404, 0217412166, 0217422238, 0217422239, 0217425679, 0217440507, 0217440508, 0217440509, 0217440510, 0217483873, 0217484070, 0217486062, 0217486063, 0217486064, 0217497498, 0217497499, 0217497500, 0217534872, 0217560564, 0217560565, 0217566377, 0217600191, 0217600787, 0217612437, 0217635208, 0217635209, 0217635210, 0217664212, 0217727091, 0217759260, 0217778420, 0217782462, 0217795041, 0217809103, 0217820834, 0217821658, 0217830939, 0217843819, 0217863004, 0217873901, 0217874944, 0217881301, 0217911512, 0217911513, 0217933185, 0217939586, 0217977438, 0217986426, 0217992947, 0218003574, 0218003575, 0218011116, 0218019871, 0218022443, 0218028484, 0218040503, 0218043348, 0218043349, 0218061176, 0218086090, 0218086091, 0218104522, 0218122969, 0218156717, 0218156719, 0218156720, 0218156724, 0218156725, 0218156866, 0218156867, 0218178504, 0218282737, 0218297499, 0218297500, 0218297501, 0218297502, 0218299923, 0218299924, 0218299925, 0218441806, 0218441807, 0218513547, 0218513548, 0218513551, 0218513552, 0218513553, 0218523150, 0218775058, 0218803830, 0218815563, 0218977414, 0219008605, 0219014647, 0219048001, 0219048002, 0219048003, 0219049209, 0219050882, 0219065352, 0219065354, 0219065356, 0219065357, 0219093828, 0219144070, 0219176011, 0219191926, 0219199581, 0219201858, 0219203067, 0219203068, 0219226703, 0219248385, 0219248467, 0219248468, 0219248469, 0219248470, 0219248471, 0219248472, 0219288457, 0219289452, 0219289453, 0219289454, 0219289456, 0219289457, 0219370743, 0219370744, 0219374030, 0219375167, 0219375168, 0219393944, 0219403090, 0219423288, 0219441239, 0219465091, 0219465092, 0219465093, 0219465096, 0219468607, 0219468608, 0219468609, 0219472735, 0219472736, 0219472737, 0219535125, 0219541406, 0219541410, 0219541415, 0219573124, 0219605793, 0219627906, 0219627907, 0219687519, 0219697770, 0219724240, 0219724241, 0219724242, 0219726123, 0219726125, 0219737378, 0219899190, 0219899191, 0219916595, 0219916646, 0220037057, 0220037058, 0220044030, 0220044031, 0220044046, 0220184998, 0220184999, 0220185000, 0220185001, 0220185003, 0220185004, 0220185005, 0220187566, 0220187569, 0220187570, 0220187571, 0220187572, 0220187576, 0220187577, 0220187578, 0220187579, 0220187580, 0220187581, 0220187582, 0220187583, 0220187584, 0220187585, 0220187586, 0220187587, 0220622508, 0220629133, 0220629134, 0220629135, 0220629137, 0220629179, 0220629180, 0220629181, 0220629182, 0220629183, 0220629446, 0220629447, 0220629448, 0220629449, 0220629466, 0220629467, 0220629469, 0220629470, 0220629471, 0220629472, 0220629473, 0220629474, 0220629475, 0220629476, 0220629477, 0221034114, 0221034115, 0221034117, 0221034118, 0221034119, 0221053080, 0221316285, 0221610530, 0223192469, 0223192470, 0223192590, 0223193556, 0223200856); 00613994604453 (0212741247, 0212741248, 0212741249, 0212742419, 0212742483, 0212745770, 0212785058, 0212815602, 0212828591, 0212843763, 0212956684, 0212970796, 0213071419, 0213071540, 0213071541, 0213073473, 0213078456, 0213127807, 0213174305, 0213237292, 0213250893, 0213250894, 0213269072, 0213284733, 0213285393, 0213299619, 0213300272, 0213300273, 0213300279, 0213300280, 0213300281, 0213300282, 0213300283, 0213402619, 0213402861, 0213402865, 0213402866, 0213402867, 0213417326, 0213445379, 0213452794, 0213456725, 0213456726, 0213489219, 0213501865, 0213516313, 0213525256, 0213525259, 0213525300, 0213525307, 0213525308, 0213525310, 0213578174, 0213583801, 0213608287, 0213608288, 0213619023, 0213625015, 0213641249, 0213751757, 0213751758, 0213757301, 0213757302, 0213762800, 0213764861, 0213764862, 0213764863, 0213771966, 0213793175, 0213849987, 0214091533, 0214104013, 0214167671, 0214296666, 0214296667, 0214299340, 0214311302, 0214311303, 0214311304, 0214311307, 0214311308, 0214311309, 0214311318, 0214311319, 0214311341, 0214616550, 0214624816, 0214624817, 0214700827, 0214956585, 0215156747, 0215206629, 0215243796, 0216065728, 0216311195, 0216508909, 0216508910, 0216508911, 0216518391, 0216518392, 0217013121, 0217013122, 0217013123, 0217013124, 0217013125, 0217586255, 0217644986, 0217701988, 0217769612, 0217830725, 0217954517, 0218131774, 0218985898, 0219009806, 0219023827, 0219023828, 0219029040, 0219399824, 0219399825, 0219402886, 0219728126, 0220211195, 0220831736, 0221149643, 0221215835, 0221215836); 00613994604460 (0212803086, 0212894135, 0212894136, 0212894137, 0212894138, 0212894139, 0213238725, 0213238726, 0213238727, 0213247308, 0213247310, 0213247311, 0213247312, 0213269130, 0213269131, 0213357964, 0213357965, 0213357966, 0213357967, 02 | Patients implanted with a pocket adaptor (Model 64001 and/or 64002) are limited to HEAD ONLY MRI eligibility. | Under Investigation by firm | Recall notice sent to consignees beginning on 05/14/2024 via mail. Consignees are asked to confirm or revise the MRI eligibility display on the programmer, pass on the notice to all those who need to be aware within your organization and to other organizations on which this action has an impact, and confirm they have read and understand the customer actions within the letter and to return the signed confirmation form back to Medtronic. An UPDATE TO MEDICAL DEVICE CORRECTION RE: A610 Replacement workflow with DBS Pocket Adaptor affecting MRI eligibility display letter dated January 2025 was sent to customers. ***Updated March 2025*** Beginning March 21, 2025, Medtronic began communications that the software and firmware will be made available to customers in the United States and Puerto Rico Customer actions: "Please share this notice with all those who need to be aware of this issue within your organization,or to any organization where the identified clinician tablet(s) have been transferred and maintain acopy of this notice in your records. "Your Medtronic Deep Brain Stimulation (DBS) sales representative will distribute the new tabletand/or assist with installation of the A610 version 5.0 as soon as those are available in your region.If you have any questions, please contact your Medtronic Sales Representative. "Following review of this letter, sign and return the enclosed Confirmation Form via email toneuro.quality@medtronic.com. | 18,010 units | Worldwide distribution - US Nationwide and the countries of Algeria, Argentina, Australia, Austria, Belgium, Bolivia, Brazil, Canada, Canary Islands, China, Colombia, Costa Rica, Croatia, Czech Republic, Denmark, Estonia, Finland, France, Germany, Greece, Hong Kong, Hungary, Iceland, India, Iran, Islamic Republic Of, Ireland, Israel, Italy, Japan, Jordan, Korea, Republic Of, Kuwait, Latvia, Lebanon, Lithuania, Luxembourg, Malaysia, Malta, Mexico, Morocco, Netherlands, New Zealand, Northern Ireland, Norway, Pakistan, Peru, Philippines, Poland, Portugal, Puerto Rico, Reunion, Russian Federation, Saudi Arabia, Singapore, Slovakia, Slovenia, South Africa, Spain, Sweden, Switzerland, Taiwan, Thailand, United Kingdom, Uruguay, Viet Nam. | multiple: ipg/neurostimulator; labeling/mri/instructions; programmer/software | MRI eligibility labeling/software issue | keyword_product_description | DBS | ['Activa', 'DBS', 'Percept'] | Yes | Medtronic A610 clinician programmer software/MRI eligibility issue with pocket adaptor
Z-0372-2025¦95465 | 210340 | Z-0372-2025 | 95465 | 2024-09-18 | 2024-11-13 |  | Open, Classified | LGW | P840001; P960009; P970004; P080025 | Medtronic-associated | Medtronic Neuromodulation | Medtronic Recharger Kits, RS6230, RS7230, and RS5220A, containing components WR9230 and WR9220A Recharger for rechargeable implantable neurostimulators. The Rechargers are used with Neurostimulator Inceptiv INS Model 977119 and Percept RC INS Model B35300 as part of the Deep Brain Stimulation (DBS) system. WR9220A is used with InterStim Micro, Model 97810, as part of Pelvic Health system | RS6230 - GTIN 00763000564353, Serial numbers: NRA010637N; NRA011389N; NRA013260N; NRA013664N; NRA013924N; NRA014318N; NRA014347N; NRA015823N; NRA015861N; NRA015864N; NRA016334N; NRA016413N; NRA016430N; NRA016432N; NRA016778N; RA017002N; NRA017048N; NRA017227N; NRA017232N; NRA017685N; NRA018697N; NRA018731N; NRA018906N; NRA018936N; NRA018992N; NRA019019N; NRA019026N; NRA019963N; NRA019967N; NRA019968N; NRA019970N; NRA019983N; NRA010657N; NRA012367N; NRA012898N; NRA012915N; NRA013490N; NRA013643N; NRA013877N; NRA013878N; NRA013880N; NRA014248N; NRA014741N; NRA015127N; NRA015142N, NRA010659N; NRA010661N; NRA010663N NRA016424N; NRA016425N; NRA016426N; NRA016431N; RA016433N; NRA021324N. RS7230 - GTIN 00763000540289, Serial numbers: NRA010640N; NRA010650N; NRA010656N: NRA011591N; NRA012896N; NRA012910N; NRA012925N; NRA013884N; NRA010633N; NRA010635N; NRA010641N; NRA010642N; NRA010646N; NRA010652N; NRA010653N; NRA010654N; NRA010655N; NRA010658N; NRA010660N; NRA010664N; NRA010666N; NRA010667N; NRA010668N; NRA010669N; NRA010881N; NRA011216N; NRA011293N; NRA011393N; NRA011713N; NRA011853N; NRA012184N; NRA012897N; NRA012909N; NRA012911N; NRA012912N; NRA012913N; NRA012914N; NRA013502N; NRA013602N; NRA013603N; NRA013634N; NRA013635N; NRA013638N; NRA013639N; NRA013879N; NRA013883N; NRA013899N; NRA013952N; NRA014259N; NRA014944N; NRA015858N; NRA015904N; NRA011189N; NRA011238N; NRA012130N; NRA012185N; NRA012366N; NRA013543N; NRA014132N; NRA014222N; GTIN 0763000827533, Serial numbers: NRA010558N; NRA010627N; NRA015360N; NRA013633N. | The Wireless Rechargers in the kits may be unable to enter a recharging session upon first use. | Under Investigation by firm | The recalling firm issued letters dated September 2024 on 9/18/2024 via UPS 2-Day Air. The letter explained the issue, product scope, and the customer actions. The actions included: (1) Identify and quarantine all unused affected WR Kits. Attachment A of the letter provides guidance on identifying potentially affected devices; (2) Return all unused affected WR Kits using the instructions in the enclosed customer confirmation form and contact Medtronic Customer Service to obtain a replacement WR Kit; (3) Direct patients who cannot establish a recharge session using their WR to promptly contact Medtronic Customer Service to obtain a replacement WR Kit; (4) Complete the enclosed Customer Confirmation Form; (5) Share this notice with all those who need to be aware of this issue within or outside your organization or to any organization where the potentially affected product has been transferred or distributed and maintain a copy of this notice in your records. Medtronic initiated communication of the potential issue via physical mailing to one (1) customer beginning on 08-July-2025 in the U.S. | 118 wireless rechargers | Worldwide - US Nationwide distribution in the states of AL, AZ, CA, FL, GA, ID, MD, MI, MN, MO, NC, NJ, OH, PA, SC, TX, VA, and WA. The countries of Austria, Belgium, Denmark, Finland, Germany, Ireland, Italy, Japan, Netherlands, Norway, Portugal, Spain, Sweden, Switzerland, and United Kingdom. | multiple: charger; ipg/neurostimulator; labeling/mri/instructions; surgical accessory | Recharger first-use failure | keyword_product_description | deep brain stimulation | ['DBS', 'Percept', 'deep brain stimulation'] | Yes | Medtronic recharger kits; includes Percept RC DBS system
Z-0206-2025¦95489 | 210373 | Z-0206-2025 | 95489 | 2024-09-24 | 2024-10-23 |  | Open, Classified | MHY | P960009 | Medtronic-associated | Medtronic Neuromodulation | Medtronic Percept RC Implantable Neurostimulators (INS), Model B35300. | GTIN 00763000813468, Serial Numbers: NND504236H, NND504252H; GTIN 00763000813475, Serial Numbers: NND504165H, NND504169H, NND504174H, NND504181H, NND504208H, NND504212H, NND504215H, NND504216H, NND504217H, NND504218H, NND504221H, NND504222H, NND504223H, NND504224H, NND504229H, NND504230H, NND504232H, NND504234H, NND504235H, NND504243H, NND504255H, NND504156H, NND504157H, NND504159H, NND504160H; GTIN 00763000813529, Serial Numbers: NND504167H, NND504178H, NND504179H, NND504180H, NND504182H, NND504227H, NND504228H; GTIN A7630008135201, Serial Numbers: NND504167H, NND504178H, NND504180H; GTIN A7630008134701, Serial Numbers: NND504181H, NND504243H | A limited number of Percept RC Implantable Neurostimulators (INS), Model B35300 will not be able to communicate with the A610 DBS Clinician Programmer Application upon use and an "Invalid Device" message will appear. | Under Investigation by firm | Medtronic neuromodulation issued an URGENT MEDICAL DEVICE RECALL notice to its consignees of 09/24/2024 via letter. The notice explained the issue, potential risk, and requested the affected devices in stock be returned. The notice is to be shared with those to whom the device was distributed. If the device has been implanted, the consignee was directed to contact their Medtronic Representative to determine if there are additional steps that may establish communication with the INS. On 07-Oct-24 and 08-Oct-24, a Medtronic representative successfully performed an update using a manufacturing software tool to reestablish communication to the affected devices. Consignees were provided a consignee notification regarding this action. | 39 units | International distribution to the countries of Germany, UK, and Israel. | multiple: ipg/neurostimulator; programmer/software | IPG-programmer communication failure | keyword_product_description | Percept | ['Percept'] | Yes | Medtronic Percept RC INS communication issue
Z-2340-2025¦96916 | 214023 | Z-2340-2025 | 96916 | 2025-07-08 | 2025-08-19 |  | Open, Classified | NHL | P150031 | Boston Scientific-associated | Boston Scientific Neuromodulation Corporation | Burr Hole Cover Kit, REF: M365DB4600C0; Burr Hole Cover Spares Kit, REF: M365DB4605C0. Components of Vercise Deep Stimulation System used with the Surgical Implant Manual | All lots. Surgical Implant Manual version REF/UDI-DI: M365DB4600C0/08714729820802, M365DB4605C0/08714729820819 | Resistance and difficulties could occur while closing the retaining clip locking mechanism, which is part of a burr hole cover kit, which is part of a Deep Brain Stimulation (DBS) system, which may lead to procedural delay, or lead-migration-which may require additional surgery. | Component change control | On 7/8/2025, correction notices were mailed, emailed, or delivered to healthcare professionals who were asked to do the following: 1. Review the updates to the Surgical Implant Manual stated in this notice. These updates will be found in the IFU once implemented. 2. If you are a facility that has sent products to another hospital or a facility within your network, ensure this notification is forwarded to them. 3. If you are a distributor, this notification must be forwarded to your customers to ensure this notification is carried out to the end-user level. 4. To provide awareness of this information, share this letter with any other clinicians in your hospital who use these devices. 5. If users encounter resistance or difficulties while closing the Retaining Clip locking mechanism, refer to the Surgical Implant Manual updates provided. 6. Maintain a copy of this letter in your facility s records. 7. Complete and return the acknowledgement form via email to BSCFieldActionCenter@bsci.com The Surgical Implant Manual has updates that include: - If you have difficulty locking the Slider, you may need to remove the Lead Stylet before locking the Slider in place, or replace the Retaining Clip using another Burr Hole Cover Kit or Burr Hole Cover Spares Kit. - You may confirm the Slider is fully locked. - Verify that the DBS Lead has not moved from the desired location (e.g. by intraoperative imaging). Report all device-related incidents or quality concerns experienced with the use of these devices to firm at BSN.ComplaintCallCenter@bsci.com | 24,583 | Worldwide - US Nationwide distribution including in the states of MN, FL, CO, MD, NY, NE, PA, WI, AZ, TN, MO, TX, MI, MT, MA, WV, AL, VA, NC, CA, OR, WA, LA, OH, NJ, NH, SD, GA, CT, NV, UT, IN, ID, IL, ME, SC, DC, OK, KY, AK, HI, RI, AR, KS, NM and the countries of Algeria, Austria, Azerbaijan, Belgium, Bulgaria, Croatia, Denmark, Egypt, Finland, France, Georgia, Germany, Greece, Hungary, Iceland, Iran, Ireland, Israel, Italy, Jordan, Kazakhstan, Kuwait, Lebanon, Libya, Luxembourg, Malta, Morocco, Netherlands, Norway, Pakistan, Poland, Portugal, Romania, Russian Fed., Saudi Arabia, Serbia, Slovakia, South Africa, Spain, Sweden, Switzerland, T¿rkiye, UAE, Ukraine, United Kingdom, Canada, Japan, Argentina, Brazil, Chile, Colombia , Ecuador, Mexico, Hong Kong, China, India, Singapore, Korea, Taiwan. | multiple: ipg/neurostimulator; labeling/mri/instructions; lead/electrode; surgical accessory | Burr hole cover retaining clip/lead migration risk | keyword_product_description | Vercise | ['Vercise'] | Yes | Boston Scientific Vercise burr hole cover kit; retaining clip difficulty and potential lead migration
Z-2558-2025¦97144 | 214651 | Z-2558-2025 | 97144 | 2025-07-08 | 2025-09-12 |  | Open, Classified | NHL | P150031 | Boston Scientific-associated | Boston Scientific Neuromodulation Corporation | Vercise Deep Brain Stimulation Systems Surgical Implant Manual, Document Number: 92328632-09 | UDI-DI: 08714729985044, 08714729985051. Document Number/Revision: 92328632-09, Rev A | Wire break(s) have occurred in rechargeable deep brain stimulation implantable pulse generators, implanted in the submuscular pectoral location. Wire breaks prevent successful stimulation, thus requiring device removal/replacement and users may experience high monopolar impedances, undesired sensation, loss of therapy, return of symptoms and/or Bluetooth connectivity challenges. | Labeling design | On 7/8/2025, correction notices were mailed in the U.S. and mailed, emailed, or hand delivered outside the U.S. Healthcare Professionals were asked to do the following: 1) Review the Surgical Implant Manual updates. 2) If you are a facility that has sent products to another hospital or a facility within your network, ensure this notification is forwarded to them. 3) A patient letter is enclosed with this communication, which can be shared with your patient and/or included within the patient's medical record. 4) Monitor per relevant IFU recommendations for any clinical observations of high monopolar impedances, undesired sensation, sudden loss of therapy, return of pre-implant symptoms and/or Bluetooth connectivity challenges, as these may be signals of potential feedthrough wire break(s) (component damage). 5) If you are a distributor, this notification must be forwarded to your customers to ensure this notification is carried out to the end-user level. 6) To provide awareness of this information, share this letter with any other clinicians in your hospital who use the system. 7) Maintain a copy of this letter in your facility's records. 8) Complete and return the acknowledgement form via email to BSCFieldActionCenter@bsci.com report all device-related incidents or quality concerns experienced with the use of these devices to the firm at BSN.ComplaintCallCenter@bsci.com | 25,260 | Worldwide - US Nationwide distribution including in the states of MN, FL, CO, MD, NY, NE, PA, WI, AZ, TN, MO, TX, MI, MT, MA, WV, AL, VA, NC, CA, OR, WA, LA, OH, NJ, NH, SD, GA, CT, NV, UT, IN, ID, IL, ME, SC, DC, OK, KY, AK, HI, RI, AR, KS, NM and the countries of Argentina, Brazil, Chile, Ecuador, Colombia , Mexico, Canada, Japan, Algeria, Austria, Azerbaijan, Belgium, Bulgaria, Croatia, Denmark, Egypt, Finland, France, Georgia, Germany, Greece, Hungary, Iceland, Iran, Ireland, Israel, Italy, Jordan, Kazakhstan, Kuwait, Lebanon, Libya, Luxembourg, Malta, Morocco, Netherlands, Norway, Pakistan, Poland, Portugal, Romania, Russian Fed., Saudi Arabia, Serbia, Slovakia, South Africa, Spain, Sweden, Switzerland, Turkiye, UAE, Ukraine, United Kingdom, Hong Kong, China, Singapore, Korea, Taiwan , India, Thailand. | multiple: extension/connector; ipg/neurostimulator; labeling/mri/instructions | Rechargeable IPG wire break/high impedance/loss of therapy | keyword_product_description | deep brain stimulation | ['Vercise', 'deep brain stimulation'] | Yes | Boston Scientific Vercise surgical implant manual; wire breaks in rechargeable DBS IPGs
Z-0459-2026¦97754 | 216515 | Z-0459-2026 | 97754 | 2025-10-06 | 2025-11-07 |  | Open, Classified | MHY | P140009 | Abbott/St. Jude-associated | Abbott Medical | Liberta RC DBS IPG (Implantable Pulse Generator), Model Number 62400 | UDI/DI 05415067047663, Serial Numbers: 20196493, 20196495, 20196496, 20196497, 20196498, 20196500, 20196502, 20196503, 20196504, 20196505, 20196506, 20196507, 20196508, 20196509, 20196511, 20196512, 20196513, 20196514, 20196515, 20196516, 20196517, 20207397, 20207398, 20207399, 20207400, 20207401, 20207402, 20207403, 20207405, 20207406, 20207407, 20207408, 20207409, 20207410, 20207411, 20207412, 20207413, 20207414, 20207415, 20207416, 20207417, 20207418, 20207419, 20207420, 20207421, 20207422, 20207423, 20207424, 20207425, 20207427, 20207428, 20207429, 20207430, 20207431, 20207432, 20207433, 20207434, 20207435, 20207436, 20207437, 20207438, 20207441, 20207442, 20207443, 20207444, 20207445, 20207446, 20207447, 20207448, 20207449, 20207450, 20207451, 20207452, 20207454, 20207455, 20207456, 20207457, 20207458, 20207459, 20207460, 20207461, 20207462, 20207463, 20207464, 20207465, 20207466, 20207467, 20207468, 20207469, 20207470, 20207471, 20207472, 20207473, 20207474, 20207477, 20207478, 20207481, 20207482, 20207483, 20207484, 20207485, 20207486, 20207487, 20207488, 20207489, 20207490, 20207491, 20207494, 20207495, 20207496, 20208681, 20208682, 20208683, 20208684, 20208685, 20208686, 20208687, 20208688, 20208689, 20208690, 20208691, 20208692, 20208693, 20208695, 20208696, 20208697, 20208698, 20208699, 20208701, 20208703, 20208704, 20219079, 20219080, 20219081, 20219082, 20219083, 20219084, 20219085, 20219086, 20219087, 20219088, 20219089, 20219090, 20219091, 20219092, 20219093, 20219094, 20219095, 20219096, 20219097, 20219098, 20219099, 20219100, 20219101, 20219102, 20219103, 20219104, 20219105, 20219106, 20219107, 20219108, 20219109, 20219110, 20219111, 20219113, 20219114, 20219115, 20219116, 20219117, 20219118, 20219119, 20219120, 20219121, 20219122, 20219123, 20219124, 20219126, 20219128, 20219129, 20219130, 20219131, 20219132, 20219133, 20219134, 20219135, 20219136, 20219137, 20219138, 20219139, 20219140, 20219142, 20219143, 20219144, 20219145, 20219146, 20219147, 20219148, 20219149, 20219150, 20219151, 20219152, 20219154, 20219155, 20219156, 20219157, 20219158, 20219159, 20219160, 20219162, 20219163, 20219164, 20219165, 20219166, 20219167, 20219168, 20219169, 20219171, 20219173, 20219174, 20219175, 20219176, 20219177, 20219178, 20232812, 20232814, 20232815, 20232816, 20232817, 20232818, 20232819, 20232821, 20232822, 20232824, 20232825, 20232827, 20232829, 20232830, 20232831, 20232832, 20232833, 20232834, 20232835, 20232836, 20232837, 20232838, 20232839, 20232840, 20232842, 20232844, 20232845, 20232846, 20232847, 20232848, 20232849, 20232850, 20232851, 20232852, 20232853, 20232854, 20232855, 20232856, 20232857, 20232858, 20232859, 20232861, 20232862, 20232863, 20232864, 20232865, 20232866, 20232867, 20232868, 20232869, 20232871, 20232872, 20232873, 20232874, 20232875, 20232877, 20232878, 20232879, 20232880, 20232881, 20240514, 20240516, 20240518, 20240520, 20240524, 20240528, 20240529, 20240530, 20240532, 20240533, 20240536, 20240538, 20240539, 20240543, 20240544, 20240545, 20240546, 20240547, 20240550, 20240552, 20240515, 20240517, 20240519, 20240521, 20240522, 20240526, 20240527, 20240531, 20240534, 20240535, 20240537, 20240541, 20240542, 20240551, 20237409, 20237410, 20237415, 20237416, 20237422, 20237424, 20237426, 20237429, 20237430, 20237437, 20237439, 20237442, 20237444, 20237445, 20237447, 20237453, 20237454, 20237459, 20237463, 20237470, 20237479, 20237480, 20237481, 20237484, 20237485, 20237486, 20237491, 20237494, 20237506, 20237413, 20237418, 20237419, 20237428, 20237432, 20237433, 20237434, 20237438, 20237440, 20237443, 20237449, 20237451, 20237452, 20237458, 20237461, 20237462, 20237465, 20237466, 20237475, 20237477, 20237482, 20237483, 20237487, 20237488, 20237492, 20237499, 20237500, 20237501, 20237503, 20237504, 20237407, 20237408, 20237414, 20237417, 20237421, 20237423, 20237427, 20237435, 20237436, 20237441, 20237446, 20237448, 20237450, 20237455, 20237456, 20237457, 20237460, 20237467, 20237468, 20237469, 20237471, 20237472, 20237476, 20237478, 20237489, 20237490, 20237493, 20237496, 20237497, 20237498, 20237505, 20266863, 20266864, 20266866, 20266867, 20266868, 20266869, 20266871, 20266872, 20266874, 20266875, 20266877, 20266878, 20266879, 20266880, 20266881, 20266883, 20266884, 20266885, 20266886, 20266887, 20266888, 20266889, 20266891, 20266892, 20266894, 20266895, 20266896, 20266897, 20266898, 20266899, 20266900, 20266901, 20266902, 20267204, 20267205, 20267206, 20267209, 20267210, 20267211, 20267213, 20267214, 20267215, 20267218, 20267225, 20267229, 20267231, 20267234, 20267235, 20267238, 20267240, 20267242, 20267245, 20267250, 20267255, 20267264, 20267265, 20267268, 20267270, 20267271, 20267275, 20267277, 20267278, 20267284, 20267286, 20267291, 20267294, 20267295, 20267297, 20267299, 20267301, 20267302, 20267303, 20267208, 20267216, 20267217, 20267219, 20267220, 20267222, 20267224, 20267226, 20267227, 20267230, 20267232, 20267236, 20267239, 20267241, 20267243, 20267244, 20267246, 20267247, 20267248, 20267249, 20267251, 20267252, 20267254, 20267256, 20267258, 20267260, 20267261, 20267262, 20267263, 20267266, 20267267, 20267272, 20267273, 20267274, 20267276, 20267279, 20267280, 20267281, 20267282, 20267283, 20267287, 20267288, 20267289, 20267290, 20267292, 20267293, 20267296, 20267298, 20267300, 20365319, 20365320, 20365321, 20365322, 20365323, 20365325, 20365326, 20365329, 20365330, 20365333, 20365337, 20365338, 20365339, 20365340, 20365341, 20365342, 20365343, 20365348, 20365350, 20365351, 20365355, 20365361, 20365362, 20365363, 20365364, 20365371, 20365373, 20365379, 20365383, 20365384, 20365385, 20365386, 20365388, 20365389, 20365391, 20365392, 20365393, 20365394, 20365395, 20365396, 20365397, 20365398, 20365401, 20365403, 20365409, 20365410, 20365411, 20365414, 20365416, 20365324, 20365327, 20365328, 20365331, 20365332, 20365334, 20365335, 20365336, 20365344, 20365345, 20365346, 20365347, 20365349, 20365352, 20365353, 20365356, 20365359, 20365360, 20365365, 20365366, 20365367, 20365368, 20365369, 20365370, 20365372, 20365375, 20365376, 20365377, 20365378, 20365380, 20365381, 20365382, 20365387, 20365390, 20365399, 20365400, 20365402, 20365404, 20365405, 20365406, 20365407, 20365408, 20365412, 20365415, 20365417, 20367788, 20367789, 20367791, 20367794, 20367796, 20367798, 20367799, 20367801, 20367804, 20367806, 20367807, 20367810, 20367813, 20367815, 20367820, 20367821, 20367822, 20367823, 20367824, 20367825, 20367827, 20367830, 20367834, 20367835, 20367836, 20367839, 20367840, 20367841, 20367843, 20367844, 20367845, 20367847, 20367850, 20367853, 20367860, 20367863, 20367864, 20367865, 20367868, 20367870, 20367871, 20367872, 20367874, 20367877, 20367878, 20367879, 20367880, 20367882, 20367886, 20367787, 20367795, 20367797, 20367819, 20367828, 20367832, 20367849, 20367858, 20367861, 20367862, 20367866, 20367867, 20367869, 20367873, 20367876, 20385679, 20385682, 20385686, 20385687, 20385689, 20385696, 20385697, 20385701, 20385706, 20385707, 20385708, 20385714, 20385715, 20385724, 20385726, 20385727, 20385728, 20385730, 20385731, 20385733, 20385735, 20385740, 20385743, 20385745, 20385749, 20385750, 20385753, 20385755, 20385758, 20385760, 20385763, 20385766, 20385767, 20385768, 20385769, 20232841. | There is a potential issue affecting Eterna Spinal Cord Stimulation (SCS) Implantable Pulse Generators (IPGs), Model 32400 and Liberta RC Deep Brain Stimulation (DBS) Implantable Pulse Generators (IPGs), Model 62400 . These devicess may experience a loss of communication with the Clinician Programmer (CP) and/or the Patient Controller (PC). | Process control | On 10/01/2025 Abbott issued an URGENT MEDCIAL DEVICE RECALL NOTICE to its consignees via email and mail. The notice explained the issue and requested the devices not be implanted, and informed the consignee that a representative would remove the affected devices. Abbott issued an URGENT MEDICAL DEVICE CORRECTION notice to its consignees on 10/06/2025 via email and mail using a traceable means. The notice explained the issued and provided the following patient management guidance: "There are various factors that can lead to BLE communication loss between an IPG and CP/PC, and not all instances are related to this identified component issue. If the PC and/or CP is unable to communicate with the patient's IPG, the troubleshooting steps outlined below, as well as those provided in the Troubleshooting section of CP (Model 55600) and PC (Models 55500, 3876) Instructions for Use may help restore communication. " Use the CP to confirm communication with the IPG during the implant procedure and verify that BLE connectivity is functioning. In some cases, this issue may be detected prior to implantation. " Ensure that Bluetooth wireless connectivity is enabled on both the CP and PC. " Reduce the distance between the CP/PC and the IPG and confirm there are no physical obstructions. Maintaining a clear line of sight may improve communication. " Move away from potential sources of wireless interference, such as household appliances, Wi-Fi routers, electrical equipment, or other wireless devices. " Do not operate other wireless devices at the same time and disconnect any Bluetooth wireless technology media accessories. " If the problem persists, contact your Abbott representative or Abbott Technical Support (1-800-727-7846) for help to determine whether the inability to communicate is related to this issue." Actions to be Taken: Please return a completed Acknowledgement Form and maintain a record of this notice along with a copy of the completed Acknowledgement Form. | 722 units | Worldwide distribution. | multiple: ipg/neurostimulator; labeling/mri/instructions; lead/electrode; programmer/software | IPG communication failure | keyword_product_description | DBS | ['DBS', 'Liberta RC DBS'] | Yes | Abbott Liberta RC DBS IPG; communication issue with clinician/patient controller

## S6_Recall_Event
res_event_number | n_product_records | event_date_initiated | event_date_posted | event_year | recall_status | manufacturer_group | product_codes | product_res_numbers | pma_numbers | curated_problem_categories | component_categories_auto | root_cause_descriptions | representative_product_description | representative_reason_for_recall
71016 | 1 | 2015-04-16 | 2015-05-15 | 2015 | Terminated | Medtronic-associated | MHY | Z-1617-2015 | P960009 | Extension/impedance handling | multiple: extension/connector; ipg/neurostimulator; labeling/mri/instructions; surgical accessory | Under Investigation by firm | Medtronic DBS Extension Kit for Deep Brain Stimulation, Models 37085 and 37086. Sterile | Medtronic is providing Important information regarding extension handling during implant procedure after receiving reports of high impedances. This applies to extension Models 37085 and 37086 which can be used with the following implantable Neurostimulators: Activa PC (Model 37601), Activa RC (Model 37612), and the Activa SC (Model 37603).
74545 | 1 | 2016-06-10 |  | 2016 | Terminated | Medtronic-associated | MHY | Z-2602-2016 | P960009 | Lead insulation damage | multiple: lead/electrode; surgical accessory | Process design | Medtronic, Lead Kit for DBS Stimulation. Model Numbers 3387S-40 (p/n 3387S0007V) & 3389S-40 (p/n 3389S0008V). | Medtronic has voluntarily decided to retrieve unused Model 3387S-40 and 3389S-40 DBS leads from three manufacturing lot numbers. During the manufacturing process of a DBS lead component, Medtronic identified the potential for lead insulation damage.
74552 | 1 | 2016-06-23 |  | 2016 | Terminated | Medtronic-associated | MHY | Z-2645-2016 | P960009 | Pocket adaptor conductor wire fracture | multiple: extension/connector; ipg/neurostimulator; labeling/mri/instructions | Nonconforming Material/Component | DBS Pocket Adaptor, Model 64001 and Model 64002. The Medtronic Models 64001 (1x4) and 64002 (2x4) Pocket Adaptors can be used as a part of a neurostimulation system for deep brain stimulation. The pocket adaptor is intended to be implanted with the new replacement neurostimulator in the same pocket used for the explanted neurostimulator. Implanting in the same neurostimulator pocket allows for a single-incision procedure. | Due to the potential for pocket adaptor conductor wire fractures involving DBS Pocket Adaptor Model 64001 and Model 64002, a safety notification was sent to healthcare professionals to reinforce device specific labeling for the handling of pocket adaptors and system integrity checking during implant procedures.
77839 | 1 | 2017-03-17 |  | 2017 | Terminated | Medtronic-associated | MHY | Z-3069-2017 | P960009 | Lead placement accessory malfunction | multiple: lead/electrode; surgical accessory | Process control | DBS Lead Depth Stop contained in Medtronic Deep Brain Stimulation (DBS) lead kits, models 3387/3387S, 3389/3389S, and 3391/3391S, The lead kit contains one DBS lead in addition to multiple accessories used in DBS lead implant procedures. Among these accessories is the DBS lead holder, also referred to as the lead depth stop. The lead holder affixes to the DBS lead during the lead implant procedure, marking the distance to the lead tip and providing control of DBS lead depth during implant by interfacing with the stereotactic system | Medtronic received reports that the DBS depth stop did not adequately secure to the lead, which can result in DBS lead placement beyond the intended target.
81461 | 1 | 2018-10-11 |  | 2018 | Terminated | Abbott/St. Jude-associated | MHY | Z-0593-2019 | P140009S001; P140009S037 | Directional lead material nonconformity | multiple: extension/connector; ipg/neurostimulator; labeling/mri/instructions; lead/electrode | Mixed-up of materials/components | St. Jude Medical InfinityTM DBS System 8CH Directional Lead, 30 cm, 0.5 REF 6170 - STERILE EO Rx ONLY CE 0086 0123 St. Jude Medical Plano, TX St. Jude Medical InfinityTM DBS System 8CH Directional Lead, 40 cm, 0.5 REF 6172 STERILE EO Rx ONLY St. Jude Medical Plano, TX Instructions For Use: Lead and Extension Kits for Deep Brain Stimulation Systems Clinician's Manual ST. JUDE MEDICAL - Product Usage: St. Jude Medical Deep Brain Stimulation (DBS)leads are intended to deliver stimulation to target areas in the brain. DBS extensions are intended to connect the leads to implantable pulse generators (IPGs). St. Jude Medical DBS leads are designed for introduction into the brain using standard stereotactic neurosurgical techniques. DBS system delivers electrical stimulation to a precisely targeted area in the brain. Leads are implanted in the brain and are connected to extensions, which are passed under the skin and are connected to the neurostimulator. Leads for the St. Jude Medical Infinity DBS System feature electrodes on a stiff distal end with an inactive lead tip. The proximal end of the lead contains contact bands that correspond with each of the distal electrodes and an inactive band that functions as a contact for a setscrew when connecting to a compatible extension. The 8-channel leads contain cylindrical and segmented electrodes. The segmented electrodes can be activated independently to focus stimulation in one direction to help target desired neurological structures. As stated in Clinician manual (ARTEN600008305 Rev A), leads materials which are intended to come into contact with tissue are Platinum-iridium and polycarbonate urethane. In addition, drawing for the Stim Tip, 1-3-3-1 Directional DBS lead requires that the electrode material shall be 90/10 Platinum Iridium. | The most proximal unsegmented electrode of the Deep Brain Stimulation leads, may be constructed with MP35N instead of the required 90/10 platinum-iridium.
84983 | 1 | 2019-04-24 |  | 2019 | Terminated | Boston Scientific-associated | NHL | Z-2125-2020 | P150031 | Extension kit labeling/use-by-date | multiple: extension/connector; labeling/mri/instructions; lead/electrode; surgical accessory | Labeling Change Control | Fifty-five (55) cm 8 Contact Extension Kit, part number M365NM3138550 - Product Usage: The Deep Brain Stimulation (DBS) System is indicated for use in bilateral stimulation of the subthalamic nucleus (STN) as an adjunctive therapy in reducing some of the symptoms of moderate to advanced levodopa-responsive Parkinson s disease (PD) that are not adequately controlled with medication. | The firm is initiating a voluntary removal of certain spinal cord stimulation leads, lead extensions, adapters, and deep brain stimulation lead extensions due to the "use by date" displayed on the label which is later than the correct "use by date". No adverse health consequence is expected to occur from this issue.
86907 | 1 | 2020-11-19 |  | 2020 | Terminated | Medtronic-associated | MHY | Z-0612-2021 |  | Patient programmer connection anomaly | multiple: ipg/neurostimulator; labeling/mri/instructions; programmer/software | Software design | Percept PC Implantable Neurostimulator (INS) - Product Usage: The Percept PC is a neurostimulation device for deep brain stimulation therapy. It is indicated for DBS treatment for Parkinson s disease, essential tremor, dystonia, obsessive-compulsive disorder, and epilepsy. | A software anomaly in the A620 Patient Programmer application was identified that results in failure to connect with the Percept PC device.
87569 | 1 | 2021-03-09 |  | 2021 | Open, Classified | Medtronic-associated | MHY | Z-1368-2021 | P960009 | Clinician programmer software anomaly | multiple: ipg/neurostimulator; programmer/software | Under Investigation by firm | A610 Clinician Programmer Application for Deep Brain Stimulation Clinician Programming Guide Percept PC Model B35200 Neurostimulator Application, version 2.0.4584, 2.0.4594, 2.0.4605, and 3.0.1057* * Version 3.0.1057 is approved for distribution in Europe only. | There are two issues within this correction action: 1. Cycling Issue: When copying settings from a previously used Activa device to a new Percept PC Implantable Neurostimulator (INS) using the "replacement" function of the A610 clinician programmer application, the cycling feature is not copied properly. 2. Log Fill Issue: When the Percept PC INS System Event log is full, the clinician programmer A610 Software application version 2.0.4584, 2.0.4594, 2.0.4605, or 3.0.1057 crashes when it attempts a reading of the last records in the log.
88889 | 1 | 2021-10-19 |  | 2021 | Open, Classified | Medtronic-associated | MHY | Z-0418-2022 | P960009 | IPG electronic vulnerability during cardioversion | ipg/neurostimulator | Under Investigation by firm | Model B35200 - Percept PC BrainSense Implantable Neurostimulator | During cardioversion events, the Model B35200 Percept PC Implantable Neurostimulator could become unresponsive and non-functional. Cardioversion is a procedure performed by a cardiologist to correct an abnormal heartbeat. Medtronic has determined that the cardioversion may damage the circuit electronics in the Percept PC stimulator, thereby, causing the Percept PC stimulator to become non-responsive.
88953 | 1 | 2021-11-04 |  | 2021 | Open, Classified | Medtronic-associated | MHY | Z-0294-2022 | P960009S365 | Recharger unresponsive | multiple: charger; ipg/neurostimulator; labeling/mri/instructions; surgical accessory | Other | Medtronic Wireless Recharger Model WR9200 included in the RS6200 Recharger Kit used by the Activa RC (Model 37612) implantable neurostimulator. | The wireless rechargers (WR; WR9200 and WR9220; included in the Recharger Kits) become unresponsive if the charging steps, indicated in the Recharger Patient User Guide, are not followed.
89994 | 2 | 2022-03-30 |  | 2022 | Open, Classified | Medtronic-associated | MHY; MRU | Z-1128-2022; Z-1129-2022 | P960009 | IPG-programmer communication failure | multiple: ipg/neurostimulator; programmer/software | Under Investigation by firm | Percept BrainSense Implantable Neurostimulator (INS), Model B35200 | The Implantable Neurostimulator (INS) cannot communicate with the clinical programmer and/or the patient programmer system.
93170 | 1 | 2022-05-27 | 2023-11-03 | 2022 | Completed | Medtronic-associated | MHY | Z-0217-2024 | P960009 | Lead kit labeling/use-by-date | multiple: labeling/mri/instructions; lead/electrode; surgical accessory | Labeling Change Control | LEAD 3387S-40 STIMLOC DBS, Model Number 3387S-40. Electrical implantable device. | There are a small number of units of the DBS Lead with StimLoc kit (3387S-40) due to a discrepancy in the Use By Date (UBD) printed on the outer packaged kit label versus the UBD printed on the individual product label.
93083 | 1 | 2023-01-20 | 2023-10-18 | 2023 | Open, Classified | Medtronic-associated | MHY | Z-0121-2024 | P960009S391 | Connector plug labeling/use-by-date | multiple: extension/connector; labeling/mri/instructions; lead/electrode | Labeling Change Control | SenSight Connector Plug, Model Number B31061. | Medtronic is requesting return of a small number of units of the SenSight Connector Plug, Model B31061, due to a discrepancy in the Use By Date (UBD) printed on the label.
91957 | 1 | 2023-03-17 | 2023-04-19 | 2023 | Open, Classified | Medtronic-associated | MHY | Z-1408-2023 | P960009S391 | Extension tunneling accessory manufacturing issue | multiple: extension/connector; lead/electrode; surgical accessory | Nonconforming Material/Component | Medtronic SenSight Extension Tunneler Kit, REF B31030; The Extension Tunneler Kit is used to assist in the tunneling and passage of extensions for deep brain stimulation | Medtronic has received reports of SenSight Extension Tunneler kits that contain dual carriers with have been machined on only one side. As a result, the dual carrier cannot be used to pass two extensions simultaneously.
92688 | 2 | 2023-07-18 | 2023-09-11 | 2023 | Open, Classified | Abbott/St. Jude-associated | LGW | Z-2510-2023; Z-2511-2023 | P010032; P010032S096; P010032S151 | MRI mode/controller communication issue | multiple: ipg/neurostimulator; labeling/mri/instructions; programmer/software | Under Investigation by firm | Infinity 5 Implantable Pulse Generator REF 6660 Product Description: The implantable pulse generator (IPG) is an electronic device designed to be connected to one or more extensions or leads with up to 16 electrodes total. It is powered by a hermetically sealed battery within a titanium case and uses microelectronic circuitry to generate constant-current electrical stimulation. The IPG can deliver stimulation with a single program or with multiple programs. Each program can provide stimulation to a single anatomical area or to multiple areas. The IPG communicates wirelessly with system programmers and controllers, and the IPGs are available in small and large sizes to accommodate different power needs. The Proclaim" XR and Proclaim" Plus IPGs are used for Spinal Cord Stimulation (SCS). The Proclaim" DRG IPG is used for Dorsal Root Ganglion (DRG) stimulation. The Infinity" IPG is used for Deep Brain Stimulation (DBS). | Firm has received complaints from patients who are unable to exit MRI (Magnetic Resonance Imaging) mode on their IPGs (Implantable Pulse Generators).
94377 | 1 | 2024-04-18 | 2024-05-24 | 2024 | Open, Classified | Boston Scientific-associated | NHL | Z-1890-2024 | P150031 | IPG charging-related reset/transient therapy interruption | multiple: charger; ipg/neurostimulator; lead/electrode; surgical accessory | Device Design | Vercise Genus Deep Brain Stimulation (DBS) Implantable Pulse Generator IPG: R16 IPG KIT, REF: M365DB12160, and R32 IPG KIT, REF: M365DB12320 | Deep Brain Stimulation (DBS) Implantable Pulse Generator (IPG) may experience routine system check during IPG charging, which may cause device reset. The device reset could lead transient loss of stimulation; patients may experience undesired sensations, transient worsening of movement disorder symptoms, which may lead patient to request surgical intervention for replacement or revision.
94845 | 1 | 2024-05-15 | 2024-07-24 | 2024 | Open, Classified | Medtronic-associated | MHY | Z-2427-2024 |  | MRI eligibility labeling/software issue | multiple: ipg/neurostimulator; labeling/mri/instructions; programmer/software | Under Investigation by firm | A610 Clinician Programmer (CP) Software Application (app) with the following versions: Version 2.0.x (2.0.4584, 2.0.4594, 2.0.4605, 2.0.4630, and 2.0.4648), Version 3.0.x (3.0.1057, 3.0.1062, 3.0.1081, and 3.0.1098), Version 4.0.x (4.0.1052). Includes the below product descriptions: 1. ADAPTOR 64001 1X4 MVMT POCKET ADAPTOR, 2. ADAPTOR 64002 2X4 MVMT POCKET ADAPTOR, 3. INS 37602 Activa SC Neurostimulator, 4. INS 37603 Activa SCx Neurostimulator, 5. INS B35200 DBS PERCEPT PC, 6. INS B35300 PERCEPT RC V1 | Patients implanted with a pocket adaptor (Model 64001 and/or 64002) are limited to HEAD ONLY MRI eligibility.
95465 | 1 | 2024-09-18 | 2024-11-13 | 2024 | Open, Classified | Medtronic-associated | LGW | Z-0372-2025 | P080025; P840001; P960009; P970004 | Recharger first-use failure | multiple: charger; ipg/neurostimulator; labeling/mri/instructions; surgical accessory | Under Investigation by firm | Medtronic Recharger Kits, RS6230, RS7230, and RS5220A, containing components WR9230 and WR9220A Recharger for rechargeable implantable neurostimulators. The Rechargers are used with Neurostimulator Inceptiv INS Model 977119 and Percept RC INS Model B35300 as part of the Deep Brain Stimulation (DBS) system. WR9220A is used with InterStim Micro, Model 97810, as part of Pelvic Health system | The Wireless Rechargers in the kits may be unable to enter a recharging session upon first use.
95489 | 1 | 2024-09-24 | 2024-10-23 | 2024 | Open, Classified | Medtronic-associated | MHY | Z-0206-2025 | P960009 | IPG-programmer communication failure | multiple: ipg/neurostimulator; programmer/software | Under Investigation by firm | Medtronic Percept RC Implantable Neurostimulators (INS), Model B35300. | A limited number of Percept RC Implantable Neurostimulators (INS), Model B35300 will not be able to communicate with the A610 DBS Clinician Programmer Application upon use and an "Invalid Device" message will appear.
96916 | 1 | 2025-07-08 | 2025-08-19 | 2025 | Open, Classified | Boston Scientific-associated | NHL | Z-2340-2025 | P150031 | Burr hole cover retaining clip/lead migration risk | multiple: ipg/neurostimulator; labeling/mri/instructions; lead/electrode; surgical accessory | Component change control | Burr Hole Cover Kit, REF: M365DB4600C0; Burr Hole Cover Spares Kit, REF: M365DB4605C0. Components of Vercise Deep Stimulation System used with the Surgical Implant Manual | Resistance and difficulties could occur while closing the retaining clip locking mechanism, which is part of a burr hole cover kit, which is part of a Deep Brain Stimulation (DBS) system, which may lead to procedural delay, or lead-migration-which may require additional surgery.
97144 | 1 | 2025-07-08 | 2025-09-12 | 2025 | Open, Classified | Boston Scientific-associated | NHL | Z-2558-2025 | P150031 | Rechargeable IPG wire break/high impedance/loss of therapy | multiple: extension/connector; ipg/neurostimulator; labeling/mri/instructions | Labeling design | Vercise Deep Brain Stimulation Systems Surgical Implant Manual, Document Number: 92328632-09 | Wire break(s) have occurred in rechargeable deep brain stimulation implantable pulse generators, implanted in the submuscular pectoral location. Wire breaks prevent successful stimulation, thus requiring device removal/replacement and users may experience high monopolar impedances, undesired sensation, loss of therapy, return of symptoms and/or Bluetooth connectivity challenges.
97754 | 1 | 2025-10-06 | 2025-11-07 | 2025 | Open, Classified | Abbott/St. Jude-associated | MHY | Z-0459-2026 | P140009 | IPG communication failure | multiple: ipg/neurostimulator; labeling/mri/instructions; lead/electrode; programmer/software | Process control | Liberta RC DBS IPG (Implantable Pulse Generator), Model Number 62400 | There is a potential issue affecting Eterna Spinal Cord Stimulation (SCS) Implantable Pulse Generators (IPGs), Model 32400 and Liberta RC Deep Brain Stimulation (DBS) Implantable Pulse Generators (IPGs), Model 62400 . These devicess may experience a loss of communication with the Clinician Programmer (CP) and/or the Patient Controller (PC).

## S7_PMA_Manufacturer
manufacturer_group | n_all_available | n_2015_2025
Abbott/St. Jude-associated | 122 | 117
Boston Scientific-associated | 89 | 85
Medtronic-associated | 505 | 307

## S8_PMA_ProductCode
product_code | n_all_available | n_2015_2025
MHY | 598 | 396
Missing/keyword | 25 | 25
NHL | 91 | 86
PJS | 1 | 1
SGS | 1 | 1

## S9_PMA_Annual
decision_year | n_all_available | n_2015_2025
1997 | 1 | 0
1998 | 2 | 0
1999 | 5 | 0
2000 | 5 | 0
2001 | 7 | 0
2002 | 5 | 0
2003 | 2 | 0
2004 | 1 | 0
2005 | 3 | 0
2006 | 5 | 0
2007 | 3 | 0
2008 | 6 | 0
2009 | 17 | 0
2010 | 27 | 0
2011 | 28 | 0
2012 | 24 | 0
2013 | 23 | 0
2014 | 25 | 0
2015 | 39 | 39
2016 | 38 | 38
2017 | 45 | 45
2018 | 39 | 39
2019 | 56 | 56
2020 | 48 | 48
2021 | 42 | 42
2022 | 41 | 41
2023 | 43 | 43
2024 | 61 | 61
2025 | 57 | 57
2026 | 18 | 0

## S10_Query_Manifest
Database layer | Manifest rows | Downloaded rows | No-results rows | Error rows | Raw downloaded records / notes
MAUDE/openFDA Device Event | 528 | 297 | 231 | 0 | Raw records downloaded: 39867
FDA/openFDA Device Recall | 21 | 12 | 9 | 0 | Raw records downloaded: 70; curated recall events: 22
FDA/openFDA PMA | 130 | 18 | 112 | 0 | Raw records downloaded: 1648; curated PMA/supplements: 716

## S11_Stats
Table S11A. Exploratory statistical tests
Analysis | Data compared | Test | Statistic | p value | Effect size | Interpretation
Annual MAUDE event-type composition | Calendar year × FDA event type; Injury/Malfunction/Death; Other excluded because sparse | Pearson chi-square | χ²=991.6; df=20 | <0.001 | Cramer's V=0.112 | Event-type composition differed across years; small effect; not incidence.
Annual MAUDE report volume trend | Calendar year vs total annual report count | Spearman rank correlation | ρ=0.196 | 0.564 | Not applicable | No statistically significant monotonic trend in total report volume.
Death-coded report proportion over time | Year vs death-coded proportion among non-Other event types | Spearman rank correlation and exploratory grouped-binomial logistic model | ρ=-0.782; OR/year=0.883 (95% CI 0.853–0.914) | Spearman p=0.004; regression p<0.001 | OR per calendar year | Reporting-composition finding only; not mortality, survival, or device-safety improvement. Unadjusted model based on 11 annual observations.
Product-code reporting composition | Product code × FDA event type; Death/Injury/Malfunction | Pearson chi-square | χ²=1459.7; df=4 | <0.001 | Cramer's V=0.135 | Composition differed by product code; not indication-specific risk.
Manufacturer-associated reporting composition | Three main manufacturer-associated groups × FDA event type | Pearson chi-square | χ²=4877.2; df=4 | <0.001 | Cramer's V=0.247 | Exploratory reporting composition; not manufacturer safety.
PMA lifecycle-domain composition | Collapsed PMA lifecycle domain × period; pre-2015 vs 2015–2025 | Pearson chi-square | χ²=16.3; df=3 | <0.001 | Cramer's V=0.151 | Lifecycle composition differed across periods; not clinical safety signal.
Table S11B. Standardized residuals for product-code × event-type composition
Product code | Death | Injury | Malfunction
MHY | -0.839 | -2.731 | 2.738
NHL | 6.799 | 24.098 | -24.084
PJS | -2.734 | -10.735 | 10.692
Table S11C. Collapsed PMA lifecycle-domain counts for pre-2015 vs 2015–2025 comparison
Collapsed PMA lifecycle domain | Pre-2015 records | 2015–2025 records
Design / component / material modification | 27 | 85
Labeling / indications / instructions | 16 | 35
Manufacturing / process / quality system | 149 | 381
Other / base approval / postapproval / unspecified | 15 | 8
Note | All statistical tests assess public-record reporting or regulatory-record composition, not clinical incidence, patient-level risk, device safety, manufacturer safety, or causality.
Additional statistical interpretation notes
Multiplicity | No correction for multiple comparisons was applied because analyses are exploratory and descriptive.
Grouped-binomial model | Annual death-coded reports were modeled against annual non-Other report denominators with calendar year as continuous predictor; no patient-level covariates, denominator, exposure time, or clinical adjudication were available.
Other event type | The two records coded as Other were excluded from chi-square analyses due to sparsity.
Manufacturer-associated groups | Groups are descriptive harmonized labels based on manufacturer-name, product-name, and PMA-family context; they are not standardized exposure categories and cannot support manufacturer safety ranking.