## SI2
Supplementary Information 2
Carbon dioxide removal enables climate planetary boundary compliance in cost-effective energy-industry transition pathways
Dominik Keiner1,*, Dmitrii Bogdanov1, Jalaluddin Moradimoayyed1.2, Gabriel Lopez1, Mehdi Khatibi1, Christian Breyer1
1 School of Energy Systems, LUT University, Yliopistonkatu 34, 53850 Lappeenranta, Finland
2 School of Industrial and Information Engineering, Politecnico di Milano University, Via Raffaele Lambruschini, 15, 20156 Milano MI, Italy
Contents
Modelling inputs
Techno-economic inputs | Technical and economic key input parameter
Demand assumptions
Power | Electricity
Heat sector demand | Heat, biomass for cooking
Transport sector demand | Road, rail, maritime, aviation demand for person and freights
Industry sector demand | Cement (BAU, Improved), Steel (BF+BOF, H-DRI+EAF, EAF (recycling), EWIN), Aluminium (Alumina, Primary, Secondary), Pulp and paper,
Other industrial heat, e-Methanol feedstock, fossil feedstock, e-Ammonia feedstock
Desalination sector demand | Potable water
CDR sector demand | CDR demand for 1.5°C and 1.0°C targets
References
References | Bibliography

## Techno-economic inputs
Monetary values are in 2019€. The model applies an inflation adjustment with a factor of 1.21 to convert the values to 2024€. Therefore, inputs are in 2019€, but outputs are in 2024€.
Technology | Parameter | Unit | 2020 | 2025 | 2030 | 2035 | 2040 | 2045 | 2050 | 2055 | 2060 | 2065 | 2070 | 2075 | 2080 | 2085 | 2090 | 2095 | 2100 | Sources |  | Unit | 2025 | 2030 | 2035 | 2040 | 2045 | ≥2050 | References | Technology | Self-Discharge [%/h] | Sources:
PV fixed tilted PP | Capex | €/kWel | 475 | 370 | 306 | 237 | 207 | 184 | 166 | 164 | 162 | 159 | 155 | 154 | 152 | 150 | 148 | 147 | 146 | ETIP2017, SPE2020, Vartiainen2020, Mann2014 | Fuel cost | [8 empty] | Battery | 0 | Bogdanov2021, Bogdanov2020
| Opex fix | €/(kWel a) | 7.76 | 6.51 | 5.66 | 5 | 4.47 | 4.04 | 3.7 | 3.66 | 3.61 | 3.54 | 3.45 | 3.43 | 3.39 | 3.34 | 3.3 | 3.28 | 3.25 |  | Coal | €/MWhth | 7.1198 | 7.6025 | 7.4818 | 7.3611 | 7.2404 | 7.1198 | IEA2021 | PHES | 0
| Opex var | €/kWel | 0 | 0 | 0 | 0 | 0 | 0 | 0 | 0 | 0 | 0 | 0 | 0 | 0 | 0 | 0 | 0 | 0 |  | Crude oil | €/MWhth | 30.6512 | 34.9954 | 34.1507 | 33.1853 | 32.2199 | 31.2545 | IEA2021 | A-CAES | 0.1
| Lifetime | years | 30 | 35 | 35 | 35 | 40 | 40 | 40 | 40 | 40 | 40 | 40 | 40 | 40 | 40 | 40 | 40 | 40 |  | Fossil gas | €/MWhth | 21.6006 | 27.8757 | 28.479 | 28.9617 | 29.5651 | 30.0478 | IEA2021 | TES | 0.2
PV rooftop - residential | Capex | €/kWel | 1150 | 926 | 787 | 622 | 551 | 496 | 453 | 448 | 442 | 434 | 423 | 420 | 415 | 409 | 404 | 401 | 398 | ETIP2017, Mann2014 | Uranium | €/MWhth | 3.1375 | 3.1375 | 3.1375 | 3.1375 | 3.1375 | 3.1375 | IEA-NEA2015 | Gas storage | 0
| Opex fix | €/(kWel a) | 9.13 | 7.66 | 6.66 | 5.88 | 5.26 | 4.75 | 4.36 | 4.31 | 4.25 | 4.18 | 4.07 | 4.04 | 3.99 | 3.94 | 3.89 | 3.86 | 3.83 |  | Carbon dioxide emission cost
| Opex var | €/kWhel | 0 | 0 | 0 | 0 | 0 | 0 | 0 | 0 | 0 | 0 | 0 | 0 | 0 | 0 | 0 | 0 | 0 |  |  | €/tCO2 | 82 | 114 | 147 | 180 | 200 | 220 | IEA2021
| Lifetime | years | 30 | 35 | 35 | 35 | 40 | 40 | 40 | 40 | 40 | 40 | 40 | 40 | 40 | 40 | 40 | 40 | 40 |  | Vehicle shares participating in smart charging
PV rooftop - commercial | Capex | €/kWel | 758 | 598 | 502 | 393 | 345 | 308 | 280 | 277 | 273 | 268 | 261 | 260 | 256 | 253 | 250 | 248 | 246 | ETIP2017, Mann2014 | LDV | % | 60 | 80 | 80 | 80 | 80 | 80 | Bogdanov2024
| Opex fix | €/(kWel a) | 9.13 | 7.66 | 6.66 | 5.88 | 5.26 | 4.75 | 4.36 | 4.31 | 4.25 | 4.17 | 4.06 | 4.05 | 3.99 | 3.94 | 3.89 | 3.86 | 3.83 |  | 2-3W | % | 60 | 80 | 80 | 80 | 80 | 80
| Opex var | €/kWhel | 0 | 0 | 0 | 0 | 0 | 0 | 0 | 0 | 0 | 0 | 0 | 0 | 0 | 0 | 0 | 0 | 0 |  | BUS | % | 15 | 20 | 20 | 20 | 20 | 20
| Lifetime | years | 30 | 35 | 35 | 35 | 40 | 40 | 40 | 40 | 40 | 40 | 40 | 40 | 40 | 40 | 40 | 40 | 40 |  | MDV | % | 30 | 40 | 40 | 40 | 40 | 40
PV rooftop - industrial | Capex | €/kWel | 563 | 437 | 362 | 281 | 245 | 217 | 197 | 195 | 192 | 189 | 184 | 183 | 180 | 178 | 176 | 174 | 173 | ETIP2017, Mann2014 | HDV | % | 15 | 20 | 20 | 20 | 20 | 20
| Opex fix | €/(kWel a) | 9.13 | 7.66 | 6.66 | 5.88 | 5.26 | 4.75 | 4.36 | 4.32 | 4.25 | 4.18 | 4.07 | 4.05 | 3.98 | 3.94 | 3.9 | 3.85 | 3.83 |  | Vehicle-to-grid participation for vehicles participating in smart charging
| Opex var | €/kWhel | 0 | 0 | 0 | 0 | 0 | 0 | 0 | 0 | 0 | 0 | 0 | 0 | 0 | 0 | 0 | 0 | 0 |  | V2G battery | % of capacity | 20 | 20 | 20 | 20 | 20 | 20 | Bogdanov2024
| Lifetime | years | 30 | 35 | 35 | 35 | 40 | 40 | 40 | 40 | 40 | 40 | 40 | 40 | 40 | 40 | 40 | 40 | 40 |  | V2G participation | % | 15 | 30 | 50 | 60 | 85 | 100
PV single-axis PP | Capex | €/kWel | 523 | 407 | 337 | 261 | 228 | 202 | 183 | 181 | 179 | 175 | 171 | 170 | 168 | 165 | 163 | 162 | 161 | ETIP2017, Bolinger2017 | AC grid losses
| Opex fix | €/(kWel a) | 8.54 | 7.16 | 6.23 | 5.5 | 4.92 | 4.44 | 4.07 | 4.03 | 3.98 | 3.89 | 3.8 | 3.78 | 3.74 | 3.67 | 3.63 | 3.6 | 3.58 |  | Europe | % | 5.898 | 5.5162 | 5.2344 | 5.0525 | 4.911 | 4.8037 | Sadovskaia2019
| Opex var | €/kWhel | 0 | 0 | 0 | 0 | 0 | 0 | 0 | 0 | 0 | 0 | 0 | 0 | 0 | 0 | 0 | 0 | 0 |  | Eurasia | % | 7.6136 | 6.8328 | 6.1161 | 5.5522 | 5.0923 | 5.0774
| Lifetime | years | 30 | 35 | 35 | 35 | 40 | 40 | 40 | 40 | 40 | 40 | 40 | 40 | 40 | 40 | 40 | 40 | 40 |  | MENA | % | 10.0535 | 9.1779 | 8.4957 | 7.9725 | 7.641 | 7.3857
PV floating offshore | Capex | €/kWel | 1425 | 1110 | 765 | 474 | 414 | 368 | 332 | 328 | 324 | 318 | 310 | 308 | 304 | 300 | 296 | 294 | 292 |  | SSA | % | 12.1538 | 11.2205 | 9.9635 | 8.7053 | 7.7781 | 7.2671
| Opex fix | €/(kWel a) | 25.92 | 20.16 | 13.9 | 9.48 | 8.28 | 7.36 | 6.64 | 6.56 | 6.48 | 6.36 | 6.2 | 6.16 | 6.08 | 6 | 5.92 | 5.88 | 5.84 |  | SAARC | % | 15.7835 | 13.1654 | 10.5407 | 8.3513 | 6.8646 | 5.8159
| Opex var | €/kWhel | 0 | 0 | 0 | 0 | 0 | 0 | 0 | 0 | 0 | 0 | 0 | 0 | 0 | 0 | 0 | 0 | 0 |  | Northeast Asia | % | 5.7151 | 5.1198 | 4.793 | 4.5771 | 4.6014 | 4.6687
| Lifetime | years | 20 | 25 | 25 | 25 | 30 | 30 | 30 | 30 | 30 | 30 | 30 | 30 | 30 | 30 | 30 | 30 | 30 |  | Southeast Asia | % | 7.7623 | 7.1336 | 6.5478 | 6.2856 | 6.3203 | 6.4955
PV fixed tilted PP bifacial | Capex | €/kWel | 475 | 370 | 306 | 237 | 207 | 184 | 166 | 164 | 162 | 159 | 155 | 154 | 152 | 150 | 148 | 147 | 146 |  | North America | % | 5.931 | 5.8434 | 5.7511 | 5.673 | 5.6053 | 5.4929
| Opex fix | €/(kWel a) | 7.76 | 6.51 | 5.66 | 5 | 4.47 | 4.04 | 3.7 | 3.66 | 3.61 | 3.54 | 3.45 | 3.43 | 3.39 | 3.34 | 3.3 | 3.28 | 3.25 |  | South America | % | 12.1585 | 11.1429 | 10.2784 | 9.7322 | 9.1962 | 8.9978
| Opex var | €/kWhel | 0 | 0 | 0 | 0 | 0 | 0 | 0 | 0 | 0 | 0 | 0 | 0 | 0 | 0 | 0 | 0 | 0
| Lifetime | years | 30 | 35 | 35 | 35 | 40 | 40 | 40 | 40 | 40 | 40 | 40 | 40 | 40 | 40 | 40 | 40 | 40
PV single-axis PP bifacial | Capex | €/kWel | 523 | 407 | 337 | 261 | 228 | 202 | 183 | 181 | 179 | 175 | 171 | 170 | 168 | 165 | 163 | 162 | 161
| Opex fix | €/(kWel a) | 8.54 | 7.16 | 6.23 | 5.5 | 4.92 | 4.44 | 4.07 | 4.03 | 3.98 | 3.89 | 3.8 | 3.78 | 3.74 | 3.67 | 3.63 | 3.6 | 3.58
| Opex var | €/kWhel | 0 | 0 | 0 | 0 | 0 | 0 | 0 | 0 | 0 | 0 | 0 | 0 | 0 | 0 | 0 | 0 | 0
| Lifetime | years | 30 | 35 | 35 | 35 | 40 | 40 | 40 | 40 | 40 | 40 | 40 | 40 | 40 | 40 | 40 | 40 | 40
PV vertical PP bifacial | Capex | €/kWel | 475 | 370 | 306 | 237 | 207 | 184 | 166 | 164 | 162 | 159 | 155 | 154 | 152 | 150 | 148 | 147 | 146
| Opex fix | €/(kWel a) | 7.76 | 6.51 | 5.66 | 5 | 4.47 | 4.04 | 3.7 | 3.66 | 3.61 | 3.54 | 3.45 | 3.43 | 3.39 | 3.34 | 3.3 | 3.28 | 3.25
| Opex var | €/kWhel | 0 | 0 | 0 | 0 | 0 | 0 | 0 | 0 | 0 | 0 | 0 | 0 | 0 | 0 | 0 | 0 | 0
| Lifetime | years | 30 | 35 | 35 | 35 | 40 | 40 | 40 | 40 | 40 | 40 | 40 | 40 | 40 | 40 | 40 | 40 | 40
Wind onshore PP | Capex | €/kWel | 1150 | 1060 | 1000 | 965 | 940 | 915 | 900 | 900 | 871 | 870 | 870 | 870 | 870 | 870 | 868 | 868 | 868 | Neij2008, EC2018
| Opex fix | €/(kWel a) | 23 | 21.2 | 20 | 19.3 | 18.8 | 18.3 | 18 | 18 | 17.42 | 17.4 | 17.4 | 17.4 | 17.4 | 17.4 | 17.36 | 17.36 | 17.36
| Opex var | €/kWhel | 0 | 0 | 0 | 0 | 0 | 0 | 0 | 0 | 0 | 0 | 0 | 0 | 0 | 0 | 0 | 0 | 0
| Lifetime | years | 25 | 25 | 30 | 30 | 30 | 30 | 30 | 30 | 30 | 30 | 30 | 30 | 30 | 30 | 30 | 30 | 30
Wind offshore PP | Capex | €/kWel | 2973 | 2561 | 2287 | 2216 | 2168 | 2145 | 2130 | 2130 | 2061 | 2059 | 2059 | 2059 | 2059 | 2059 | 2054 | 2054 | 2054 | EC2018
| Opex fix | €/(kWel a) | 84.9542 | 73 | 65.8634 | 64 | 62.0452 | 61 | 60.7089 | 60.71 | 58.74 | 58.69 | 58.69 | 58.69 | 58.69 | 58.69 | 58.54 | 58.54 | 58.54
| Opex var | €/kWhel | 0 | 0 | 0 | 0 | 0 | 0 | 0 | 0 | 0 | 0 | 0 | 0 | 0 | 0 | 0 | 0 | 0
| Lifetime | years | 25 | 25 | 30 | 30 | 30 | 30 | 30 | 30 | 30 | 30 | 30 | 30 | 30 | 30 | 30 | 30 | 30
Wave PP | Capex | €/kWel | 21000 | 5200 | 2800 | 2300 | 2100 | 1900 | 1800 | 1800 | 1800 | 1800 | 1800 | 1800 | 1800 | 1800 | 1800 | 1800 | 1800
| Opex fix | €/(kWel a) | 1057 | 221 | 77 | 58 | 50 | 46 | 43 | 43 | 43 | 43 | 43 | 43 | 43 | 43 | 43 | 43 | 43
| Opex var | €/kWhel | 0 | 0 | 0 | 0 | 0 | 0 | 0 | 0 | 0 | 0 | 0 | 0 | 0 | 0 | 0 | 0 | 0
| Lifetime | years | 20 | 20 | 25 | 25 | 30 | 30 | 30 | 30 | 30 | 30 | 30 | 30 | 30 | 30 | 30 | 30 | 30
Hydropower Run-of-River PP | Capex | €/kWel | 2560 | 2560 | 2560 | 2560 | 2560 | 2560 | 2560 | 2560 | 2560 | 2560 | 2560 | 2560 | 2560 | 2560 | 2560 | 2560 | 2560 | EC2014a
| Opex fix | €/(kWel a) | 76.8 | 76.8 | 76.8 | 76.8 | 76.8 | 76.8 | 76.8 | 76.8 | 76.8 | 76.8 | 76.8 | 76.8 | 76.8 | 76.8 | 76.8 | 76.8 | 76.8
| Opex var | €/kWhel | 0.005 | 0.005 | 0.005 | 0.005 | 0.005 | 0.005 | 0.005 | 0.005 | 0.005 | 0.005 | 0.005 | 0.005 | 0.005 | 0.005 | 0.005 | 0.005 | 0.005
| Lifetime | years | 50 | 50 | 50 | 50 | 50 | 50 | 50 | 50 | 50 | 50 | 50 | 50 | 50 | 50 | 50 | 50 | 50
Hydropower Reservoir/ Dam | Capex | €/kWel | 1650 | 1650 | 1650 | 1650 | 1650 | 1650 | 1650 | 1650 | 1650 | 1650 | 1650 | 1650 | 1650 | 1650 | 1650 | 1650 | 1650 | EC2014a
| Opex fix | €/(kWel a) | 49.5 | 49.5 | 49.5 | 49.5 | 49.5 | 49.5 | 49.5 | 49.5 | 49.5 | 49.5 | 49.5 | 49.5 | 49.5 | 49.5 | 49.5 | 49.5 | 49.5
| Opex var | €/kWhel | 0.003 | 0.003 | 0.003 | 0.003 | 0.003 | 0.003 | 0.003 | 0.003 | 0.003 | 0.003 | 0.003 | 0.003 | 0.003 | 0.003 | 0.003 | 0.003 | 0.003
| Lifetime | years | 50 | 50 | 50 | 50 | 50 | 50 | 50 | 50 | 50 | 50 | 50 | 50 | 50 | 50 | 50 | 50 | 50
Steam turbine (CSP) | Capex | €/kWel | 968 | 946 | 923 | 902 | 880 | 860 | 840 | 840 | 840 | 840 | 840 | 840 | 840 | 840 | 840 | 840 | 840 | Breyer2017
| Opex fix | €/(kWel a) | 19.4 | 18.9 | 18.5 | 18 | 17.6 | 17.2 | 16.8 | 16.8 | 16.8 | 16.8 | 16.8 | 16.8 | 16.8 | 16.8 | 16.8 | 16.8 | 16.8
| Opex var | €/kWhel | 0 | 0 | 0 | 0 | 0 | 0 | 0 | 0 | 0 | 0 | 0 | 0 | 0 | 0 | 0 | 0 | 0
| Lifetime | years | 25 | 25 | 25 | 30 | 30 | 30 | 30 | 30 | 30 | 30 | 30 | 30 | 30 | 30 | 30 | 30 | 30
CCGT PP | Capex | €/kWel | 775 | 775 | 775 | 775 | 775 | 775 | 775 | 775 | 775 | 775 | 775 | 775 | 775 | 775 | 775 | 775 | 775 | IEA2015a
| Opex fix | €/(kWel a) | 19.375 | 19.375 | 19.375 | 19.375 | 19.375 | 19.375 | 19.375 | 19.375 | 19.375 | 19.375 | 19.375 | 19.375 | 19.375 | 19.375 | 19.375 | 19.375 | 19.375
| Opex var | €/kWhel | 0.002 | 0.002 | 0.002 | 0.002 | 0.002 | 0.002 | 0.002 | 0.002 | 0.002 | 0.002 | 0.002 | 0.002 | 0.002 | 0.002 | 0.002 | 0.002 | 0.002
| Lifetime | years | 35 | 35 | 35 | 35 | 35 | 35 | 35 | 35 | 35 | 35 | 35 | 35 | 35 | 35 | 35 | 35 | 35
CCGT PP + CCS | Capex | €/kWel | 2565 | 2272.5 | 1980 | 1845 | 1710 | 1640 | 1570 | 1570 | 1570 | 1570 | 1570 | 1570 | 1570 | 1570 | 1570 | 1570 | 1570 | IEA2016
| Opex fix | €/(kWel a) | 81 | 72 | 63 | 58.5 | 54 | 52 | 50 | 50 | 50 | 50 | 50 | 50 | 50 | 50 | 50 | 50 | 50
| Opex var | €/kWhel | 0 | 0 | 0 | 0 | 0 | 0 | 0 | 0 | 0 | 0 | 0 | 0 | 0 | 0 | 0 | 0 | 0
| Lifetime | years | 35 | 35 | 35 | 35 | 35 | 35 | 35 | 35 | 35 | 35 | 35 | 35 | 35 | 35 | 35 | 35 | 35
OCGT PP | Capex | €/kWel | 475 | 475 | 475 | 475 | 475 | 475 | 475 | 475 | 475 | 475 | 475 | 475 | 475 | 475 | 475 | 475 | 475 | Urban2018
| Opex fix | €/(kWel a) | 14.25 | 14.25 | 14.25 | 14.25 | 14.25 | 14.25 | 14.25 | 14.25 | 14.25 | 14.25 | 14.25 | 14.25 | 14.25 | 14.25 | 14.25 | 14.25 | 14.25
| Opex var | €/kWhel | 0.011 | 0.011 | 0.011 | 0.011 | 0.011 | 0.011 | 0.011 | 0.011 | 0.011 | 0.011 | 0.011 | 0.011 | 0.011 | 0.011 | 0.011 | 0.011 | 0.011
| Lifetime | years | 35 | 35 | 35 | 35 | 35 | 35 | 35 | 35 | 35 | 35 | 35 | 35 | 35 | 35 | 35 | 35 | 35
Int Combust Generator | Capex | €/kWel | 385 | 385 | 385 | 385 | 385 | 385 | 385 | 385 | 385 | 385 | 385 | 385 | 385 | 385 | 385 | 385 | 385 | Urban2018
| Opex fix | €/(kWel a) | 11.5 | 11.5 | 11.5 | 11.5 | 11.5 | 11.5 | 11.5 | 11.5 | 11.5 | 11.5 | 11.5 | 11.5 | 11.5 | 11.5 | 11.5 | 11.5 | 11.5
| Opex var | €/kWhel | 0.0047 | 0.0047 | 0.0047 | 0.0047 | 0.0047 | 0.0047 | 0.0047 | 0.0047 | 0.0047 | 0.0047 | 0.0047 | 0.0047 | 0.0047 | 0.0047 | 0.0047 | 0.0047 | 0.0047
| Lifetime | years | 30 | 30 | 30 | 30 | 30 | 30 | 30 | 30 | 30 | 30 | 30 | 30 | 30 | 30 | 30 | 30 | 30
Multifuel Int Combust Generator | Capex | €/kWel | 569 | 553 | 537 | 522 | 506 | 491 | 475 | 475 | 475 | 475 | 475 | 475 | 475 | 475 | 475 | 475 | 475 | EC2014a
| Opex fix | €/(kWel a) | 6.2 | 6.2 | 6.2 | 6.2 | 6.2 | 6.2 | 6.2 | 6.2 | 6.2 | 6.2 | 6.2 | 6.2 | 6.2 | 6.2 | 6.2 | 6.2 | 6.2
| Opex var | €/kWhel | 0.011 | 0.011 | 0.011 | 0.011 | 0.011 | 0.011 | 0.011 | 0.011 | 0.011 | 0.011 | 0.011 | 0.011 | 0.011 | 0.011 | 0.011 | 0.011 | 0.011
| Lifetime | years | 30 | 30 | 30 | 30 | 30 | 30 | 30 | 30 | 30 | 30 | 30 | 30 | 30 | 30 | 30 | 30 | 30
Coal PP | Capex | €/kWel | 1600 | 1600 | 1600 | 1600 | 1600 | 1600 | 1600 | 1600 | 1600 | 1600 | 1600 | 1600 | 1600 | 1600 | 1600 | 1600 | 1600 | IEA2015a, McDonald2001
| Opex fix | €/(kWel a) | 20 | 20 | 20 | 20 | 20 | 20 | 20 | 20 | 20 | 20 | 20 | 20 | 20 | 20 | 20 | 20 | 20
| Opex var | €/kWhel | 0.001 | 0.001 | 0.001 | 0.001 | 0.001 | 0.001 | 0.001 | 0.001 | 0.001 | 0.001 | 0.001 | 0.001 | 0.001 | 0.001 | 0.001 | 0.001 | 0.001
| Lifetime | years | 45 | 45 | 45 | 45 | 45 | 45 | 45 | 45 | 45 | 45 | 45 | 45 | 45 | 45 | 45 | 45 | 45
Coal PP + CC | Capex | €/kWel | 4590 | 4095 | 3600 | 3375 | 3150 | 3035 | 2920 | 2920 | 2920 | 2920 | 2920 | 2920 | 2920 | 2920 | 2920 | 2920 | 2920
| Opex fix | €/(kWel a) | 162 | 148.5 | 135 | 126 | 117 | 112.5 | 108 | 108 | 108 | 108 | 108 | 108 | 108 | 108 | 108 | 108 | 108
| Opex var | €/kWhel | 0.001 | 0.001 | 0.001 | 0.001 | 0.001 | 0.001 | 0.001 | 0.001 | 0.001 | 0.001 | 0.001 | 0.001 | 0.001 | 0.001 | 0.001 | 0.001 | 0.001
| Lifetime | years | 30 | 30 | 30 | 30 | 30 | 30 | 30 | 30 | 30 | 30 | 30 | 30 | 30 | 30 | 30 | 30 | 30
Biomass PP | Capex | €/kWel | 2620 | 2475 | 2330 | 2195 | 2060 | 1945 | 1830 | 1830 | 1830 | 1830 | 1830 | 1830 | 1830 | 1830 | 1830 | 1830 | 1830 | EC2014ab
| Opex fix | €/(kWel a) | 47.2 | 44.6 | 41.9 | 39.5 | 37.1 | 35 | 32.9 | 32.9 | 32.9 | 32.9 | 32.9 | 32.9 | 32.9 | 32.9 | 32.9 | 32.9 | 32.9
| Opex var | €/kWhel | 0.0038 | 0.0038 | 0.0038 | 0.0038 | 0.0038 | 0.0038 | 0.0038 | 0.0038 | 0.0038 | 0.0038 | 0.0038 | 0.0038 | 0.0038 | 0.0038 | 0.0038 | 0.0038 | 0.0038
| Lifetime | years | 25 | 25 | 25 | 25 | 25 | 25 | 25 | 25 | 25 | 25 | 25 | 25 | 25 | 25 | 25 | 25 | 25
Biomass PP + CC | Capex | €/kWel | 5855 | 5305 | 4792 | 4404 | 4086 | 3821 | 3558 | 3558 | 3558 | 3558 | 3558 | 3558 | 3558 | 3558 | 3558 | 3558 | 3558
| Opex fix | €/(kWel a) | 188.1 | 169.4 | 151.8 | 138.8 | 128.1 | 119 | 110 | 110 | 110 | 110 | 110 | 110 | 110 | 110 | 110 | 110 | 110
| Opex var | €/kWhel | 0.0065907 | 0.0062126 | 0.0058594 | 0.005678 | 0.0055955 | 0.0055036 | 0.0054122 | 0.0054122 | 0.0054122 | 0.0054122 | 0.0054122 | 0.0054122 | 0.0054122 | 0.0054122 | 0.0054122 | 0.0054122 | 0.0054122
| Lifetime | years | 25 | 25 | 25 | 25 | 25 | 25 | 25 | 25 | 25 | 25 | 25 | 25 | 25 | 25 | 25 | 25 | 25
Geothermal PP | Capex | €/kWel | 4970 | 4720 | 4470 | 4245 | 4020 | 3815 | 3610 | 3610 | 3610 | 3610 | 3610 | 3610 | 3610 | 3610 | 3610 | 3610 | 3610 | EC2014a, Sigfusson2015
| Opex fix | €/(kWel a) | 80 | 80 | 80 | 80 | 80 | 80 | 80 | 80 | 80 | 80 | 80 | 80 | 80 | 80 | 80 | 80 | 80
| Opex var | €/kWhel | 0 | 0 | 0 | 0 | 0 | 0 | 0 | 0 | 0 | 0 | 0 | 0 | 0 | 0 | 0 | 0 | 0
| Lifetime | years | 40 | 40 | 40 | 40 | 40 | 40 | 40 | 40 | 40 | 40 | 40 | 40 | 40 | 40 | 40 | 40 | 40
Nuclear PP | Capex | €/kWel | 6003 | 6003 | 5658 | 5658 | 5244 | 5244 | 5175 | 5175 | 5175 | 5175 | 5175 | 5175 | 5175 | 5175 | 5175 | 5175 | 5175 | IEA2015a, IEA-NEA2015, Koomey2007
| Opex fix | €/(kWel a) | 113.1 | 113.1 | 98.4 | 98.4 | 83.6 | 83.6 | 78.8 | 78.8 | 78.8 | 78.8 | 78.8 | 78.8 | 78.8 | 78.8 | 78.8 | 78.8 | 78.8
| Opex var | €/kWhel | 0.0025 | 0.0025 | 0.0025 | 0.0025 | 0.0025 | 0.0025 | 0.0025 | 0.0025 | 0.0025 | 0.0025 | 0.0025 | 0.0025 | 0.0025 | 0.0025 | 0.0025 | 0.0025 | 0.0025
| Lifetime | years | 40 | 40 | 40 | 40 | 40 | 40 | 40 | 40 | 40 | 40 | 40 | 40 | 40 | 40 | 40 | 40 | 40
CHP NG Heating | Capex | €/kWth | 880 | 880 | 880 | 880 | 880 | 880 | 880 | 880 | 880 | 880 | 880 | 880 | 880 | 880 | 880 | 880 | 880 | EC2014ab
| Opex fix | €/(kWth a) | 74.8 | 74.8 | 74.8 | 74.8 | 74.8 | 74.8 | 74.8 | 74.8 | 74.8 | 74.8 | 74.8 | 74.8 | 74.8 | 74.8 | 74.8 | 74.8 | 74.8
| Opex var | €/kWhth | 0.0024 | 0.0024 | 0.0024 | 0.0024 | 0.0024 | 0.0024 | 0.0024 | 0.0024 | 0.0024 | 0.0024 | 0.0024 | 0.0024 | 0.0024 | 0.0024 | 0.0024 | 0.0024 | 0.0024
| Lifetime | years | 30 | 30 | 30 | 30 | 30 | 30 | 30 | 30 | 30 | 30 | 30 | 30 | 30 | 30 | 30 | 30 | 30
CHP Oil Heating | Capex | €/kWth | 880 | 880 | 880 | 880 | 880 | 880 | 880 | 880 | 880 | 880 | 880 | 880 | 880 | 880 | 880 | 880 | 880 | EC2014ab
| Opex fix | €/(kWth a) | 74.8 | 74.8 | 74.8 | 74.8 | 74.8 | 74.8 | 74.8 | 74.8 | 74.8 | 74.8 | 74.8 | 74.8 | 74.8 | 74.8 | 74.8 | 74.8 | 74.8
| Opex var | €/kWhth | 0.0024 | 0.0024 | 0.0024 | 0.0024 | 0.0024 | 0.0024 | 0.0024 | 0.0024 | 0.0024 | 0.0024 | 0.0024 | 0.0024 | 0.0024 | 0.0024 | 0.0024 | 0.0024 | 0.0024
| Lifetime | years | 30 | 30 | 30 | 30 | 30 | 30 | 30 | 30 | 30 | 30 | 30 | 30 | 30 | 30 | 30 | 30 | 30
CHP Coal Heating | Capex | €/kWth | 2030 | 2030 | 2030 | 2030 | 2030 | 2030 | 2030 | 2030 | 2030 | 2030 | 2030 | 2030 | 2030 | 2030 | 2030 | 2030 | 2030 | EC2014ab
| Opex fix | €/(kWth a) | 46.7 | 46.7 | 46.7 | 46.7 | 46.7 | 46.7 | 46.7 | 46.7 | 46.7 | 46.7 | 46.7 | 46.7 | 46.7 | 46.7 | 46.7 | 46.7 | 46.7
| Opex var | €/kWhth | 0.0051 | 0.0051 | 0.0051 | 0.0051 | 0.0051 | 0.0051 | 0.0051 | 0.0051 | 0.0051 | 0.0051 | 0.0051 | 0.0051 | 0.0051 | 0.0051 | 0.0051 | 0.0051 | 0.0051
| Lifetime | years | 40 | 40 | 40 | 40 | 40 | 40 | 40 | 40 | 40 | 40 | 40 | 40 | 40 | 40 | 40 | 40 | 40
CHP Biomass Heating | Capex | €/kWth | 3400 | 3300 | 3200 | 3125 | 3050 | 2975 | 2900 | 2900 | 2900 | 2900 | 2900 | 2900 | 2900 | 2900 | 2900 | 2900 | 2900 | DEA2020
| Opex fix | €/(kWth a) | 97.6 | 94.95 | 92.3 | 90.8 | 89.3 | 87.8 | 86.3 | 86.3 | 86.3 | 86.3 | 86.3 | 86.3 | 86.3 | 86.3 | 86.3 | 86.3 | 86.3
| Opex var | €/kWhth | 0.0038 | 0.00375 | 0.0037 | 0.003725 | 0.00375 | 0.003775 | 0.0038 | 0.0038 | 0.0038 | 0.0038 | 0.0038 | 0.0038 | 0.0038 | 0.0038 | 0.0038 | 0.0038 | 0.0038
| Lifetime | years | 25 | 25 | 25 | 25 | 25 | 25 | 25 | 25 | 25 | 25 | 25 | 25 | 25 | 25 | 25 | 25 | 25
CHP Biomass Heating + CC | Capex | €/kWth | 6875 | 6409 | 5965 | 5646 | 5395 | 5162 | 4930 | 4930 | 4930 | 4930 | 4930 | 4930 | 4930 | 4930 | 4930 | 4930 | 4930
| Opex fix | €/(kWth a) | 273 | 252.6 | 233.1 | 219.4 | 208.3 | 198.4 | 188.5 | 188.5 | 188.5 | 188.5 | 188.5 | 188.5 | 188.5 | 188.5 | 188.5 | 188.5 | 188.5
| Opex var | €/kWhth | 0.0060611 | 0.0056798 | 0.005316 | 0.0051904 | 0.0051493 | 0.0050735 | 0.0049983 | 0.0049983 | 0.0049983 | 0.0049983 | 0.0049983 | 0.0049983 | 0.0049983 | 0.0049983 | 0.0049983 | 0.0049983 | 0.0049983
| Lifetime | years | 25 | 25 | 25 | 25 | 25 | 25 | 25 | 25 | 25 | 25 | 25 | 25 | 25 | 25 | 25 | 25 | 25
CHP Biogas | Capex | €/kWel | 429.2 | 399.6 | 370 | 340.4 | 325.6 | 310.8 | 296 | 296 | 296 | 296 | 296 | 296 | 296 | 296 | 296 | 296 | 296 | Bogdanov2021
| Opex fix | €/(kWel a) | 17.168 | 15.984 | 14.8 | 13.616 | 13.024 | 12.432 | 11.84 | 11.84 | 11.84 | 11.84 | 11.84 | 11.84 | 11.84 | 11.84 | 11.84 | 11.84 | 11.84
| Opex var | €/kWhel | 0.001 | 0.001 | 0.001 | 0.001 | 0.001 | 0.001 | 0.001 | 0.001 | 0.001 | 0.001 | 0.001 | 0.001 | 0.001 | 0.001 | 0.001 | 0.001 | 0.001
| Lifetime | years | 30 | 30 | 30 | 30 | 30 | 30 | 30 | 30 | 30 | 30 | 30 | 30 | 30 | 30 | 30 | 30 | 30
MSW incinerator | Capex | €/kWel | 5630 | 5440 | 5240 | 5030 | 4870 | 4690 | 4540 | 4540 | 4540 | 4540 | 4540 | 4540 | 4540 | 4540 | 4540 | 4540 | 4540 | Ram2018
| Opex fix | €/(kWel a) | 253.35 | 244.8 | 235.8 | 226.35 | 219.15 | 211.05 | 204.3 | 204.3 | 204.3 | 204.3 | 204.3 | 204.3 | 204.3 | 204.3 | 204.3 | 204.3 | 204.3
| Opex var | €/kWhel | 0.0069 | 0.0069 | 0.0069 | 0.0069 | 0.0069 | 0.0069 | 0.0069 | 0.0069 | 0.0069 | 0.0069 | 0.0069 | 0.0069 | 0.0069 | 0.0069 | 0.0069 | 0.0069 | 0.0069
| Lifetime | years | 30 | 30 | 30 | 30 | 30 | 30 | 30 | 30 | 30 | 30 | 30 | 30 | 30 | 30 | 30 | 30 | 30
MSW incinerator + CC | Capex | €/kWel | 7710 | 7432 | 7149 | 6900 | 6706 | 6501 | 6329 | 6329 | 6329 | 6329 | 6329 | 6329 | 6329 | 6329 | 6329 | 6329 | 6329
| Opex fix | €/(kWel a) | 368.5 | 355.8 | 342.9 | 331.6 | 322.8 | 313.5 | 305.8 | 305.8 | 305.8 | 305.8 | 305.8 | 305.8 | 305.8 | 305.8 | 305.8 | 305.8 | 305.8
| Opex var | €/kWhel | 0.0080864 | 0.0079503 | 0.0078166 | 0.0077695 | 0.0077187 | 0.0076742 | 0.0076298 | 0.0076298 | 0.0076298 | 0.0076298 | 0.0076298 | 0.0076298 | 0.0076298 | 0.0076298 | 0.0076298 | 0.0076298 | 0.0076298
| Lifetime | years | 30 | 30 | 30 | 30 | 30 | 30 | 30 | 30 | 30 | 30 | 30 | 30 | 30 | 30 | 30 | 30 | 30
Concentrating Solar Heat | Capex | €/kWth | 344.5 | 303.6 | 274.7 | 251.1 | 230.2 | 211.9 | 196 | 196 | 196 | 196 | 196 | 196 | 196 | 196 | 196 | 196 | 196 | Agora2014, Haysom2015
| Opex fix | €/(kWth a) | 7.9 | 7 | 6.3 | 5.8 | 5.3 | 4.9 | 4.5 | 4.5 | 4.5 | 4.5 | 4.5 | 4.5 | 4.5 | 4.5 | 4.5 | 4.5 | 4.5
| Opex var | €/kWhth | 0 | 0 | 0 | 0 | 0 | 0 | 0 | 0 | 0 | 0 | 0 | 0 | 0 | 0 | 0 | 0 | 0
| Lifetime | years | 25 | 25 | 25 | 25 | 25 | 25 | 25 | 25 | 25 | 25 | 25 | 25 | 25 | 25 | 25 | 25 | 25
Residential Solar Heat - Collectors - Space Heating | Capex | €/kWth | 1214 | 1179 | 1143 | 1071 | 1000 | 929 | 857 | 857 | 857 | 857 | 857 | 857 | 857 | 857 | 857 | 857 | 857 | DEA2016, Bogdanov2021
| Opex fix | €/(kWth a) | 14.8 | 14.8 | 14.8 | 14.8 | 14.8 | 14.8 | 14.8 | 14.8 | 14.8 | 14.8 | 14.8 | 14.8 | 14.8 | 14.8 | 14.8 | 14.8 | 14.8
| Opex var | €/kWhth | 0 | 0 | 0 | 0 | 0 | 0 | 0 | 0 | 0 | 0 | 0 | 0 | 0 | 0 | 0 | 0 | 0
| Lifetime | years | 25 | 25 | 30 | 30 | 30 | 30 | 30 | 30 | 30 | 30 | 30 | 30 | 30 | 30 | 30 | 30 | 30
District Solar Heat - Solar collectors | Capex | €/kWth | 485 | 485 | 485 | 485 | 485 | 485 | 485 | 485 | 485 | 485 | 485 | 485 | 485 | 485 | 485 | 485 | 485
| Opex fix | €/(kWth a) | 4.85 | 4.85 | 4.85 | 4.85 | 4.85 | 4.85 | 4.85 | 4.85 | 4.85 | 4.85 | 4.85 | 4.85 | 4.85 | 4.85 | 4.85 | 4.85 | 4.85
| Opex var | €/kWhth | 0 | 0 | 0 | 0 | 0 | 0 | 0 | 0 | 0 | 0 | 0 | 0 | 0 | 0 | 0 | 0 | 0
| Lifetime | years | 15 | 15 | 15 | 15 | 15 | 15 | 15 | 15 | 15 | 15 | 15 | 15 | 15 | 15 | 15 | 15 | 15
DH Electric Heating | Capex | €/kWth | 100 | 100 | 75 | 75 | 75 | 75 | 75 | 75 | 75 | 75 | 75 | 75 | 75 | 75 | 75 | 75 | 75 | DEA2016
| Opex fix | €/(kWth a) | 1.47 | 1.47 | 1.47 | 1.47 | 1.47 | 1.47 | 1.47 | 1.47 | 1.47 | 1.47 | 1.47 | 1.47 | 1.47 | 1.47 | 1.47 | 1.47 | 1.47
| Opex var | €/kWhth | 0.0005 | 0.0005 | 0.0005 | 0.0005 | 0.0005 | 0.0005 | 0.0005 | 0.0005 | 0.0005 | 0.0005 | 0.0005 | 0.0005 | 0.0005 | 0.0005 | 0.0005 | 0.0005 | 0.0005
| Lifetime | years | 35 | 35 | 35 | 35 | 35 | 35 | 35 | 35 | 35 | 35 | 35 | 35 | 35 | 35 | 35 | 35 | 35
DH Heat Pump | Capex | €/kWth | 674.1606 | 674.1606 | 574.1606 | 574.1606 | 574.1606 | 574.1606 | 574.1606 | 574.1606 | 574.1606 | 574.1606 | 574.1606 | 574.1606 | 574.1606 | 574.1606 | 574.1606 | 574.1606 | 574.1606 | DEA2016
| Opex fix | €/(kWth a) | 2 | 2 | 2 | 2 | 2 | 2 | 2 | 2 | 2 | 2 | 2 | 2 | 2 | 2 | 2 | 2 | 2
| Opex var | €/kWhth | 0.00169 | 0.00169 | 0.002003 | 0.0020421 | 0.0020812 | 0.0018856 | 0.00169 | 0.00169 | 0.00169 | 0.00169 | 0.00169 | 0.00169 | 0.00169 | 0.00169 | 0.00169 | 0.00169 | 0.00169
| Lifetime | years | 25 | 25 | 25 | 25 | 25 | 25 | 25 | 25 | 25 | 25 | 25 | 25 | 25 | 25 | 25 | 25 | 25
DH NG Heating | Capex | €/kWth | 75 | 75 | 100 | 100 | 100 | 100 | 100 | 100 | 100 | 100 | 100 | 100 | 100 | 100 | 100 | 100 | 100 | DEA2016
| Opex fix | €/(kWth a) | 2.775 | 2.775 | 3.7 | 3.7 | 3.7 | 3.7 | 3.7 | 3.7 | 3.7 | 3.7 | 3.7 | 3.7 | 3.7 | 3.7 | 3.7 | 3.7 | 3.7
| Opex var | €/kWhth | 0.00015 | 0.00015 | 0.00015 | 0.00015 | 0.00015 | 0.00015 | 0.00015 | 0.00015 | 0.00015 | 0.00015 | 0.00015 | 0.00015 | 0.00015 | 0.00015 | 0.00015 | 0.00015 | 0.00015
| Lifetime | years | 35 | 35 | 35 | 35 | 35 | 35 | 35 | 35 | 35 | 35 | 35 | 35 | 35 | 35 | 35 | 35 | 35
DH Oil Heating | Capex | €/kWth | 75 | 75 | 100 | 100 | 100 | 100 | 100 | 100 | 100 | 100 | 100 | 100 | 100 | 100 | 100 | 100 | 100 | Bogdanov2021
| Opex fix | €/(kWth a) | 2.775 | 2.775 | 3.7 | 3.7 | 3.7 | 3.7 | 3.7 | 3.7 | 3.7 | 3.7 | 3.7 | 3.7 | 3.7 | 3.7 | 3.7 | 3.7 | 3.7
| Opex var | €/kWhth | 0.00015 | 0.00015 | 0.00015 | 0.00015 | 0.00015 | 0.00015 | 0.00015 | 0.00015 | 0.00015 | 0.00015 | 0.00015 | 0.00015 | 0.00015 | 0.00015 | 0.00015 | 0.00015 | 0.00015
| Lifetime | years | 35 | 35 | 35 | 35 | 35 | 35 | 35 | 35 | 35 | 35 | 35 | 35 | 35 | 35 | 35 | 35 | 35
DH Coal Heating | Capex | €/kWth | 75 | 75 | 100 | 100 | 100 | 100 | 100 | 100 | 100 | 100 | 100 | 100 | 100 | 100 | 100 | 100 | 100 | Bogdanov2021
| Opex fix | €/(kWth a) | 2.775 | 2.775 | 3.7 | 3.7 | 3.7 | 3.7 | 3.7 | 3.7 | 3.7 | 3.7 | 3.7 | 3.7 | 3.7 | 3.7 | 3.7 | 3.7 | 3.7
| Opex var | €/kWhth | 0.00015 | 0.00015 | 0.00015 | 0.00015 | 0.00015 | 0.00015 | 0.00015 | 0.00015 | 0.00015 | 0.00015 | 0.00015 | 0.00015 | 0.00015 | 0.00015 | 0.00015 | 0.00015 | 0.00015
| Lifetime | years | 35 | 35 | 35 | 35 | 35 | 35 | 35 | 35 | 35 | 35 | 35 | 35 | 35 | 35 | 35 | 35 | 35
DH Biomass Heating | Capex | €/kWth | 75 | 75 | 100 | 100 | 100 | 100 | 100 | 100 | 100 | 100 | 100 | 100 | 100 | 100 | 100 | 100 | 100 | Bogdanov2021
| Opex fix | €/(kWth a) | 2.8 | 2.8 | 3.7 | 3.7 | 3.7 | 3.7 | 3.7 | 3.7 | 3.7 | 3.7 | 3.7 | 3.7 | 3.7 | 3.7 | 3.7 | 3.7 | 3.7
| Opex var | €/kWhth | 0.00015 | 0.00015 | 0.00015 | 0.00015 | 0.00015 | 0.00015 | 0.00015 | 0.00015 | 0.00015 | 0.00015 | 0.00015 | 0.00015 | 0.00015 | 0.00015 | 0.00015 | 0.00015 | 0.00015
| Lifetime | years | 35 | 35 | 35 | 35 | 35 | 35 | 35 | 35 | 35 | 35 | 35 | 35 | 35 | 35 | 35 | 35 | 35
DH Geothermal Heat | Capex | €/kWth | 3642 | 3384 | 3200 | 3180 | 3160 | 3150 | 3146 | 3146 | 3146 | 3146 | 3146 | 3146 | 3146 | 3146 | 3146 | 3146 | 3146 | Bogdanov2021
| Opex fix | €/(kWth a) | 133 | 124 | 117 | 116 | 115 | 115 | 115 | 115 | 115 | 115 | 115 | 115 | 115 | 115 | 115 | 115 | 115
| Opex var | €/kWhth | 0 | 0 | 0 | 0 | 0 | 0 | 0 | 0 | 0 | 0 | 0 | 0 | 0 | 0 | 0 | 0 | 0
| Lifetime | years | 20 | 20 | 20 | 20 | 20 | 20 | 20 | 20 | 20 | 20 | 20 | 20 | 20 | 20 | 20 | 20 | 20
Local Electric Heating | Capex | €/kWth | 100 | 100 | 100 | 100 | 100 | 100 | 100 | 100 | 100 | 100 | 100 | 100 | 100 | 100 | 100 | 100 | 100 | Schaber2013, Brown2018
| Opex fix | €/(kWth a) | 2 | 2 | 2 | 2 | 2 | 2 | 2 | 2 | 2 | 2 | 2 | 2 | 2 | 2 | 2 | 2 | 2
| Opex var | €/kWhth | 0.001 | 0.001 | 0.001 | 0.001 | 0.001 | 0.001 | 0.001 | 0.001 | 0.001 | 0.001 | 0.001 | 0.001 | 0.001 | 0.001 | 0.001 | 0.001 | 0.001
| Lifetime | years | 30 | 30 | 30 | 30 | 30 | 30 | 30 | 30 | 30 | 30 | 30 | 30 | 30 | 30 | 30 | 30 | 30
Local Heat Pump | Capex | €/kWth | 1046.0739 | 997.4817 | 942.6593 | 918.6091 | 894.5589 | 870.5282 | 846.4975 | 839 | 835 | 835 | 834 | 833 | 832 | 832 | 832 | 832 | 832 | EC2014ab
| Opex fix | €/(kWth a) | 58.3307 | 40.5806 | 39.2626 | 38.5942 | 37.9258 | 37.2574 | 36.589 | 36.3 | 36.1 | 36.1 | 36 | 36 | 36 | 36 | 36 | 36 | 36
| Opex var | €/kWhth | 0 | 0 | 0 | 0 | 0 | 0 | 0 | 0 | 0 | 0 | 0 | 0 | 0 | 0 | 0 | 0 | 0
| Lifetime | years | 20 | 20 | 20 | 20 | 20 | 20 | 20 | 20 | 20 | 20 | 20 | 20 | 20 | 20 | 20 | 20 | 20
Local NG Heating | Capex | €/kWth | 800 | 800 | 800 | 800 | 800 | 800 | 800 | 800 | 800 | 800 | 800 | 800 | 800 | 800 | 800 | 800 | 800 | DEA2016
| Opex fix | €/(kWth a) | 27 | 27 | 27 | 27 | 27 | 27 | 27 | 27 | 27 | 27 | 27 | 27 | 27 | 27 | 27 | 27 | 27
| Opex var | €/kWhth | 0 | 0 | 0 | 0 | 0 | 0 | 0 | 0 | 0 | 0 | 0 | 0 | 0 | 0 | 0 | 0 | 0
| Lifetime | years | 20 | 20 | 20 | 20 | 20 | 20 | 20 | 20 | 20 | 20 | 20 | 20 | 20 | 20 | 20 | 20 | 20
Local Oil Heating | Capex | €/kWth | 440 | 440 | 440 | 440 | 440 | 440 | 440 | 440 | 440 | 440 | 440 | 440 | 440 | 440 | 440 | 440 | 440 | DEA2016
| Opex fix | €/(kWth a) | 18 | 18 | 18 | 18 | 18 | 18 | 18 | 18 | 18 | 18 | 18 | 18 | 18 | 18 | 18 | 18 | 18
| Opex var | €/kWhth | 0 | 0 | 0 | 0 | 0 | 0 | 0 | 0 | 0 | 0 | 0 | 0 | 0 | 0 | 0 | 0 | 0
| Lifetime | years | 20 | 20 | 20 | 20 | 20 | 20 | 20 | 20 | 20 | 20 | 20 | 20 | 20 | 20 | 20 | 20 | 20
Local Biomass Heating | Capex | €/kWth | 675 | 675 | 750 | 750 | 750 | 750 | 750 | 750 | 750 | 750 | 750 | 750 | 750 | 750 | 750 | 750 | 750 | DEA2016
| Opex fix | €/(kWth a) | 2 | 2 | 3 | 3 | 3 | 3 | 3 | 3 | 3 | 3 | 3 | 3 | 3 | 3 | 3 | 3 | 3
| Opex var | €/kWhth | 0 | 0 | 0 | 0 | 0 | 0 | 0 | 0 | 0 | 0 | 0 | 0 | 0 | 0 | 0 | 0 | 0
| Lifetime | years | 20 | 20 | 20 | 20 | 20 | 20 | 20 | 20 | 20 | 20 | 20 | 20 | 20 | 20 | 20 | 20 | 20
Local Biogas Heating | Capex | €/kWth | 800 | 800 | 800 | 800 | 800 | 800 | 800 | 800 | 800 | 800 | 800 | 800 | 800 | 800 | 800 | 800 | 800 | Bogdanov2021
| Opex fix | €/(kWth a) | 27 | 27 | 27 | 27 | 27 | 27 | 27 | 27 | 27 | 27 | 27 | 27 | 27 | 27 | 27 | 27 | 27
| Opex var | €/kWhth | 0 | 0 | 0 | 0 | 0 | 0 | 0 | 0 | 0 | 0 | 0 | 0 | 0 | 0 | 0 | 0 | 0
| Lifetime | years | 20 | 20 | 20 | 20 | 20 | 20 | 20 | 20 | 20 | 20 | 20 | 20 | 20 | 20 | 20 | 20 | 20
Water Electrolysis | Capex | €/kWH2,LHV | 965 | 705 | 489 | 356 | 283 | 238 | 212 | 210 | 206 | 201 | 197 | 195 | 193 | 192 | 191 | 190 | 189 | Fasihi2021
| Opex fix | €/(kWH2 a) | 33.8 | 24.7 | 17.1 | 12.5 | 9.9 | 8.3 | 7.4 | 7.3 | 7.2 | 7 | 6.9 | 6.8 | 6.7 | 6.7 | 6.7 | 6.6 | 6.6
| Opex var | €/kWhH2 | 0.005 | 0.0034 | 0.0022 | 0.0016 | 0.0013 | 0.0011 | 0.0009 | 0.0009 | 0.0009 | 0.0009 | 0.0009 | 0.0009 | 0.0009 | 0.0009 | 0.0009 | 0.0009 | 0.0009
| Lifetime | years | 30 | 30 | 30 | 30 | 30 | 30 | 30 | 30 | 30 | 30 | 30 | 30 | 30 | 30 | 30 | 30 | 30
CO2 direct air capture | Capex | €/(tCO2 a) | 730 | 481 | 338 | 281 | 237 | 217 | 199 | 193 | 189 | 186 | 184 | 183 | 181 | 179 | 177 | 176 | 176 | Fasihi2019
| Opex fix | €/(tCO2 a) | 29.2 | 19.2 | 13.5 | 11.2 | 9.5 | 8.7 | 8 | 7.8 | 7.6 | 7.5 | 7.4 | 7.4 | 7.3 | 7.2 | 7.1 | 7.1 | 7.1
| Opex var | €/tCO2 | 0 | 0 | 0 | 0 | 0 | 0 | 0 | 0 | 0 | 0 | 0 | 0 | 0 | 0 | 0 | 0 | 0
| Lifetime | years | 20 | 25 | 25 | 30 | 30 | 30 | 30 | 30 | 30 | 30 | 30 | 30 | 30 | 30 | 30 | 30 | 30
Cement point source capture | Capex | €/(tCO2 a) | 154 | 142.5 | 131 | 121 | 111 | 103 | 95 | 95 | 95 | 95 | 95 | 95 | 95 | 95 | 95 | 95 | 95
| Opex fix | €/(tCO2 a) | 9.2 | 8.6 | 7.9 | 7.3 | 6.7 | 6.2 | 5.7 | 5.7 | 5.7 | 5.7 | 5.7 | 5.7 | 5.7 | 5.7 | 5.7 | 5.7 | 5.7
| Opex var | €/tCO2 | 0.00045 | 0.000375 | 0.0003 | 0.0002625 | 0.000225 | 0.0001875 | 0.00015 | 0.00015 | 0.00015 | 0.00015 | 0.00015 | 0.00015 | 0.00015 | 0.00015 | 0.00015 | 0.00015 | 0.00015
| Lifetime | years | 30 | 30 | 30 | 30 | 30 | 30 | 30 | 30 | 30 | 30 | 30 | 30 | 30 | 30 | 30 | 30 | 30
Pulp and paper point source capture | Capex | €/(tCO2 a) | 140 | 129.5 | 119 | 110 | 101 | 93.5 | 86 | 86 | 86 | 86 | 86 | 86 | 86 | 86 | 86 | 86 | 86
| Opex fix | €/(tCO2 a) | 8.4 | 7.8 | 7.1 | 6.6 | 6.1 | 5.6 | 5.2 | 5.2 | 5.2 | 5.2 | 5.2 | 5.2 | 5.2 | 5.2 | 5.2 | 5.2 | 5.2
| Opex var | €/tCO2 | 0.00045 | 0.000375 | 0.0003 | 0.0002625 | 0.000225 | 0.0001875 | 0.00015 | 0.00015 | 0.00015 | 0.00015 | 0.00015 | 0.00015 | 0.00015 | 0.00015 | 0.00015 | 0.00015 | 0.00015
| Lifetime | years | 30 | 30 | 30 | 30 | 30 | 30 | 30 | 30 | 30 | 30 | 30 | 30 | 30 | 30 | 30 | 30 | 30
Methanation | Capex | €/kWSNG,LHV | 162 | 161 | 159 | 125 | 107 | 107 | 107 | 107 | 107 | 107 | 107 | 107 | 107 | 107 | 107 | 107 | 107 | Breyer2015, Hoffmann2014
| Opex fix | €/(kWSNG a) | 6.5 | 6.4 | 6.4 | 5 | 4.3 | 4.3 | 4.3 | 4.3 | 4.3 | 4.3 | 4.3 | 4.3 | 4.3 | 4.3 | 4.3 | 4.3 | 4.3
| Opex var | €/MWhSNG | 0.0003 | 0.0003 | 0.0003 | 0.0003 | 0.0003 | 0.0003 | 0.0003 | 0.0003 | 0.0003 | 0.0003 | 0.0003 | 0.0003 | 0.0003 | 0.0003 | 0.0003 | 0.0003 | 0.0003
| Lifetime | years | 30 | 30 | 30 | 30 | 30 | 30 | 30 | 30 | 30 | 30 | 30 | 30 | 30 | 30 | 30 | 30 | 30
Biogas digester | Capex | €/kWth | 811 | 784 | 755 | 725 | 702 | 676 | 654 | 654 | 654 | 654 | 654 | 654 | 654 | 654 | 654 | 654 | 654 | Urban2009
| Opex fix | €/(kWth a) | 32.5 | 31.4 | 30.2 | 29 | 28.1 | 27 | 26.2 | 26.2 | 26.2 | 26.2 | 26.2 | 26.2 | 26.2 | 26.2 | 26.2 | 26.2 | 26.2
| Opex var | €/kWhth | 0 | 0 | 0 | 0 | 0 | 0 | 0 | 0 | 0 | 0 | 0 | 0 | 0 | 0 | 0 | 0 | 0
| Lifetime | years | 20 | 20 | 20 | 25 | 25 | 25 | 25 | 25 | 25 | 25 | 25 | 25 | 25 | 25 | 25 | 25 | 25
Biogas Upgrade | Capex | €/kWth | 322 | 300 | 278 | 255 | 244 | 233 | 222 | 222 | 222 | 222 | 222 | 222 | 222 | 222 | 222 | 222 | 222 | Kutscher2010
| Opex fix | €/(kWth a) | 25.8 | 24 | 22.2 | 20.4 | 19.5 | 18.7 | 17.8 | 17.8 | 17.8 | 17.8 | 17.8 | 17.8 | 17.8 | 17.8 | 17.8 | 17.8 | 17.8
| Opex var | €/kWhth | 0 | 0 | 0 | 0 | 0 | 0 | 0 | 0 | 0 | 0 | 0 | 0 | 0 | 0 | 0 | 0 | 0
| Lifetime | years | 20 | 20 | 20 | 20 | 20 | 20 | 20 | 20 | 20 | 20 | 20 | 20 | 20 | 20 | 20 | 20 | 20
Fischer-Tropsch unit | Capex | €/kW,FTLiq,LHV | 1749 | 1735 | 1586 | 1173 | 1035 | 972 | 934 | 934 | 934 | 934 | 934 | 934 | 934 | 934 | 934 | 934 | 934 | Fasihi2017a
| Opex fix | €/kW,FTLiq | 70 | 69.4 | 63.4 | 46.9 | 41.4 | 38.9 | 37.4 | 37.4 | 37.4 | 37.4 | 37.4 | 37.4 | 37.4 | 37.4 | 37.4 | 37.4 | 37.4
| Opex var | €/kWh,FTLiq | 0.0032 | 0.0032 | 0.0032 | 0.0032 | 0.0032 | 0.0032 | 0.0032 | 0.0032 | 0.0032 | 0.0032 | 0.0032 | 0.0032 | 0.0032 | 0.0032 | 0.0032 | 0.0032 | 0.0032
| Lifetime | years | 30 | 30 | 30 | 30 | 30 | 30 | 30 | 30 | 30 | 30 | 30 | 30 | 30 | 30 | 30 | 30 | 30
Gas Liquefaction | Capex | €/kWLiq,LHV | 302 | 302 | 302 | 302 | 302 | 302 | 302 | 302 | 302 | 302 | 302 | 302 | 302 | 302 | 302 | 302 | 302 | Fasihi2017a
| Opex fix | €/kWLiq | 10.6 | 10.6 | 10.6 | 10.6 | 10.6 | 10.6 | 10.6 | 10.6 | 10.6 | 10.6 | 10.6 | 10.6 | 10.6 | 10.6 | 10.6 | 10.6 | 10.6
| Opex var | €/kWhLiq | 0 | 0 | 0 | 0 | 0 | 0 | 0 | 0 | 0 | 0 | 0 | 0 | 0 | 0 | 0 | 0 | 0
| Lifetime | years | 25 | 25 | 25 | 25 | 25 | 25 | 25 | 25 | 25 | 25 | 25 | 25 | 25 | 25 | 25 | 25 | 25
LNG regasification | Capex | €/kWLNG,LHV | 17 | 17 | 17 | 17 | 17 | 17 | 17 | 17 | 17 | 17 | 17 | 17 | 17 | 17 | 17 | 17 | 17 | Fasihi2017a
| Opex fix | €/(kWLNG a) | 0.5 | 0.5 | 0.5 | 0.5 | 0.5 | 0.5 | 0.5 | 0.5 | 0.5 | 0.5 | 0.5 | 0.5 | 0.5 | 0.5 | 0.5 | 0.5 | 0.5
| Opex var | €/MWhLNG | 0 | 0 | 0 | 0 | 0 | 0 | 0 | 0 | 0 | 0 | 0 | 0 | 0 | 0 | 0 | 0 | 0
| Lifetime | years | 30 | 30 | 30 | 30 | 30 | 30 | 30 | 30 | 30 | 30 | 30 | 30 | 30 | 30 | 30 | 30 | 30
LNG shipping | Capex | €/kWSNG,LHV | 0.197 | 0.197 | 0.197 | 0.197 | 0.197 | 0.197 | 0.197 | 0.197 | 0.197 | 0.197 | 0.197 | 0.197 | 0.197 | 0.197 | 0.197 | 0.197 | 0.197
| Opex fix | €/(kWSNG a) | 0.0069 | 0.0069 | 0.0069 | 0.0069 | 0.0069 | 0.0069 | 0.0069 | 0.0069 | 0.0069 | 0.0069 | 0.0069 | 0.0069 | 0.0069 | 0.0069 | 0.0069 | 0.0069 | 0.0069
| Opex var | €/MWhSNG | 0 | 0 | 0 | 0 | 0 | 0 | 0 | 0 | 0 | 0 | 0 | 0 | 0 | 0 | 0 | 0 | 0
| Lifetime | years | 25 | 25 | 25 | 25 | 25 | 25 | 25 | 25 | 25 | 25 | 25 | 25 | 25 | 25 | 25 | 25 | 25
H2 Liquefaction | Capex | €/kWLiq,LHV | 561 | 561 | 561 | 561 | 561 | 561 | 561 | 561 | 561 | 561 | 561 | 561 | 561 | 561 | 561 | 561 | 561 | Schwartz2011, Ainscough2017, Körner2015
| Opex fix | €/kWLiq | 22.4 | 22.4 | 22.4 | 22.4 | 22.4 | 22.4 | 22.4 | 22.4 | 22.4 | 22.4 | 22.4 | 22.4 | 22.4 | 22.4 | 22.4 | 22.4 | 22.4
| Opex var | €/kWhLiq | 0 | 0 | 0 | 0 | 0 | 0 | 0 | 0 | 0 | 0 | 0 | 0 | 0 | 0 | 0 | 0 | 0
| Lifetime | years | 30 | 30 | 30 | 30 | 30 | 30 | 30 | 30 | 30 | 30 | 30 | 30 | 30 | 30 | 30 | 30 | 30
Steam Methane Reforming | Capex | €/kWH2,LHV | 570 | 570 | 570 | 570 | 570 | 570 | 570 | 570 | 570 | 570 | 570 | 570 | 570 | 570 | 570 | 570 | 570 | IEA2015ab
| Opex fix | €/kWH2 | 25.1 | 25.1 | 25.1 | 25.1 | 25.1 | 25.1 | 25.1 | 25.1 | 25.1 | 25.1 | 25.1 | 25.1 | 25.1 | 25.1 | 25.1 | 25.1 | 25.1
| Opex var | €/kWhH2 | 0.0002079 | 0.0002079 | 0.0002079 | 0.0002079 | 0.0002079 | 0.0002079 | 0.0002079 | 0.0002079 | 0.0002079 | 0.0002079 | 0.0002079 | 0.0002079 | 0.0002079 | 0.0002079 | 0.0002079 | 0.0002079 | 0.0002079
| Lifetime | years | 30 | 30 | 30 | 30 | 30 | 30 | 30 | 30 | 30 | 30 | 30 | 30 | 30 | 30 | 30 | 30 | 30
Steam Methane Reforming + CC | Capex | €/kWH2,LHV | 1018 | 1018 | 1018 | 925 | 832 | 809 | 785 | 785 | 785 | 785 | 785 | 785 | 785 | 785 | 785 | 785 | 785 | IEA2015ab
| Opex fix | €/kWH2 | 38.7 | 38.7 | 38.7 | 35.2 | 31.6 | 30.7 | 29.8 | 29.8 | 29.8 | 29.8 | 29.8 | 29.8 | 29.8 | 29.8 | 29.8 | 29.8 | 29.8
| Opex var | €/kWhH2 | 0.0001963 | 0.0001963 | 0.0001963 | 0.0001963 | 0.0001963 | 0.0001963 | 0.0001963 | 0.0001963 | 0.0001963 | 0.0001963 | 0.0001963 | 0.0001963 | 0.0001963 | 0.0001963 | 0.0001963 | 0.0001963 | 0.0001963
| Lifetime | years | 30 | 30 | 30 | 30 | 30 | 30 | 30 | 30 | 30 | 30 | 30 | 30 | 30 | 30 | 30 | 30 | 30
Methanol Synthesis Unit | Capex | €/kWCH3OH,LHV | 831 | 831 | 714 | 714 | 613 | 613 | 561 | 561 | 561 | 561 | 561 | 561 | 561 | 561 | 561 | 561 | 561 | Fasihi2017b
| Opex fix | €/kWCH3OH | 33.2 | 33.2 | 28.6 | 28.6 | 24.5 | 24.5 | 22.4 | 22.4 | 22.4 | 22.4 | 22.4 | 22.4 | 22.4 | 22.4 | 22.4 | 22.4 | 22.4
| Opex var | €/kWhCH3OH | 0.002 | 0.002 | 0.002 | 0.002 | 0.002 | 0.002 | 0.002 | 0.002 | 0.002 | 0.002 | 0.002 | 0.002 | 0.002 | 0.002 | 0.002 | 0.002 | 0.002
| Lifetime | years | 30 | 30 | 30 | 30 | 30 | 30 | 30 | 30 | 30 | 30 | 30 | 30 | 30 | 30 | 30 | 30 | 30
Ammonia Synthesis Unit | Capex | €/kWNH3,LHV | 1053 | 1053 | 1053 | 1053 | 1053 | 1053 | 1053 | 1053 | 1053 | 1053 | 1053 | 1053 | 1053 | 1053 | 1053 | 1053 | 1053 | Fasihi2017b
| Opex fix | €/kWNH3 | 42.1 | 42.1 | 42.1 | 42.1 | 42.1 | 42.1 | 42.1 | 42.1 | 42.1 | 42.1 | 42.1 | 42.1 | 42.1 | 42.1 | 42.1 | 42.1 | 42.1
| Opex var | €/kWhNH3 | 0.0021 | 0.0021 | 0.0021 | 0.0021 | 0.0021 | 0.0021 | 0.0021 | 0.0021 | 0.0021 | 0.0021 | 0.0021 | 0.0021 | 0.0021 | 0.0021 | 0.0021 | 0.0021 | 0.0021
| Lifetime | years | 30 | 30 | 30 | 30 | 30 | 30 | 30 | 30 | 30 | 30 | 30 | 30 | 30 | 30 | 30 | 30 | 30
Geological CO2 sequestration onshore | Capex | €/(tCO2 a) | 24.25 | 24.25 | 24.25 | 24.25 | 24.25 | 24.25 | 24.25 | 24.25 | 24.25 | 24.25 | 24.25 | 24.25 | 24.25 | 24.25 | 24.25 | 24.25 | 24.25 | Mühlbauer2025
| Opex fix | €/(tCO2 a) | 1.5 | 1.5 | 1.5 | 1.5 | 1.5 | 1.5 | 1.5 | 1.5 | 1.5 | 1.5 | 1.5 | 1.5 | 1.5 | 1.5 | 1.5 | 1.5 | 1.5
| Opex var | €/tCO2 | 0 | 0 | 0 | 0 | 0 | 0 | 0 | 0 | 0 | 0 | 0 | 0 | 0 | 0 | 0 | 0 | 0
| Lifetime | years | 40 | 40 | 40 | 40 | 40 | 40 | 40 | 40 | 40 | 40 | 40 | 40 | 40 | 40 | 40 | 40 | 40
Geolgoical CO2 sequestration offshore | Capex | €/(tCO2 a) | 61.8 | 61.8 | 61.8 | 61.8 | 61.8 | 61.8 | 61.8 | 61.8 | 61.8 | 61.8 | 61.8 | 61.8 | 61.8 | 61.8 | 61.8 | 61.8 | 61.8 | Mühlbauer2025
| Opex fix | €/(tCO2 a) | 2.5 | 2.5 | 2.5 | 2.5 | 2.5 | 2.5 | 2.5 | 2.5 | 2.5 | 2.5 | 2.5 | 2.5 | 2.5 | 2.5 | 2.5 | 2.5 | 2.5
| Opex var | €/tCO2 | 0 | 0 | 0 | 0 | 0 | 0 | 0 | 0 | 0 | 0 | 0 | 0 | 0 | 0 | 0 | 0 | 0
| Lifetime | years | 40 | 40 | 40 | 40 | 40 | 40 | 40 | 40 | 40 | 40 | 40 | 40 | 40 | 40 | 40 | 40 | 40
In-situ mineralisation onshore | Capex | €/(tCO2 a) | 35 | 35 | 35 | 35 | 35 | 35 | 35 | 35 | 35 | 35 | 35 | 35 | 35 | 35 | 35 | 35 | 35 | Mühlbauer2025
| Opex fix | €/(tCO2 a) | 1.5 | 1.5 | 1.5 | 1.5 | 1.5 | 1.5 | 1.5 | 1.5 | 1.5 | 1.5 | 1.5 | 1.5 | 1.5 | 1.5 | 1.5 | 1.5 | 1.5
| Opex var | €/tCO2 | 0 | 0 | 0 | 0 | 0 | 0 | 0 | 0 | 0 | 0 | 0 | 0 | 0 | 0 | 0 | 0 | 0
| Lifetime | years | 40 | 40 | 40 | 40 | 40 | 40 | 40 | 40 | 40 | 40 | 40 | 40 | 40 | 40 | 40 | 40 | 40
In-situ mineralisation offshore | Capex | €/(tCO2 a) | 99.5 | 99.5 | 99.5 | 99.5 | 99.5 | 99.5 | 99.5 | 99.5 | 99.5 | 99.5 | 99.5 | 99.5 | 99.5 | 99.5 | 99.5 | 99.5 | 99.5 | Mühlbauer2025
| Opex fix | €/(tCO2 a) | 3.5 | 3.5 | 3.5 | 3.5 | 3.5 | 3.5 | 3.5 | 3.5 | 3.5 | 3.5 | 3.5 | 3.5 | 3.5 | 3.5 | 3.5 | 3.5 | 3.5
| Opex var | €/tCO2 | 0 | 0 | 0 | 0 | 0 | 0 | 0 | 0 | 0 | 0 | 0 | 0 | 0 | 0 | 0 | 0 | 0
| Lifetime | years | 40 | 40 | 40 | 40 | 40 | 40 | 40 | 40 | 40 | 40 | 40 | 40 | 40 | 40 | 40 | 40 | 40
Ex-situ mineralisation | Capex | €/(tCO2 a) | 254 | 254 | 254 | 199 | 157 | 124 | 100 | 85 | 78 | 77 | 76 | 76 | 76 | 76 | 76 | 75 | 74 | Mühlbauer2025
| Opex fix | €/(tCO2 a) | 37.8 | 37.8 | 37.8 | 37.8 | 37.8 | 32.8 | 28.8 | 26.1 | 24.9 | 24.5 | 24.5 | 24.4 | 24.4 | 24.4 | 24.4 | 24.3 | 24
| Opex var | €/tCO2 | 21.6 | 21.6 | 21.6 | 21.6 | 21.6 | 21.6 | 21.6 | 21.6 | 21.6 | 21.6 | 21.6 | 21.6 | 21.6 | 21.6 | 21.6 | 21.6 | 21.6
| Lifetime | years | 50 | 50 | 50 | 50 | 50 | 50 | 50 | 50 | 50 | 50 | 50 | 50 | 50 | 50 | 50 | 50 | 50
e-SiC | Capex | €/(tCO2 a) | 916.67 | 923.06 | 929.46 | 935.85 | 942.25 | 948.65 | 948.65 | 948.65 | 948.65 | 948.65 | 948.65 | 948.65 | 948.65 | 948.65 | 948.65 | 948.65 | 948.65 | Mühlbauer2024
| Opex fix | €/(tCO2 a) | 45.83 | 46.15 | 46.47 | 46.79 | 47.11 | 47.43 | 47.43 | 47.43 | 47.43 | 47.43 | 47.43 | 47.43 | 47.43 | 47.43 | 47.43 | 47.43 | 47.43
| Opex var | €/tCO2 | 0 | 0 | 0 | 0 | 0 | 0 | 0 | 0 | 0 | 0 | 0 | 0 | 0 | 0 | 0 | 0 | 0
| Lifetime | years | 30 | 30 | 30 | 30 | 30 | 30 | 30 | 30 | 30 | 30 | 30 | 30 | 30 | 30 | 30 | 30 | 30
Enhanced weathering | Capex | €/(tCO2 a) | 476.1069 | 476.1069 | 476.1069 | 476.1069 | 476.1069 | 476.1069 | 476.1069 | 476.1069 | 476.1069 | 476.1069 | 476.1069 | 476.1069 | 476.1069 | 476.1069 | 476.1069 | 476.1069 | 476.1069 | Mühlbauer2025
| Opex fix | €/(tCO2 a) | 23.8053 | 23.8053 | 23.8053 | 23.8053 | 23.8053 | 23.8053 | 23.8053 | 23.8053 | 23.8053 | 23.8053 | 23.8053 | 23.8053 | 23.8053 | 23.8053 | 23.8053 | 23.8053 | 23.8053
| Opex var | €/tCO2 | 18.3191 | 18.1178 | 17.9209 | 17.7282 | 17.5396 | 17.3549 | 17.3549 | 17.3549 | 17.3549 | 17.3549 | 17.3549 | 17.3549 | 17.3549 | 17.3549 | 17.3549 | 17.3549 | 17.3549
| Lifetime | years | 30 | 30 | 30 | 30 | 30 | 30 | 30 | 30 | 30 | 30 | 30 | 30 | 30 | 30 | 30 | 30 | 30
Biochar | Capex | €/(tCO2 a) | 482.66 | 482.66 | 482.66 | 482.66 | 445.4 | 419.38 | 406.05 | 400.41 | 397.28 | 396.83 | 392.91 | 386.9 | 382.08 | 379.61 | 378.13 | 377.91 | 375.91 | Mühlbauer2025
| Opex fix | €/(tCO2 a) | 28.96 | 28.96 | 28.96 | 28.96 | 26.72 | 25.16 | 24.36 | 24.02 | 23.84 | 23.81 | 23.57 | 23.21 | 22.92 | 22.78 | 22.69 | 22.67 | 22.55
| Opex var | €/tCO2 | 61.4 | 61.4 | 61.4 | 61.4 | 61.4 | 61.4 | 61.4 | 61.4 | 61.4 | 61.4 | 61.4 | 61.4 | 61.4 | 61.4 | 61.4 | 61.4 | 61.4
| Lifetime | years | 20 | 20 | 25 | 25 | 30 | 30 | 30 | 30 | 30 | 30 | 30 | 30 | 30 | 30 | 30 | 30 | 30
Rainfed afforestation | Capex | €/(tCO2 a) | 83.2 | 83.2 | 83.2 | 83.2 | 83.2 | 83.2 | 83.2 | 83.2 | 83.2 | 83.2 | 83.2 | 83.2 | 83.2 | 83.2 | 83.2 | 83.2 | 83.2 | Doelman2019
| Opex fix | €/(tCO2 a) | 0.35 | 0.35 | 0.35 | 0.35 | 0.35 | 0.35 | 0.35 | 0.35 | 0.35 | 0.35 | 0.35 | 0.35 | 0.35 | 0.35 | 0.35 | 0.35 | 0.35
| Opex var | €/tCO2 | 0 | 0 | 0 | 0 | 0 | 0 | 0 | 0 | 0 | 0 | 0 | 0 | 0 | 0 | 0 | 0 | 0
| Lifetime | years | 60 | 60 | 60 | 60 | 60 | 60 | 60 | 60 | 60 | 60 | 60 | 60 | 60 | 60 | 60 | 60 | 60
Desalination-fed afforestation | Capex | €/(tCO2 a) | 33.46 | 33.46 | 33.46 | 33.46 | 33.46 | 33.46 | 33.46 | 33.46 | 33.46 | 33.46 | 33.46 | 33.46 | 33.46 | 33.46 | 33.46 | 33.46 | 33.46 | Caldera2023
| Opex fix | €/(tCO2 a) | 3.4105 | 3.4105 | 3.4105 | 3.4105 | 3.4105 | 3.4105 | 3.4105 | 3.4105 | 3.4105 | 3.4105 | 3.4105 | 3.4105 | 3.4105 | 3.4105 | 3.4105 | 3.4105 | 3.4105
| Opex var | €/tCO2 | 0 | 0 | 0 | 0 | 0 | 0 | 0 | 0 | 0 | 0 | 0 | 0 | 0 | 0 | 0 | 0 | 0
| Lifetime | years | 60 | 60 | 60 | 60 | 60 | 60 | 60 | 60 | 60 | 60 | 60 | 60 | 60 | 60 | 60 | 60 | 60
Battery | Capex | €/kWhel | 234 | 116.3 | 76 | 56.9 | 48.6 | 44.2 | 41.7 | 58 | 56 | 55 | 54 | 53 | 52 | 51 | 51 | 51 | 51 | Keiner2026
Storage | Opex fix | €/(kWhel a) | 3.28 | 1.98 | 1.52 | 1.31 | 1.22 | 1.15 | 1.17 | 1.63 | 1.57 | 1.54 | 1.51 | 1.49 | 1.46 | 1.43 | 1.43 | 1.43 | 1.43
| Opex var | €/kWhel | 0 | 0 | 0 | 0 | 0 | 0 | 0 | 0 | 0 | 0 | 0 | 0 | 0 | 0 | 0 | 0 | 0
| Lifetime | years | 20 | 15 | 20 | 20 | 20 | 20 | 20 | 20 | 20 | 20 | 20 | 20 | 20 | 20 | 20 | 20 | 20
Battery | Capex | €/kWel | 117 | 76 | 55 | 44 | 37 | 33 | 30 | 29 | 28 | 27 | 27 | 26 | 26 | 25 | 25 | 25 | 25 | Vartiainen2020, Guliano2016
Interface | Opex fix | €/(kWel a) | 1.64 | 1.29 | 1.1 | 1.01 | 0.93 | 0.86 | 0.84 | 0.81 | 0.78 | 0.76 | 0.76 | 0.73 | 0.73 | 0.7 | 0.7 | 0.7 | 0.7
| Opex var | €/kWhel | 0 | 0 | 0 | 0 | 0 | 0 | 0 | 0 | 0 | 0 | 0 | 0 | 0 | 0 | 0 | 0 | 0
| Lifetime | years | 20 | 20 | 20 | 20 | 20 | 20 | 20 | 20 | 20 | 20 | 20 | 20 | 20 | 20 | 20 | 20 | 20
Battery PV pros residential | Capex | €/kWhel | 462 | 308 | 224 | 182 | 156 | 140 | 127 | 121 | 117 | 115 | 112 | 110 | 108 | 106 | 106 | 106 | 106 | Vartiainen2020, Giuliano2016, ETIP2019
Storage | Opex fix | €/(kWhel a) | 5.08 | 4 | 3.36 | 3.09 | 2.81 | 2.8 | 2.54 | 2.42 | 2.34 | 2.3 | 2.24 | 2.2 | 2.16 | 2.12 | 2.12 | 2.12 | 2.12
| Opex var | €/kWhel | 0 | 0 | 0 | 0 | 0 | 0 | 0 | 0 | 0 | 0 | 0 | 0 | 0 | 0 | 0 | 0 | 0
| Lifetime | years | 20 | 20 | 20 | 20 | 20 | 20 | 20 | 20 | 20 | 20 | 20 | 20 | 20 | 20 | 20 | 20 | 20
Battery PV pros residential | Capex | €/kWel | 231 | 153 | 112 | 90 | 76 | 68 | 62 | 59 | 57 | 56 | 55 | 54 | 53 | 52 | 52 | 52 | 52 | Vartiainen2020, Giuliano2016, ETIP2019
Interface | Opex fix | €/(kWel a) | 2.54 | 1.99 | 1.68 | 1.53 | 1.37 | 1.36 | 1.24 | 1.18 | 1.14 | 1.12 | 1.1 | 1.08 | 1.06 | 1.04 | 1.04 | 1.04 | 1.04
| Opex var | €/kWhel | 0 | 0 | 0 | 0 | 0 | 0 | 0 | 0 | 0 | 0 | 0 | 0 | 0 | 0 | 0 | 0 | 0
| Lifetime | years | 20 | 20 | 20 | 20 | 20 | 20 | 20 | 20 | 20 | 20 | 20 | 20 | 20 | 20 | 20 | 20 | 20
Battery PV pros commercial | Capex | €/kWhel | 366 | 240 | 175 | 141 | 121 | 108 | 98 | 93 | 90 | 88 | 87 | 85 | 84 | 82 | 82 | 82 | 82 | Vartiainen2020, Giuliano2016, ETIP2019
Storage | Opex fix | €/(kWhel a) | 4.39 | 3.6 | 2.98 | 2.68 | 2.54 | 2.38 | 2.25 | 2.14 | 2.07 | 2.02 | 2 | 1.95 | 1.93 | 1.88 | 1.88 | 1.88 | 1.88
| Opex var | €/kWhel | 0 | 0 | 0 | 0 | 0 | 0 | 0 | 0 | 0 | 0 | 0 | 0 | 0 | 0 | 0 | 0 | 0
| Lifetime | years | 20 | 20 | 20 | 20 | 20 | 20 | 20 | 20 | 20 | 20 | 20 | 20 | 20 | 20 | 20 | 20 | 20
Battery PV pros commercial | Capex | €/kWel | 183 | 119 | 88 | 70 | 59 | 53 | 48 | 46 | 44 | 43 | 42 | 42 | 41 | 40 | 40 | 40 | 40 | Vartiainen2020, Giuliano2016, ETIP2019
Interface | Opex fix | €/(kWel a) | 2.2 | 1.79 | 1.5 | 1.33 | 1.24 | 1.17 | 1.1 | 1.05 | 1.01 | 0.99 | 0.96 | 0.96 | 0.94 | 0.92 | 0.92 | 0.92 | 0.92
| Opex var | €/kWhel | 0 | 0 | 0 | 0 | 0 | 0 | 0 | 0 | 0 | 0 | 0 | 0 | 0 | 0 | 0 | 0 | 0
| Lifetime | years | 20 | 20 | 20 | 20 | 20 | 20 | 20 | 20 | 20 | 20 | 20 | 20 | 20 | 20 | 20 | 20 | 20
Battery PV pros industrial | Capex | €/kWhel | 139 | 90 | 66 | 52 | 44 | 39 | 35 | 33 | 32 | 32 | 31 | 30 | 30 | 29 | 29 | 29 | 29 | Vartiainen2020, Giuliano2016, ETIP2019
Storage | Opex fix | €/(kWhel a) | 1.95 | 1.53 | 1.32 | 1.2 | 1.1 | 1.01 | 0.95 | 0.9 | 0.87 | 0.87 | 0.84 | 0.81 | 0.81 | 0.79 | 0.79 | 0.79 | 0.79
| Opex var | €/kWhel | 0 | 0 | 0 | 0 | 0 | 0 | 0 | 0 | 0 | 0 | 0 | 0 | 0 | 0 | 0 | 0 | 0
| Lifetime | years | 20 | 20 | 20 | 20 | 20 | 20 | 20 | 20 | 20 | 20 | 20 | 20 | 20 | 20 | 20 | 20 | 20
Battery PV pros industrial | Capex | €/kWel | 139 | 90 | 66 | 52 | 44 | 39 | 35 | 33 | 32 | 32 | 31 | 30 | 30 | 29 | 29 | 29 | 29 | Vartiainen2020, Giuliano2016, ETIP2019
Interface | Opex fix | €/(kWel a) | 1.95 | 1.53 | 1.32 | 1.2 | 1.1 | 1.01 | 0.95 | 0.9 | 0.87 | 0.87 | 0.84 | 0.81 | 0.81 | 0.79 | 0.79 | 0.79 | 0.79
| Opex var | €/kWhel | 0 | 0 | 0 | 0 | 0 | 0 | 0 | 0 | 0 | 0 | 0 | 0 | 0 | 0 | 0 | 0 | 0
| Lifetime | years | 20 | 20 | 20 | 20 | 20 | 20 | 20 | 20 | 20 | 20 | 20 | 20 | 20 | 20 | 20 | 20 | 20
PHES | Capex | €/kWhel | 7.7 | 7.7 | 7.7 | 7.7 | 7.7 | 7.7 | 7.7 | 7.7 | 7.7 | 7.7 | 7.7 | 7.7 | 7.7 | 7.7 | 7.7 | 7.7 | 7.7 | EC2014a
Storage | Opex fix | €/(kWhel a) | 1.335 | 1.335 | 1.335 | 1.335 | 1.335 | 1.335 | 1.335 | 1.335 | 1.335 | 1.335 | 1.335 | 1.335 | 1.335 | 1.335 | 1.335 | 1.335 | 1.335
| Opex var | €/kWhel | 0 | 0 | 0 | 0 | 0 | 0 | 0 | 0 | 0 | 0 | 0 | 0 | 0 | 0 | 0 | 0 | 0
| Lifetime | years | 50 | 50 | 50 | 50 | 50 | 50 | 50 | 50 | 50 | 50 | 50 | 50 | 50 | 50 | 50 | 50 | 50
PHES | Capex | €/kWel | 650 | 650 | 650 | 650 | 650 | 650 | 650 | 650 | 650 | 650 | 650 | 650 | 650 | 650 | 650 | 650 | 650 | EC2014a
Interface | Opex fix | €/(kWel a) | 0 | 0 | 0 | 0 | 0 | 0 | 0 | 0 | 0 | 0 | 0 | 0 | 0 | 0 | 0 | 0 | 0
| Opex var | €/kWhel | 0 | 0 | 0 | 0 | 0 | 0 | 0 | 0 | 0 | 0 | 0 | 0 | 0 | 0 | 0 | 0 | 0
| Lifetime | years | 50 | 50 | 50 | 50 | 50 | 50 | 50 | 50 | 50 | 50 | 50 | 50 | 50 | 50 | 50 | 50 | 50
A-CAES | Capex | €/kWhel | 75 | 65.3 | 57.9 | 53.6 | 50.8 | 47 | 43.8 | 43.8 | 43.8 | 43.8 | 43.8 | 43.8 | 43.8 | 43.8 | 43.8 | 43.8 | 43.8 | EC2014a
Storage | Opex fix | €/(kWhel a) | 1.16 | 0.99 | 0.87 | 0.81 | 0.77 | 0.71 | 0.66 | 0.66 | 0.66 | 0.66 | 0.66 | 0.66 | 0.66 | 0.66 | 0.66 | 0.66 | 0.66
| Opex var | €/kWhel | 0 | 0 | 0 | 0 | 0 | 0 | 0 | 0 | 0 | 0 | 0 | 0 | 0 | 0 | 0 | 0 | 0
| Lifetime | years | 40 | 40 | 40 | 40 | 40 | 40 | 40 | 40 | 40 | 40 | 40 | 40 | 40 | 40 | 40 | 40 | 40
A-CAES | Capex | €/kWel | 540 | 540 | 540 | 540 | 540 | 540 | 540 | 540 | 540 | 540 | 540 | 540 | 540 | 540 | 540 | 540 | 540 | EC2014a
Interface | Opex fix | €/(kWel a) | 17.5 | 17.5 | 17.5 | 17.5 | 17.5 | 17.5 | 17.5 | 17.5 | 17.5 | 17.5 | 17.5 | 17.5 | 17.5 | 17.5 | 17.5 | 17.5 | 17.5
| Opex var | €/kWhel | 0 | 0 | 0 | 0 | 0 | 0 | 0 | 0 | 0 | 0 | 0 | 0 | 0 | 0 | 0 | 0 | 0
| Lifetime | years | 40 | 40 | 40 | 40 | 40 | 40 | 40 | 40 | 40 | 40 | 40 | 40 | 40 | 40 | 40 | 40 | 40
Hot Heat Storage | Capex | €/kWhth | 41.8 | 32.7 | 26.8 | 23.3 | 21 | 19.3 | 17.5 | 17.5 | 17.5 | 17.5 | 17.5 | 17.5 | 17.5 | 17.5 | 17.5 | 17.5 | 17.5 | Bogdanov2021
Storage | Opex fix | €/(kWhth a) | 0.63 | 0.49 | 0.4 | 0.35 | 0.32 | 0.29 | 0.26 | 0.26 | 0.26 | 0.26 | 0.26 | 0.26 | 0.26 | 0.26 | 0.26 | 0.26 | 0.26
| Opex var | €/kWhth | 0 | 0 | 0 | 0 | 0 | 0 | 0 | 0 | 0 | 0 | 0 | 0 | 0 | 0 | 0 | 0 | 0
| Lifetime | years | 25 | 25 | 25 | 30 | 30 | 30 | 30 | 30 | 30 | 30 | 30 | 30 | 30 | 30 | 30 | 30 | 30
Hot Heat Storage | Capex | €/kWth | 0 | 0 | 0 | 0 | 0 | 0 | 0 | 0 | 0 | 0 | 0 | 0 | 0 | 0 | 0 | 0 | 0 | Bogdanov2021
Interface | Opex fix | €/(kWth a) | 0 | 0 | 0 | 0 | 0 | 0 | 0 | 0 | 0 | 0 | 0 | 0 | 0 | 0 | 0 | 0 | 0
| Opex var | €/kWth | 0 | 0 | 0 | 0 | 0 | 0 | 0 | 0 | 0 | 0 | 0 | 0 | 0 | 0 | 0 | 0 | 0
| Lifetime | years | 25 | 25 | 25 | 30 | 30 | 30 | 30 | 30 | 30 | 30 | 30 | 30 | 30 | 30 | 30 | 30 | 30
Hydrogen Storage | Capex | €/kWhth | 0.28 | 0.28 | 0.28 | 0.28 | 0.28 | 0.28 | 0.28 | 0.28 | 0.28 | 0.28 | 0.28 | 0.28 | 0.28 | 0.28 | 0.28 | 0.28 | 0.28 | Fasihi2021
| Opex fix | €/(kWhth a) | 0.0112 | 0.0112 | 0.0112 | 0.0112 | 0.0112 | 0.0112 | 0.0112 | 0.0112 | 0.0112 | 0.0112 | 0.0112 | 0.0112 | 0.0112 | 0.0112 | 0.0112 | 0.0112 | 0.0112
| Opex var | €/kWhth | 0.0001 | 0.0001 | 0.0001 | 0.0001 | 0.0001 | 0.0001 | 0.0001 | 0.0001 | 0.0001 | 0.0001 | 0.0001 | 0.0001 | 0.0001 | 0.0001 | 0.0001 | 0.0001 | 0.0001
| Lifetime | years | 30 | 30 | 30 | 30 | 30 | 30 | 30 | 30 | 30 | 30 | 30 | 30 | 30 | 30 | 30 | 30 | 30
Hydrogen Storage | Capex | €/kWth | 70.2 | 70.2 | 70.2 | 70.2 | 70.2 | 70.2 | 70.2 | 70.2 | 70.2 | 70.2 | 70.2 | 70.2 | 70.2 | 70.2 | 70.2 | 70.2 | 70.2 | Fasihi2021
Interface | Opex fix | €/(kWth a) | 2.808 | 2.808 | 2.808 | 2.808 | 2.808 | 2.808 | 2.808 | 2.808 | 2.808 | 2.808 | 2.808 | 2.808 | 2.808 | 2.808 | 2.808 | 2.808 | 2.808
| Opex var | €/kWth | 0 | 0 | 0 | 0 | 0 | 0 | 0 | 0 | 0 | 0 | 0 | 0 | 0 | 0 | 0 | 0 | 0
| Lifetime | years | 20 | 20 | 20 | 20 | 20 | 20 | 20 | 20 | 20 | 20 | 20 | 20 | 20 | 20 | 20 | 20 | 20
CO2 Storage | Capex | €/ton | 142 | 142 | 142 | 142 | 142 | 142 | 142 | 142 | 142 | 142 | 142 | 142 | 142 | 142 | 142 | 142 | 142 | Svensson2004
| Opex fix | €/(ton a) | 9.94 | 9.94 | 9.94 | 9.94 | 9.94 | 9.94 | 9.94 | 9.94 | 9.94 | 9.94 | 9.94 | 9.94 | 9.94 | 9.94 | 9.94 | 9.94 | 9.94
| Opex var | €/ton | 0.0001 | 0.0001 | 0.0001 | 0.0001 | 0.0001 | 0.0001 | 0.0001 | 0.0001 | 0.0001 | 0.0001 | 0.0001 | 0.0001 | 0.0001 | 0.0001 | 0.0001 | 0.0001 | 0.0001
| Lifetime | years | 30 | 30 | 30 | 30 | 30 | 30 | 30 | 30 | 30 | 30 | 30 | 30 | 30 | 30 | 30 | 30 | 30
CO2 Storage | Capex | €/ton/h | 0 | 0 | 0 | 0 | 0 | 0 | 0 | 0 | 0 | 0 | 0 | 0 | 0 | 0 | 0 | 0 | 0 | Svensson2004
Interface | Opex fix | €/(ton/h a) | 0 | 0 | 0 | 0 | 0 | 0 | 0 | 0 | 0 | 0 | 0 | 0 | 0 | 0 | 0 | 0 | 0
| Opex var | €/ton | 0 | 0 | 0 | 0 | 0 | 0 | 0 | 0 | 0 | 0 | 0 | 0 | 0 | 0 | 0 | 0 | 0
| Lifetime | years | 50 | 50 | 50 | 50 | 50 | 50 | 50 | 50 | 50 | 50 | 50 | 50 | 50 | 50 | 50 | 50 | 50
Gas Storage | Capex | €/kWhth | 0.05 | 0.05 | 0.05 | 0.05 | 0.05 | 0.05 | 0.05 | 0.05 | 0.05 | 0.05 | 0.05 | 0.05 | 0.05 | 0.05 | 0.05 | 0.05 | 0.05 | Michalski2017
| Opex fix | €/(kWhth a) | 0.001 | 0.001 | 0.001 | 0.001 | 0.001 | 0.001 | 0.001 | 0.001 | 0.001 | 0.001 | 0.001 | 0.001 | 0.001 | 0.001 | 0.001 | 0.001 | 0.001
| Opex var | €/kWhth | 0 | 0 | 0 | 0 | 0 | 0 | 0 | 0 | 0 | 0 | 0 | 0 | 0 | 0 | 0 | 0 | 0
| Lifetime | years | 50 | 50 | 50 | 50 | 50 | 50 | 50 | 50 | 50 | 50 | 50 | 50 | 50 | 50 | 50 | 50 | 50
Gas Storage | Capex | €/kWth | 100 | 100 | 100 | 100 | 100 | 100 | 100 | 100 | 100 | 100 | 100 | 100 | 100 | 100 | 100 | 100 | 100 | Michalski2017
Interface | Opex fix | €/(kWth a) | 4 | 4 | 4 | 4 | 4 | 4 | 4 | 4 | 4 | 4 | 4 | 4 | 4 | 4 | 4 | 4 | 4
| Opex var | €/kWth | 0 | 0 | 0 | 0 | 0 | 0 | 0 | 0 | 0 | 0 | 0 | 0 | 0 | 0 | 0 | 0 | 0
| Lifetime | years | 15 | 15 | 15 | 15 | 15 | 15 | 15 | 15 | 15 | 15 | 15 | 15 | 15 | 15 | 15 | 15 | 15
District Heat Storage | Capex | €/kWhth | 27.5 | 24.6 | 21.7 | 19.525 | 17.35 | 15.175 | 13 | 13 | 13 | 13 | 13 | 13 | 13 | 13 | 13 | 13 | 13 | Bogdanov2021
| Opex fix | €/(kWhth a) | 0.6 | 0.45 | 0.45 | 0.375 | 0.3 | 0.3 | 0.3 | 0.3 | 0.3 | 0.3 | 0.3 | 0.3 | 0.3 | 0.3 | 0.3 | 0.3 | 0.3
| Opex var | €/kWhth | 0 | 0 | 0 | 0 | 0 | 0 | 0 | 0 | 0 | 0 | 0 | 0 | 0 | 0 | 0 | 0 | 0
| Lifetime | years | 25 | 25 | 25 | 30 | 30 | 30 | 30 | 30 | 30 | 30 | 30 | 30 | 30 | 30 | 30 | 30 | 30
District Heat Storage | Capex | €/kWth | 0 | 0 | 0 | 0 | 0 | 0 | 0 | 0 | 0 | 0 | 0 | 0 | 0 | 0 | 0 | 0 | 0 | Bogdanov2021
Interface | Opex fix | €/(kWth a) | 0 | 0 | 0 | 0 | 0 | 0 | 0 | 0 | 0 | 0 | 0 | 0 | 0 | 0 | 0 | 0 | 0
| Opex var | €/kWth | 0 | 0 | 0 | 0 | 0 | 0 | 0 | 0 | 0 | 0 | 0 | 0 | 0 | 0 | 0 | 0 | 0
| Lifetime | years | 25 | 25 | 25 | 30 | 30 | 30 | 30 | 30 | 30 | 30 | 30 | 30 | 30 | 30 | 30 | 30 | 30

## Power sector demand
Power sector
|  | 2020 | 2025 | 2030 | 2035 | 2040 | 2045 | 2050 | 2055 | 2060 | 2065 | 2070 | 2075 | 2080 | 2085 | 2090 | 2095 | 2100
Electricity [TWh] | Europe | 3120.2898 | 4061.2936 | 4434.8999 | 4747.9442 | 5006.8077 | 5207.7662 | 5378.3284 | 5564.826 | 5704.1831 | 5809.4391 | 5891.0107 | 5953.4462 | 6000.5492 | 6034.6168 | 6056.193 | 6067.4668 | 6065.5878
| Eurasia | 676.3884 | 1145.0503 | 1322.9067 | 1494.6941 | 1661.6679 | 1822.6017 | 1986.4648 | 2167.7041 | 2338.6304 | 2500.1938 | 2650.7078 | 2789.6017 | 2918.4595 | 3037.0323 | 3143.6326 | 3236.6231 | 3313.168
| MENA | 1095.0577 | 1635.3183 | 1989.3315 | 2346.1842 | 2714.0522 | 3084.3131 | 3514.27 | 4091.5673 | 4685.1136 | 5269.1751 | 5822.5351 | 6334.6889 | 6804.8902 | 7243.7835 | 7655.6612 | 8041.5582 | 8394.2576
| SSA | 283.6701 | 968.2143 | 1476.8105 | 2146.7568 | 2992.7837 | 4010.731 | 5251.6514 | 6879.2062 | 8828.2379 | 11100.564 | 13659.8486 | 16440.226 | 19351.8807 | 22299.6527 | 25200.2835 | 27979.0924 | 30596.4855
| SAARC | 1178.7592 | 2796.1033 | 3883.0931 | 5048.5462 | 6217.6112 | 7306.6747 | 8501.4214 | 10263.9449 | 12225.4036 | 14293.5926 | 16337.2353 | 18222.5525 | 19856.4887 | 21206.8545 | 22288.1407 | 23144.2707 | 23814.6703
| Northeast Asia | 6604.2434 | 8427.6347 | 9607.4114 | 10636.5103 | 11519.4396 | 12190.2441 | 12621.3674 | 12819.403 | 12707.0734 | 12413.7071 | 12035.0653 | 11598.2764 | 11092.302 | 10521.4666 | 9926.3369 | 9334.3471 | 8743.2609
| Southeast Asia | 1061.0253 | 1829.8353 | 2336.3321 | 2844.71 | 3344.4696 | 3824.6994 | 4355.621 | 5022.203 | 5657.5068 | 6227.0002 | 6710.7967 | 7103.6185 | 7413.1322 | 7653.1177 | 7837.2976 | 7974.8052 | 8070.3851
| North America | 4327.3703 | 5074.1102 | 5344.8466 | 5575.3382 | 5767.2738 | 5920.2116 | 6066.898 | 6262.4497 | 6443.5604 | 6612.135 | 6765.0048 | 6892.9962 | 6994.3588 | 7070.7612 | 7128.3857 | 7172.817 | 7201.1481
| South America | 960.3445 | 1297.3964 | 1584.0621 | 1865.0496 | 2136.8879 | 2392.5719 | 2678.7534 | 3053.6364 | 3405.577 | 3718.5784 | 3982.4306 | 4193.9896 | 4354.9648 | 4470.6158 | 4547.5723 | 4593.0932 | 4613.613

## Heat sector demand
Heat sector
|  | 2020 | 2025 | 2030 | 2035 | 2040 | 2045 | 2050 | 2055 | 2060 | 2065 | 2070 | 2075 | 2080 | 2085 | 2090 | 2095 | 2100
Space heating [TWh] | Europe | 4349.3374 | 4366.9408 | 4264.866 | 4126.7481 | 3962.3769 | 3776.2909 | 3567.4841 | 3343.4173 | 3109.8166 | 2877.8929 | 2654.3085 | 2441.1869 | 2239.2389 | 2048.7918 | 1869.8451 | 1703.0525 | 1547.5812
| Eurasia | 4108.3461 | 2039.6313 | 2032.3719 | 2013.638 | 1985.9261 | 1952.4447 | 1908.9724 | 1853.4307 | 1788.9122 | 1721.0292 | 1652.7438 | 1586.1613 | 1523.1788 | 1463.6356 | 1406.7312 | 1352.5194 | 1300.8488
| MENA | 1197.2702 | 1362.0365 | 1389.86 | 1396.0379 | 1387.0505 | 1362.6193 | 1321.1637 | 1264.4283 | 1193.562 | 1111.7147 | 1021.8278 | 926.4974 | 827.6354 | 727.4498 | 626.5693 | 525.7552 | 425.7715
| SSA | 704.7457 | 778.8669 | 847.8927 | 909.0884 | 960.8673 | 1001.9084 | 1030.7157 | 1048.2298 | 1054.469 | 1049.6793 | 1033.9013 | 1008.147 | 973.1214 | 929.7021 | 879.1419 | 822.3762 | 760.7881
| SAARC | 2168.4018 | 2923.8759 | 3051.6327 | 3152.9581 | 3214.2698 | 3233.3657 | 3211.486 | 3153.5611 | 3066.697 | 2950.797 | 2809.3546 | 2644.5724 | 2459.1315 | 2258.9447 | 2049.5813 | 1836.5254 | 1622.0374
| Northeast Asia | 7085.0641 | 6448.2297 | 6594.7169 | 6634.0023 | 6577.8354 | 6436.0734 | 6206.0604 | 5901.3449 | 5540.8259 | 5162.7737 | 4797.419 | 4451.4706 | 4118.0702 | 3796.1649 | 3497.2117 | 3227.0338 | 2980.8669
| Southeast Asia | 209.7261 | 207.8238 | 216.4961 | 221.7959 | 224.0725 | 223.3715 | 219.6241 | 213.6356 | 205.9722 | 197.102 | 187.4642 | 177.1347 | 166.3564 | 155.2947 | 144.181 | 133.1191 | 122.115
| North America | 3411.4739 | 2687.607 | 2748.7911 | 2780.9887 | 2786.3448 | 2764.6295 | 2716.6089 | 2653.5674 | 2582.2309 | 2507.6496 | 2431.2834 | 2351.3599 | 2268.8064 | 2185.2851 | 2103.985 | 2027.9158 | 1957.5881
| South America | 619.9882 | 639.103 | 641.875 | 636.8516 | 624.4006 | 604.6666 | 577.9937 | 546.0665 | 509.8484 | 470.6277 | 429.5723 | 387.6209 | 345.4046 | 303.6093 | 262.8608 | 223.8451 | 187.0054
Domestic hot water [TWh] | Europe | 242.3236 | 244.8948 | 245.1369 | 244.177 | 242.4899 | 240.1999 | 237.0997 | 233.0362 | 228.124 | 222.9391 | 217.8902 | 213.086 | 208.5652 | 204.2842 | 200.1581 | 196.1822 | 192.21
| Eurasia | 80.4624 | 85.14 | 88.6106 | 91.7101 | 94.4783 | 97.0301 | 99.1978 | 100.7397 | 101.8029 | 102.6396 | 103.3838 | 104.1227 | 104.9221 | 105.7312 | 106.4555 | 107.0221 | 107.3335
| MENA | 137.4663 | 162.2604 | 181.0557 | 197.3694 | 212.345 | 226.2253 | 238.9908 | 250.7343 | 261.3773 | 270.8982 | 279.1539 | 286.0775 | 291.665 | 296.2111 | 299.7574 | 302.3466 | 303.9554
| SSA | 165.888 | 219.8441 | 284.4806 | 361.6946 | 448.6922 | 540.8097 | 633.4358 | 723.5558 | 809.7905 | 891.418 | 967.4501 | 1036.8433 | 1098.3599 | 1151.2778 | 1195.9344 | 1232.7631 | 1262.9884
| SAARC | 382.8258 | 491.6899 | 591.0601 | 678.4462 | 749.8263 | 805.1218 | 846.4089 | 876.2471 | 897.2155 | 910.8 | 918.2259 | 920.2263 | 917.5402 | 911.1082 | 901.7384 | 890.2841 | 877.1565
| Northeast Asia | 559.8817 | 577.2219 | 578.4028 | 571.0968 | 559.5941 | 545.3219 | 527.7194 | 505.587 | 479.6237 | 452.3276 | 425.7546 | 400.1602 | 374.7946 | 349.4953 | 325.2354 | 302.5165 | 280.9385
| Southeast Asia | 199.8856 | 231.1427 | 255.1618 | 273.2833 | 286.2977 | 295.0055 | 300.1215 | 302.4041 | 302.7142 | 301.7289 | 299.8361 | 297.0963 | 293.5292 | 289.2452 | 284.4509 | 279.3274 | 273.9736
| North America | 178.7439 | 197.3295 | 203.5815 | 208.9969 | 213.6788 | 217.5467 | 220.5717 | 222.9909 | 225.1016 | 227.1268 | 229.06 | 230.6264 | 231.718 | 232.3181 | 232.5777 | 232.6672 | 232.5173
| South America | 155.3544 | 164.3973 | 173.9898 | 181.5508 | 187.1893 | 190.9649 | 193.0357 | 193.6621 | 193.0351 | 191.3461 | 188.7505 | 185.4042 | 181.4389 | 176.9966 | 172.2231 | 167.273 | 162.2791
Biomass for cooking [TWh] | Europe | 0 | 0 | 0 | 0 | 0 | 0 | 0 | 0 | 0 | 0 | 0 | 0 | 0 | 0 | 0 | 0 | 0
| Eurasia | 0 | 0 | 0 | 0 | 0 | 0 | 0 | 0 | 0 | 0 | 0 | 0 | 0 | 0 | 0 | 0 | 0
| MENA | 29.5932 | 26.709 | 21.3027 | 14.0212 | 6.6712 | 1.71 | 0.0047617 | 0 | 0 | 0 | 0 | 0 | 0 | 0 | 0 | 0 | 0
| SSA | 3207.7543 | 1874.2681 | 1416.6972 | 945.7904 | 468.0169 | 125.4476 | 0.36582 | 0 | 0 | 0 | 0 | 0 | 0 | 0 | 0 | 0 | 0
| SAARC | 1536.611 | 833.8401 | 589.4885 | 370.8056 | 173.4817 | 44.0784 | 0.12215 | 0 | 0 | 0 | 0 | 0 | 0 | 0 | 0 | 0 | 0
| Northeast Asia | 350.9934 | 301.4344 | 229.6845 | 142.6552 | 63.7375 | 15.3188 | 0.039973 | 0 | 0 | 0 | 0 | 0 | 0 | 0 | 0 | 0 | 0
| Southeast Asia | 826.494 | 471.2773 | 311.3162 | 186.4357 | 84.6075 | 21.0059 | 0.056971 | 0 | 0 | 0 | 0 | 0 | 0 | 0 | 0 | 0 | 0
| North America | 47.9995 | 45.5667 | 30.3414 | 18.309 | 8.3657 | 2.0909 | 0.0057113 | 0 | 0 | 0 | 0 | 0 | 0 | 0 | 0 | 0 | 0
| South America | 419.3582 | 96.0498 | 64.4269 | 39.1529 | 18.0103 | 4.529 | 0.012443 | 0 | 0 | 0 | 0 | 0 | 0 | 0 | 0 | 0 | 0

## Transport sector demand
|  | Transport sector | [16 empty] | p-km: person-km
|  | 2020 | 2025 | 2030 | 2035 | 2040 | 2045 | 2050 | 2055 | 2060 | 2065 | 2070 | 2075 | 2080 | 2085 | 2090 | 2095 | 2100 | t-km: tonne-km
Road person [billion p-km] | Europe | 6531.5522 | 8199.9744 | 9868.3965 | 10610.4968 | 11283.4432 | 11888.3995 | 12408.6243 | 12828.8542 | 13147.889 | 13394.855 | 13593.6913 | 13753.5397 | 13880.4396 | 13976.7515 | 14041.3069 | 14078.0017 | 14079.7043
| Eurasia | 1993.7847 | 2369.6937 | 2745.6027 | 3114.3299 | 3491.8009 | 3884.3401 | 4283.7372 | 4670.8921 | 5041.3781 | 5399.4132 | 5746.1158 | 6082.196 | 6408.7443 | 6720.6143 | 7009.9679 | 7270.7018 | 7495.1707
| MENA | 2307.4697 | 2990.1249 | 3672.7802 | 4513.9203 | 5451.8494 | 6475.8197 | 7564.9805 | 8700.8351 | 9861.7185 | 11033.9687 | 12202.4467 | 13354.1389 | 14476.5579 | 15569.3576 | 16617.204 | 17606.977 | 18521.7301
| SSA | 1428.5578 | 2490.5608 | 3552.5638 | 4889.3663 | 6621.3702 | 8810.8463 | 11511.4667 | 14763.5508 | 18586.5331 | 22971.5049 | 27872.8273 | 33224.4344 | 38928.1261 | 44866.7194 | 50922.7158 | 56959.8508 | 62873.9669
| SAARC | 1970.408 | 6895.9004 | 11821.3928 | 14241.7575 | 16955.5015 | 19922.6801 | 23098.022 | 26427.6095 | 29848.8835 | 33273.1691 | 36609.3056 | 39765.7448 | 42670.934 | 45282.5599 | 47574.6377 | 49545.3122 | 51190.6929
| Northeast Asia | 9178.1542 | 14986.7585 | 20795.3628 | 23044.2204 | 24970.6182 | 26528.293 | 27629.6681 | 28170.7 | 28169.1612 | 27781.2449 | 27168.206 | 26386.8437 | 25421.0824 | 24287.2175 | 23079.4593 | 21859.6406 | 20621.1389
| Southeast Asia | 4082.9044 | 5102.2587 | 6121.6131 | 7215.3325 | 8367.4646 | 9547.8613 | 10718.0267 | 11843.7609 | 12905.9227 | 13893.8422 | 14797.5439 | 15600.2495 | 16287.4686 | 16854.8106 | 17309.1804 | 17660.6266 | 17917.1979
| North America | 9532.4472 | 10533.8201 | 11535.193 | 12175.5356 | 12771.1339 | 13314.5828 | 13799.6616 | 14238.2272 | 14647.4559 | 15041.4221 | 15419.0025 | 15759.7587 | 16055.4788 | 16304.0983 | 16514.7923 | 16697.4823 | 16843.9973
| South America | 3539.283 | 4085.8979 | 4632.5127 | 5227.0075 | 5841.832 | 6459.6079 | 7063.3045 | 7639.4822 | 8174.0964 | 8656.1561 | 9076.4478 | 9429.2882 | 9711.0035 | 9922.127 | 10066.4615 | 10151.6274 | 10186.3595
Road freight [billion t-km] | Europe | 2695.7932 | 3331.3735 | 3966.9538 | 4196.4624 | 4400.36 | 4579.4356 | 4727.4976 | 4839.4045 | 4915.2156 | 4966.2839 | 5001.4837 | 5024.0087 | 5035.8172 | 5037.5945 | 5028.7802 | 5010.7165 | 4980.8626
| Eurasia | 493.8539 | 629.4087 | 764.9634 | 910.038 | 1058.119 | 1211.2247 | 1366.9164 | 1518.9433 | 1665.5097 | 1807.711 | 1945.7569 | 2079.8301 | 2210.3248 | 2335.5375 | 2452.7853 | 2559.9371 | 2654.2781
| MENA | 679.9534 | 919.1442 | 1158.3349 | 1461.353 | 1800.0468 | 2170.5287 | 2565.341 | 2977.7604 | 3399.8847 | 3826.613 | 4252.3771 | 4672.4436 | 5082.2964 | 5481.7622 | 5865.3935 | 6228.5458 | 6565.226
| SSA | 415.794 | 773.2654 | 1130.7367 | 1600.6123 | 2213.8903 | 2993.1636 | 3957.7084 | 5121.7341 | 6491.6785 | 8063.5531 | 9820.0344 | 11736.3271 | 13776.2014 | 15896.7846 | 18055.3015 | 20202.6262 | 22301.371
| SAARC | 559.3683 | 2101.3459 | 3643.3236 | 4527.2768 | 5522.6638 | 6614.3974 | 7784.8884 | 9013.3928 | 10276.0682 | 11540.1353 | 12771.9524 | 13937.9499 | 15011.8239 | 15977.9247 | 16826.7524 | 17557.6693 | 18169.5672
| Northeast Asia | 2247.8332 | 4046.7897 | 5845.7463 | 6791.2234 | 7620.0535 | 8314.3111 | 8843.9141 | 9172.8393 | 9303.9533 | 9287.5728 | 9178.5742 | 8998.135 | 8742.2988 | 8417.4022 | 8056.6469 | 7682.4967 | 7293.554
| Southeast Asia | 919.5954 | 1278.968 | 1638.3406 | 2057.4551 | 2501.5369 | 2959.5638 | 3417.0405 | 3860.3989 | 4281.5273 | 4675.4478 | 5038.0295 | 5362.8404 | 5644.6785 | 5881.7358 | 6076.2258 | 6231.6347 | 6350.8855
| North America | 2943.8662 | 3278.4786 | 3613.0909 | 3864.4256 | 4102.267 | 4324.092 | 4527.5099 | 4716.006 | 4894.9611 | 5068.8581 | 5237.1741 | 5392.8895 | 5533.0876 | 5656.8746 | 5767.2843 | 5867.7283 | 5955.3178
| South America | 1202.1609 | 1395.2426 | 1588.3244 | 1801.4121 | 2022.5817 | 2245.5608 | 2463.9716 | 2672.908 | 2867.2343 | 3042.8581 | 3196.445 | 3325.9334 | 3430.0407 | 3508.8979 | 3563.7992 | 3597.3786 | 3612.7251
Rail person [billin p-km] | Europe | 650.0703 | 727.7062 | 805.3421 | 843.2552 | 876.3254 | 904.8067 | 927.5509 | 943.5657 | 952.9216 | 957.8146 | 959.9437 | 959.8949 | 958.0251 | 954.4339 | 949.0164 | 942.0008 | 932.8818
| Eurasia | 304.1557 | 324.0169 | 343.8781 | 355.0433 | 367.321 | 381.2022 | 395.7921 | 409.3681 | 421.8162 | 433.7157 | 445.1956 | 456.3013 | 467.0848 | 477.0895 | 485.6904 | 492.4502 | 496.8662
| MENA | 72.0469 | 114.1627 | 156.2786 | 213.7811 | 278.4756 | 349.6805 | 426.0666 | 506.39 | 589.1524 | 673.3311 | 757.8228 | 841.695 | 924.0601 | 1004.8429 | 1083.0022 | 1157.6484 | 1227.6348
| SSA | 46.7483 | 100.9681 | 155.188 | 241.1344 | 354.5396 | 499.7073 | 680.3109 | 899.0693 | 1157.2362 | 1454.1064 | 1786.4855 | 2149.7349 | 2537.0694 | 2940.4276 | 3351.73 | 3761.6917 | 4163.1969
| SAARC | 619.4161 | 1093.3652 | 1567.3142 | 1698.8157 | 1841.8264 | 1994.2998 | 2154.3984 | 2319.9316 | 2487.8077 | 2652.9047 | 2809.9216 | 2953.6549 | 3080.4096 | 3188.3308 | 3276.445 | 3345.1753 | 3394.6198
| Northeast Asia | 1130.5779 | 1442.9618 | 1755.3457 | 1870.948 | 1965.3469 | 2035.8603 | 2076.7562 | 2080.9625 | 2049.7628 | 1994.2421 | 1925.7543 | 1848.4014 | 1761.0315 | 1664.3874 | 1564.4756 | 1465.2308 | 1366.1157
| Southeast Asia | 256.3943 | 324.0928 | 391.7913 | 464.3413 | 540.5441 | 618.3058 | 695.0078 | 768.3706 | 837.1296 | 900.6295 | 958.271 | 1009.0697 | 1052.1518 | 1087.3175 | 1115.1285 | 1136.3228 | 1151.5256
| North America | 171.1288 | 225.3862 | 279.6437 | 346.3968 | 412.8868 | 478.5912 | 542.8697 | 605.755 | 667.6837 | 729.174 | 790.1687 | 849.6052 | 906.907 | 961.7926 | 1014.6608 | 1066.0633 | 1115.4536
| South America | 54.5789 | 91.8593 | 129.1398 | 178.5634 | 230.5956 | 283.9802 | 337.373 | 389.5649 | 439.3546 | 485.7433 | 527.886 | 565.2027 | 597.2974 | 624.086 | 645.7389 | 662.7142 | 675.5825
Rail freight [billion t-km] | Europe | 830.7478 | 993.9274 | 1157.107 | 1294.903 | 1421.4722 | 1537.0134 | 1639.4186 | 1726.4236 | 1797.7228 | 1857.1649 | 1908.2639 | 1952.5984 | 1991.3356 | 2025.0098 | 2053.6282 | 2077.8329 | 2096.6048
| Eurasia | 1870.4357 | 1881.921 | 1893.4063 | 1829.0358 | 1770.8642 | 1720.6796 | 1673.7262 | 1622.5401 | 1568.0712 | 1513.7323 | 1460.2368 | 1407.7147 | 1356.1678 | 1303.7462 | 1248.3377 | 1188.8174 | 1124.1605
| MENA | 189.6529 | 291.2212 | 392.7896 | 528.9445 | 681.2314 | 847.7894 | 1025.1926 | 1210.283 | 1399.4312 | 1590.2817 | 1780.369 | 1967.6639 | 2150.2384 | 2328.063 | 2498.8856 | 2660.7985 | 2811.3469
| SSA | 178.384 | 322.7927 | 467.2014 | 679.7488 | 957.7206 | 1310.8042 | 1746.8339 | 2270.9937 | 2884.6427 | 3584.2364 | 4360.2333 | 5199.9199 | 6085.8786 | 6998.2714 | 7917.9222 | 8823.4681 | 9699.2466
| SAARC | 659.3757 | 1345.9882 | 2032.6006 | 2423.4521 | 2858.0656 | 3328.6723 | 3826.7651 | 4342.5887 | 4865.2676 | 5380.0552 | 5872.3468 | 6328.0214 | 6736.6733 | 7092.9295 | 7394.2402 | 7641.9348 | 7836.9929
| Northeast Asia | 2703.0992 | 3454.0944 | 4205.0896 | 4475.6222 | 4686.5485 | 4832.7453 | 4901.675 | 4879.1006 | 4772.911 | 4613.1212 | 4427.8428 | 4226.0644 | 4004.8181 | 3766.9771 | 3527.3577 | 3294.8357 | 3067.5899
| Southeast Asia | 964.5941 | 1136.4666 | 1308.3391 | 1466.9938 | 1630.0941 | 1792.7163 | 1948.5202 | 2092.064 | 2221.0482 | 2334.4524 | 2431.5675 | 2510.3526 | 2569.4203 | 2608.8426 | 2630.4408 | 2636.2525 | 2627.9477
| North America | 2713.1734 | 2875.8047 | 3038.4361 | 3068.2276 | 3084.5 | 3086.1582 | 3072.7356 | 3048.0362 | 3016.3991 | 2980.7705 | 2940.4507 | 2891.1065 | 2831.4115 | 2761.3061 | 2682.6499 | 2597.1383 | 2503.5201
| South America | 412.0458 | 499.3479 | 586.65 | 688.3178 | 793.6273 | 899.6082 | 1003.2376 | 1102.1215 | 1193.8601 | 1276.5724 | 1348.7767 | 1409.6079 | 1458.5989 | 1495.9293 | 1522.3005 | 1538.9881 | 1547.4545
Marine person [billin p-km] | Europe | 40.8586 | 50.2334 | 59.6081 | 62.7212 | 65.4664 | 67.8456 | 69.7627 | 71.1466 | 72.0047 | 72.5132 | 72.8 | 72.9039 | 72.8482 | 72.6464 | 72.2885 | 71.7961 | 71.1362
| Eurasia | 3.2732 | 4.6562 | 6.0391 | 7.5396 | 8.9614 | 10.3208 | 11.6025 | 12.757 | 13.7841 | 14.7194 | 15.5832 | 16.3967 | 17.1883 | 17.9601 | 18.6937 | 19.3796 | 19.9961
| MENA | 17.0181 | 21.142 | 25.266 | 29.8983 | 35.0248 | 40.5753 | 46.4251 | 52.4707 | 58.5924 | 64.7177 | 70.7645 | 76.6641 | 82.3516 | 87.8305 | 93.0187 | 97.8469 | 102.2247
| SSA | 5.4854 | 9.7699 | 14.0544 | 19.4049 | 26.2869 | 34.9146 | 45.4699 | 58.093 | 72.8512 | 89.7006 | 108.4743 | 128.9199 | 150.6802 | 173.3553 | 196.5366 | 219.7149 | 242.4904
| SAARC | 6.0115 | 25.886 | 45.7605 | 59.8412 | 75.6834 | 93.0139 | 111.5121 | 130.818 | 150.5143 | 170.0794 | 188.9788 | 206.6971 | 222.8646 | 237.263 | 249.767 | 260.3805 | 269.1371
| Northeast Asia | 21.6879 | 46.0098 | 70.3318 | 86.8726 | 101.5855 | 114.1734 | 124.1841 | 131.0719 | 134.8363 | 136.1868 | 135.9396 | 134.4324 | 131.6243 | 127.6212 | 122.9351 | 117.9221 | 112.5726
| Southeast Asia | 17.8783 | 23.4993 | 29.1204 | 35.412 | 42.0499 | 48.861 | 55.6236 | 62.1381 | 68.2896 | 74.0131 | 79.2515 | 83.9129 | 87.9196 | 91.2492 | 93.9419 | 96.0556 | 97.6378
| North America | 15.7347 | 20.5404 | 25.3461 | 30.8152 | 36.2279 | 41.5501 | 46.7349 | 51.7885 | 56.7515 | 61.6692 | 66.5396 | 71.2808 | 75.8508 | 80.2289 | 84.45 | 88.5624 | 92.5224
| South America | 13.9691 | 16.962 | 19.9549 | 23.4176 | 27.0023 | 30.6094 | 34.1401 | 37.514 | 40.6505 | 43.4872 | 45.9731 | 48.0767 | 49.779 | 51.0837 | 52.0126 | 52.6094 | 52.9253
Marine freight [billion t-km] | Europe | 15022.9099 | 18971.6214 | 22920.3328 | 24759.186 | 26435.4458 | 27945.9297 | 29248.3062 | 30306.692 | 31119.223 | 31757.9031 | 32279.4221 | 32703.0851 | 33041.8285 | 33303.1958 | 33483.7553 | 33594.0641 | 33618.7891
| Eurasia | 3654.158 | 4230.9196 | 4807.6813 | 5342.7939 | 5850.4669 | 6339.2015 | 6797.0923 | 7194.4285 | 7533.1792 | 7833.4637 | 8105.3633 | 8358.5129 | 8605.793 | 8846.4951 | 9070.3473 | 9272.2553 | 9441.923
| MENA | 9544.8591 | 11508.4564 | 13472.0537 | 15620.0039 | 17985.2667 | 20534.7193 | 23210.3321 | 25964.8664 | 28743.4625 | 31512.9232 | 34235.322 | 36878.7822 | 39413.8266 | 41842.6711 | 44126.7233 | 46232.8525 | 48118.0166
| SSA | 2690.1736 | 4720.6857 | 6751.1978 | 9259.0656 | 12477.7943 | 16507.3242 | 21432.9102 | 27321.1907 | 34205.8094 | 42069.3694 | 50838.0136 | 60398.2571 | 70587.552 | 81222.915 | 92116.0683 | 103030.5126 | 113779.6236
| SAARC | 2879.3522 | 12235.1023 | 21590.8524 | 28134.4529 | 35498.3837 | 43558.8575 | 52170.3999 | 61169.5263 | 70365.5401 | 79518.5296 | 88381.4823 | 96714.8116 | 104345.4558 | 111169.7072 | 117126.0816 | 122212.6295 | 126440.9825
| Northeast Asia | 16761.5818 | 29919.4828 | 43077.3837 | 49895.4848 | 55878.7496 | 60895.4702 | 64726.252 | 67106.6511 | 68050.6722 | 67919.2828 | 67110.9139 | 65780.2332 | 63897.3889 | 61506.8947 | 58849.8403 | 56090.2622 | 53218.425
| Southeast Asia | 8451.4303 | 11067.3253 | 13683.2204 | 16613.1401 | 19707.1804 | 22885.9276 | 26047.3639 | 29099.3572 | 31988.8848 | 34685.6644 | 37162.7759 | 39376.4816 | 41289.2557 | 42889.1321 | 44193.588 | 45228.2939 | 46014.1092
| North America | 19431.3305 | 21898.3049 | 24365.2792 | 26310.0513 | 28170.144 | 29925.8553 | 31558.2687 | 33089.4508 | 34555.8691 | 35989.2267 | 37386.6659 | 38698.2826 | 39902.2891 | 40991.6093 | 41987.6454 | 42914.9225 | 43752.1131
| South America | 6591.7167 | 7983.509 | 9375.3014 | 10987.7756 | 12658.3763 | 14341.3325 | 15991.0174 | 17570.3764 | 19041.9222 | 20376.5066 | 21550.0443 | 22547.4904 | 23359.4262 | 23986.9937 | 24439.7652 | 24737.54 | 24903.8418
Aviation person [billin p-km] | Europe | 1282.5835 | 1588.9184 | 1895.2533 | 2007.3861 | 2108.2492 | 2198.0327 | 2273.5721 | 2332.1888 | 2373.7016 | 2403.404 | 2425.4228 | 2441.1716 | 2451.4983 | 2456.6832 | 2456.4065 | 2451.2986 | 2440.0922
| Eurasia | 316.4576 | 377.379 | 438.3004 | 499.7119 | 563.3876 | 630.3287 | 699.2156 | 766.8598 | 832.4932 | 896.778 | 959.816 | 1021.6418 | 1082.356 | 1140.9736 | 1196.0206 | 1246.3227 | 1290.4387
| MENA | 341.0276 | 452.2572 | 563.4869 | 702.7025 | 858.9808 | 1030.7699 | 1214.896 | 1408.5035 | 1608.0687 | 1811.2341 | 2015.3218 | 2217.9846 | 2416.9762 | 2612.0822 | 2800.5488 | 2980.0107 | 3147.4063
| SSA | 150.2119 | 299.2162 | 448.2205 | 654.2709 | 925.5115 | 1272.9655 | 1706.5321 | 2234.2122 | 2860.8351 | 3586.7363 | 4406.2178 | 5309.9029 | 6282.7197 | 7305.8675 | 8359.7826 | 9421.1906 | 10471.5561
| SAARC | 138.0017 | 653.6287 | 1169.2556 | 1581.6038 | 2052.1059 | 2574.8511 | 3142.384 | 3745.5146 | 4373.5544 | 5011.5623 | 5643.7129 | 6253.6315 | 6827.6975 | 7356.8891 | 7834.9066 | 8259.6018 | 8628.7669
| Northeast Asia | 949.1464 | 1757.0056 | 2564.8649 | 3024.0764 | 3436.3795 | 3791.7983 | 4074.6171 | 4265.8418 | 4363.9602 | 4390.1838 | 4369.1684 | 4310.5271 | 4212.1487 | 4076.7481 | 3920.1927 | 3753.5763 | 3576.5338
| Southeast Asia | 420.9208 | 584.2621 | 747.6034 | 939.0823 | 1143.6613 | 1356.6201 | 1571.617 | 1782.6328 | 1985.8695 | 2178.8755 | 2359.4064 | 2524.1236 | 2670.0663 | 2795.8903 | 2902.1944 | 2990.2557 | 3061.1397
| North America | 1898.9063 | 2070.5487 | 2242.1911 | 2340.8155 | 2430.4706 | 2509.8654 | 2578.0235 | 2637.4266 | 2691.4231 | 2742.6394 | 2790.7816 | 2832.0096 | 2864.8203 | 2888.8547 | 2905.753 | 2917.2299 | 2921.7954
| South America | 325.8465 | 416.7723 | 507.6981 | 618.8577 | 735.9633 | 856.1491 | 976.3925 | 1094.047 | 1206.3682 | 1311.0575 | 1406.1058 | 1490.0912 | 1561.9659 | 1621.4296 | 1668.7916 | 1705.0858 | 1731.6223
Aviation freight [billion t-km] | Europe | 36.9917 | 46.8489 | 56.7061 | 61.313 | 65.5441 | 69.3966 | 72.765 | 75.5508 | 77.7388 | 79.4945 | 80.9553 | 82.1724 | 83.1804 | 83.9931 | 84.6028 | 85.0332 | 85.2411
| Eurasia | 10.4555 | 12.6088 | 14.7621 | 16.9424 | 19.1992 | 21.5681 | 24.004 | 26.3979 | 28.7226 | 31.0005 | 33.2355 | 35.4291 | 37.5845 | 39.6673 | 41.626 | 43.4192 | 44.9957
| MENA | 21.3614 | 25.6247 | 29.8879 | 34.5254 | 39.6659 | 45.2495 | 51.1613 | 57.3071 | 63.5721 | 69.8849 | 76.1598 | 82.3213 | 88.2978 | 94.0879 | 99.5977 | 104.7463 | 109.4283
| SSA | 7.8231 | 13.578 | 19.3328 | 26.4938 | 35.8279 | 47.711 | 62.4859 | 80.4369 | 101.7456 | 126.4449 | 154.3632 | 185.2048 | 218.4757 | 253.5492 | 289.7669 | 326.3346 | 362.6149
| SAARC | 6.3326 | 26.3859 | 46.4392 | 60.307 | 76.1129 | 93.6712 | 112.7492 | 133.0549 | 154.2426 | 175.8144 | 197.239 | 217.961 | 237.5161 | 255.5931 | 271.9698 | 286.5634 | 299.2862
| Northeast Asia | 40.6205 | 70.4343 | 100.2481 | 114.9741 | 128.1632 | 139.4647 | 148.3214 | 154.0639 | 156.637 | 156.7847 | 155.372 | 152.725 | 148.7581 | 143.5588 | 137.6752 | 131.4869 | 124.9746
| Southeast Asia | 19.0711 | 24.7014 | 30.3317 | 36.6702 | 43.4385 | 50.4787 | 57.5798 | 64.5439 | 71.25 | 77.6214 | 83.5833 | 89.0196 | 93.8251 | 97.9514 | 101.4174 | 104.2649 | 106.5274
| North America | 44.1054 | 49.8825 | 55.6597 | 60.2174 | 64.588 | 68.7267 | 72.5903 | 76.2303 | 79.7315 | 83.1677 | 86.5319 | 89.706 | 92.6367 | 95.3047 | 97.7571 | 100.0487 | 102.1266
| South America | 14.9627 | 18.0634 | 21.164 | 24.7805 | 28.5818 | 32.4729 | 36.3554 | 40.1453 | 43.7534 | 47.1057 | 50.1365 | 52.7993 | 55.0591 | 56.9061 | 58.3508 | 59.4284 | 60.1831

## Industry sector demand
Industry sector
|  | 2020 | 2025 | 2030 | 2035 | 2040 | 2045 | 2050 | 2055 | 2060 | 2065 | 2070 | 2075 | 2080 | 2085 | 2090 | 2095 | 2100
Cement BAU [million t] | Europe | 374.3372 | 332.3548 | 249.2543 | 128.4235 | 43.689 | 10.8344 | 0 | 0 | 0 | 0 | 0 | 0 | 0 | 0 | 0 | 0 | 0
| Eurasia | 153.8499 | 143.9319 | 112.7321 | 60.4777 | 21.3035 | 5.4381 | 0 | 0 | 0 | 0 | 0 | 0 | 0 | 0 | 0 | 0 | 0
| MENA | 435.6648 | 465.5687 | 393.0521 | 222.6303 | 81.896 | 21.6545 | 0 | 0 | 0 | 0 | 0 | 0 | 0 | 0 | 0 | 0 | 0
| SSA | 234.9076 | 350.1312 | 407.0252 | 304.0813 | 141.4268 | 45.5099 | 0 | 0 | 0 | 0 | 0 | 0 | 0 | 0 | 0 | 0 | 0
| SAARC | 727.161 | 922.8167 | 903.3453 | 566.7744 | 222.1739 | 60.775 | 0 | 0 | 0 | 0 | 0 | 0 | 0 | 0 | 0 | 0 | 0
| Northeast Asia | 1491.8296 | 1345.219 | 978.3979 | 480.6217 | 154.7852 | 36.304 | 0 | 0 | 0 | 0 | 0 | 0 | 0 | 0 | 0 | 0 | 0
| Southeast Asia | 390.987 | 414.8976 | 355.9577 | 200.9711 | 72.2886 | 18.4174 | 0 | 0 | 0 | 0 | 0 | 0 | 0 | 0 | 0 | 0 | 0
| North America | 186.3984 | 174.6498 | 139.8897 | 76.9883 | 27.9054 | 7.3538 | 0 | 0 | 0 | 0 | 0 | 0 | 0 | 0 | 0 | 0 | 0
| South America | 233.5813 | 221.0336 | 183.4148 | 101.9829 | 36.5917 | 9.3898 | 0 | 0 | 0 | 0 | 0 | 0 | 0 | 0 | 0 | 0 | 0
Cement Improved [million t] | Europe | 7.6395 | 28.9004 | 87.5758 | 184.8046 | 247.5712 | 260.0266 | 251.7017 | 233.5477 | 216.5039 | 201.0219 | 187.3481 | 175.376 | 164.9516 | 155.8124 | 147.7102 | 140.5008 | 133.9722
| Eurasia | 3.1398 | 12.5158 | 39.6086 | 87.0288 | 120.7197 | 130.5153 | 129.0606 | 121.332 | 113.4061 | 105.9485 | 99.3402 | 93.7406 | 89.1631 | 85.4535 | 82.4035 | 79.8306 | 77.5546
| MENA | 8.8911 | 40.4842 | 138.0994 | 320.3705 | 464.0771 | 519.7091 | 530.3276 | 514.4068 | 494.8296 | 472.532 | 447.8434 | 420.8625 | 391.6639 | 360.7338 | 328.4265 | 295.171 | 261.3915
| SSA | 4.794 | 30.4462 | 143.0088 | 437.5804 | 801.4187 | 1092.2373 | 1311.2474 | 1452.3036 | 1555.3052 | 1619.4544 | 1647.4942 | 1644.5 | 1615.8149 | 1566.783 | 1503.3991 | 1431.0509 | 1355.5597
| SAARC | 14.84 | 80.2449 | 317.3916 | 815.6022 | 1258.9854 | 1458.6005 | 1506.2054 | 1453.9215 | 1375.9414 | 1283.4673 | 1186.1853 | 1091.0571 | 1002.8306 | 924.3737 | 856.6493 | 799.4726 | 751.56
| Northeast Asia | 30.4455 | 116.9756 | 343.7614 | 691.6263 | 877.1159 | 871.2949 | 798.0248 | 699.5534 | 611.1126 | 533.4875 | 466.4833 | 408.0554 | 355.8321 | 308.7084 | 266.8827 | 230.1585 | 197.7123
| Southeast Asia | 7.9793 | 36.078 | 125.0662 | 289.2023 | 409.6355 | 442.0181 | 430.3564 | 396.3741 | 362.5171 | 331.3572 | 304.059 | 280.7487 | 261.1301 | 244.7867 | 231.2891 | 220.1748 | 210.9866
| North America | 3.804 | 15.1869 | 49.1504 | 110.7881 | 158.1306 | 176.4918 | 181.3577 | 178.9273 | 176.886 | 175.4183 | 174.4702 | 173.7558 | 173.0942 | 172.3706 | 171.6154 | 170.9085 | 170.1963
| South America | 4.767 | 19.2203 | 64.443 | 146.7558 | 207.353 | 225.354 | 222.6346 | 209.1249 | 195.3921 | 182.3152 | 170.4472 | 160.0822 | 151.2953 | 144.0179 | 138.1079 | 133.3924 | 129.6922
Steel BF+BOF [million t] | Europe | 244.9448 | 206.733 | 161.1543 | 108.5116 | 67.2438 | 24.6851 | 0 | 0 | 0 | 0 | 0 | 0 | 0 | 0 | 0 | 0 | 0
| Eurasia | 100.6971 | 91.5306 | 72.4647 | 47.8556 | 28.8466 | 10.4744 | 0 | 0 | 0 | 0 | 0 | 0 | 0 | 0 | 0 | 0 | 0
| MENA | 99.954 | 124.9836 | 138.5199 | 124.7819 | 95.446 | 39.6354 | 0 | 0 | 0 | 0 | 0 | 0 | 0 | 0 | 0 | 0 | 0
| SSA | 32.9552 | 47.5809 | 62.0653 | 67.8768 | 64.8878 | 34.5411 | 0 | 0 | 0 | 0 | 0 | 0 | 0 | 0 | 0 | 0 | 0
| SAARC | 108.8426 | 186.2311 | 264.4799 | 293.2477 | 268.208 | 130.375 | 0 | 0 | 0 | 0 | 0 | 0 | 0 | 0 | 0 | 0 | 0
| Northeast Asia | 561.1798 | 666.0703 | 610.4501 | 402.4376 | 210.1479 | 61.0269 | 0 | 0 | 0 | 0 | 0 | 0 | 0 | 0 | 0 | 0 | 0
| Southeast Asia | 129.8119 | 164.2172 | 181.5084 | 161.5351 | 120.8015 | 48.4508 | 0 | 0 | 0 | 0 | 0 | 0 | 0 | 0 | 0 | 0 | 0
| North America | 143.6996 | 141.3683 | 129.2375 | 99.153 | 66.8274 | 25.433 | 0 | 0 | 0 | 0 | 0 | 0 | 0 | 0 | 0 | 0 | 0
| South America | 31.8204 | 163.1837 | 162.033 | 131.5091 | 91.3481 | 34.8668 | 0 | 0 | 0 | 0 | 0 | 0 | 0 | 0 | 0 | 0 | 0
Steel H-DRI+EAF [million t] | Europe | 4.2232 | 19.8782 | 36.626 | 57.6468 | 64.0417 | 58.6271 | 39.0191 | 35.4921 | 31.9258 | 28.4832 | 25.3278 | 22.4961 | 19.9315 | 17.5455 | 15.2718 | 13.0863 | 10.9746
| Eurasia | 1.7362 | 8.801 | 16.4693 | 25.4233 | 27.473 | 24.8767 | 16.6817 | 15.3068 | 13.7432 | 12.1414 | 10.7468 | 9.6558 | 8.7827 | 7.9748 | 7.1353 | 6.248 | 5.3343
| MENA | 1.7233 | 12.0177 | 31.4818 | 66.2904 | 90.901 | 94.1341 | 65.626 | 59.0728 | 50.8529 | 43.1214 | 37.2279 | 33.41 | 31.0017 | 28.9867 | 26.4976 | 23.207 | 19.351
| SSA | 0.56819 | 4.5751 | 14.1058 | 36.0596 | 61.7979 | 82.035 | 74.4208 | 86.807 | 93.8479 | 93.6729 | 86.6562 | 75.1829 | 62.2738 | 50.4546 | 41.1759 | 34.5348 | 29.5849
| SAARC | 1.8766 | 17.9068 | 60.1091 | 155.7879 | 255.4361 | 309.6407 | 247.5529 | 248.3842 | 228.055 | 193.0422 | 153.2416 | 117.6171 | 91.0725 | 73.8146 | 62.9737 | 54.9977 | 47.3762
| Northeast Asia | 9.6755 | 64.0452 | 138.7387 | 213.795 | 200.1409 | 144.939 | 80.9588 | 69.5006 | 63.2216 | 57.1566 | 50.1633 | 42.8318 | 35.8733 | 29.6703 | 24.3304 | 19.7396 | 15.7115
| Southeast Asia | 2.2381 | 15.7901 | 41.2519 | 85.8155 | 115.0491 | 115.0707 | 76.2585 | 64.058 | 50.7442 | 39.554 | 31.9267 | 27.4161 | 24.6309 | 22.3022 | 19.8084 | 17.0768 | 14.2605
| North America | 2.4776 | 13.5931 | 29.3722 | 52.675 | 63.6452 | 60.4034 | 40.2476 | 36.0521 | 31.9193 | 28.2884 | 25.335 | 22.9634 | 20.9486 | 19.0512 | 17.1161 | 15.0846 | 12.9541
| South America | 2.5826 | 15.6907 | 36.8257 | 69.8642 | 86.9982 | 82.8085 | 53.8554 | 45.8864 | 37.7816 | 30.6673 | 25.0638 | 20.9279 | 17.8877 | 15.504 | 13.4312 | 11.4703 | 9.5494
Steel EAF (recycling) [million t] | Europe | 173.1506 | 170.9523 | 168.4795 | 169.5493 | 176.1146 | 197.4806 | 219.107 | 217.6471 | 214.6572 | 210.9684 | 207.8122 | 205.8327 | 205.0106 | 204.8884 | 204.9866 | 205.1222 | 205.1404
| Eurasia | 71.1825 | 75.6888 | 75.7586 | 74.7743 | 75.5507 | 83.7952 | 93.6741 | 93.8652 | 92.4038 | 89.9286 | 88.1761 | 88.3476 | 90.3369 | 93.1265 | 95.7733 | 97.9346 | 99.7099
| MENA | 70.6571 | 103.3518 | 144.8162 | 194.9718 | 249.9776 | 317.0833 | 368.5154 | 362.2508 | 341.9157 | 319.3904 | 305.4513 | 305.6917 | 318.8753 | 338.4942 | 355.6651 | 363.7607 | 361.7158
| SSA | 23.2959 | 39.3458 | 64.8865 | 106.0576 | 169.9441 | 276.3285 | 417.9012 | 532.3248 | 630.9978 | 693.8133 | 711.0057 | 687.9025 | 640.5321 | 589.1873 | 552.6853 | 541.3192 | 553.0117
| SAARC | 76.9405 | 153.9988 | 276.5017 | 458.1996 | 702.4494 | 1043.0003 | 1390.105 | 1523.1611 | 1533.3548 | 1429.8184 | 1257.3316 | 1076.163 | 936.7483 | 861.9748 | 845.2672 | 862.0678 | 885.5737
| Northeast Asia | 396.6961 | 550.7889 | 638.1979 | 628.8088 | 550.3874 | 488.2155 | 454.6148 | 426.1972 | 425.0778 | 423.3454 | 411.5845 | 391.899 | 368.9832 | 346.4769 | 326.5763 | 309.4099 | 293.6855
| Southeast Asia | 91.7636 | 135.795 | 189.7588 | 252.3987 | 316.3849 | 387.6066 | 428.2211 | 392.8216 | 341.1845 | 292.9676 | 261.9554 | 250.8499 | 253.3475 | 260.4361 | 265.8796 | 267.6722 | 266.5621
| North America | 101.5807 | 116.9007 | 135.1119 | 154.9265 | 175.0242 | 203.4641 | 226.0057 | 221.0817 | 214.613 | 209.5256 | 207.8711 | 210.1084 | 215.4716 | 222.4714 | 229.7418 | 236.4459 | 242.1436
| South America | 10.0486 | 134.9404 | 169.3981 | 205.483 | 239.245 | 278.934 | 302.4189 | 281.3885 | 254.0291 | 227.1455 | 205.6463 | 191.4847 | 183.9885 | 181.0487 | 180.2811 | 179.7925 | 178.5004
Steel EWIN [million t] | Europe | 0 | 0 | 0 | 3.391 | 12.8083 | 27.7707 | 42.0205 | 38.2224 | 34.3819 | 30.6744 | 27.2763 | 24.2267 | 21.4648 | 18.8952 | 16.4467 | 14.093 | 11.8188
| Eurasia | 0 | 0 | 0 | 1.4955 | 5.4946 | 11.7837 | 17.9649 | 16.4843 | 14.8004 | 13.0754 | 11.5735 | 10.3986 | 9.4584 | 8.5883 | 7.6842 | 6.7286 | 5.7446
| MENA | 0 | 0 | 0 | 3.8994 | 18.1802 | 44.5898 | 70.6742 | 63.6172 | 54.765 | 46.4387 | 40.0918 | 35.9802 | 33.3866 | 31.2166 | 28.536 | 24.9923 | 20.8397
| SSA | 0 | 0 | 0 | 2.1212 | 12.3596 | 38.8587 | 80.1454 | 93.485 | 101.0676 | 100.8791 | 93.3227 | 80.9667 | 67.0644 | 54.3361 | 44.3435 | 37.1915 | 31.8608
| SAARC | 0 | 0 | 0 | 9.164 | 51.0872 | 146.6719 | 266.5955 | 267.4923 | 245.5991 | 207.8928 | 165.0304 | 126.6653 | 98.0786 | 79.4931 | 67.8182 | 59.2287 | 51.0209
| Northeast Asia | 0 | 0 | 0 | 12.5762 | 40.0282 | 68.6553 | 87.1864 | 74.8473 | 68.0852 | 61.5536 | 54.0223 | 46.1268 | 38.633 | 31.9528 | 26.2022 | 21.2581 | 16.9202
| Southeast Asia | 0 | 0 | 0 | 5.048 | 23.0098 | 54.5072 | 82.1246 | 68.986 | 54.6479 | 42.5969 | 34.3828 | 29.5252 | 26.5258 | 24.0179 | 21.3323 | 18.3905 | 15.3575
| North America | 0 | 0 | 0 | 3.0985 | 12.729 | 28.6121 | 43.3436 | 38.8256 | 34.3748 | 30.4646 | 27.284 | 24.7299 | 22.5601 | 20.5168 | 18.4328 | 16.2451 | 13.9507
| South America | 0 | 0 | 0 | 4.1097 | 17.3996 | 39.2251 | 57.9981 | 49.4165 | 40.6881 | 33.0265 | 26.992 | 22.5379 | 19.2638 | 16.6967 | 14.4645 | 12.3527 | 10.284
Aluminium Bauxite to Alumina [million t] | Europe | 9.9496 | 10.7343 | 11.3195 | 11.5966 | 11.7925 | 11.8113 | 11.629 | 11.2733 | 10.7818 | 10.1975 | 9.5542 | 8.8681 | 8.1501 | 7.4076 | 6.645 | 5.8686 | 5.0799
| Eurasia | 10.8548 | 11.1872 | 10.55 | 9.8601 | 9.2714 | 8.6909 | 8.0806 | 7.4318 | 6.7734 | 6.1271 | 5.5001 | 4.896 | 4.3182 | 3.7648 | 3.2333 | 2.725 | 2.2418
| MENA | 7.4618 | 8.2994 | 8.6499 | 8.7684 | 8.9344 | 9.035 | 9.0234 | 8.9005 | 8.6765 | 8.3541 | 7.937 | 7.4307 | 6.847 | 6.2015 | 5.5119 | 4.793 | 4.0568
| SSA | 2.1008 | 2.762 | 3.4437 | 4.233 | 5.186 | 6.2475 | 7.3648 | 8.4969 | 9.6025 | 10.6221 | 11.4917 | 12.1494 | 12.5422 | 12.6304 | 12.3935 | 11.8301 | 10.9564
| SAARC | 5.74 | 8.186 | 10.726 | 13.2318 | 15.7646 | 18.0804 | 20.0146 | 21.5029 | 22.5175 | 23.0189 | 22.9926 | 22.4545 | 21.4574 | 20.0735 | 18.3812 | 16.4575 | 14.3726
| Northeast Asia | 50.5944 | 54.0723 | 53.5609 | 51.8899 | 49.9256 | 47.2393 | 43.7679 | 39.6518 | 35.2044 | 30.7688 | 26.5832 | 22.7057 | 19.1175 | 15.8352 | 12.9149 | 10.3627 | 8.1399
| Southeast Asia | 5.9098 | 6.9809 | 7.7158 | 8.3276 | 8.9211 | 9.3902 | 9.6783 | 9.7826 | 9.7236 | 9.5131 | 9.167 | 8.6963 | 8.1168 | 7.4481 | 6.7135 | 5.932 | 5.1191
| North America | 13.9188 | 14.7779 | 14.7753 | 14.4837 | 14.1706 | 13.7199 | 13.1235 | 12.4399 | 11.7217 | 10.9852 | 10.2295 | 9.4446 | 8.6345 | 7.8037 | 6.9623 | 6.1187 | 5.2712
| South America | 4.9951 | 5.3371 | 5.5228 | 5.6426 | 5.7619 | 5.8079 | 5.7593 | 5.6254 | 5.4183 | 5.1458 | 4.8177 | 4.446 | 4.0423 | 3.618 | 3.1833 | 2.7476 | 2.3192
Aluminium Primary [million t] | Europe | 5.1552 | 5.5618 | 5.865 | 6.0086 | 6.1101 | 6.1198 | 6.0254 | 5.8411 | 5.5864 | 5.2837 | 4.9503 | 4.5949 | 4.2228 | 3.8381 | 3.443 | 3.0407 | 2.6321
| Eurasia | 5.6242 | 5.7965 | 5.4663 | 5.1089 | 4.8038 | 4.503 | 4.1868 | 3.8507 | 3.5095 | 3.1746 | 2.8498 | 2.5368 | 2.2374 | 1.9507 | 1.6753 | 1.4119 | 1.1616
| MENA | 3.8662 | 4.3002 | 4.4818 | 4.5432 | 4.6292 | 4.6813 | 4.6753 | 4.6116 | 4.4956 | 4.3285 | 4.1125 | 3.8501 | 3.5477 | 3.2132 | 2.8559 | 2.4834 | 2.102
| SSA | 1.0885 | 1.4311 | 1.7843 | 2.1933 | 2.687 | 3.237 | 3.816 | 4.4026 | 4.9754 | 5.5037 | 5.9543 | 6.295 | 6.4986 | 6.5442 | 6.4215 | 6.1296 | 5.6769
| SAARC | 2.9741 | 4.2414 | 5.5575 | 6.8559 | 8.1682 | 9.3681 | 10.3703 | 11.1414 | 11.6671 | 11.9269 | 11.9132 | 11.6345 | 11.1178 | 10.4008 | 9.5239 | 8.5272 | 7.4469
| Northeast Asia | 26.2147 | 28.0167 | 27.7518 | 26.8859 | 25.8682 | 24.4763 | 22.6777 | 20.545 | 18.2406 | 15.9424 | 13.7737 | 11.7646 | 9.9054 | 8.2048 | 6.6917 | 5.3693 | 4.2176
| Southeast Asia | 3.0621 | 3.617 | 3.9978 | 4.3148 | 4.6223 | 4.8654 | 5.0147 | 5.0687 | 5.0381 | 4.929 | 4.7497 | 4.5059 | 4.2056 | 3.8591 | 3.4785 | 3.0736 | 2.6524
| North America | 7.2118 | 7.6569 | 7.6556 | 7.5045 | 7.3423 | 7.1088 | 6.7998 | 6.4456 | 6.0734 | 5.6918 | 5.3003 | 4.8936 | 4.4738 | 4.0434 | 3.6074 | 3.1703 | 2.7312
| South America | 2.5881 | 2.7653 | 2.8616 | 2.9236 | 2.9854 | 3.0093 | 2.9841 | 2.9147 | 2.8074 | 2.6662 | 2.4962 | 2.3036 | 2.0945 | 1.8746 | 1.6494 | 1.4236 | 1.2017
Aluminium Secondary [million t] | Europe | 2.4821 | 2.9425 | 3.504 | 4.1069 | 4.6661 | 5.2342 | 5.8123 | 6.3762 | 6.9056 | 7.4083 | 7.8943 | 8.3667 | 8.8267 | 9.2748 | 9.7082 | 10.1283 | 10.5283
| Eurasia | 2.708 | 3.0666 | 3.2658 | 3.4919 | 3.6685 | 3.8514 | 4.0388 | 4.2035 | 4.3383 | 4.4512 | 4.5446 | 4.6191 | 4.6767 | 4.7137 | 4.7238 | 4.7029 | 4.6463
| MENA | 1.8615 | 2.275 | 2.6776 | 3.1053 | 3.5352 | 4.0039 | 4.51 | 5.0341 | 5.5572 | 6.0691 | 6.5582 | 7.0105 | 7.4154 | 7.7647 | 8.0528 | 8.2719 | 8.4078
| SSA | 0.52409 | 0.75712 | 1.066 | 1.4991 | 2.052 | 2.7686 | 3.681 | 4.8059 | 6.1503 | 7.7168 | 9.4953 | 11.4624 | 13.5835 | 15.814 | 18.1068 | 20.417 | 22.7076
| SAARC | 1.432 | 2.2439 | 3.3203 | 4.686 | 6.2378 | 8.0124 | 10.0035 | 12.1621 | 14.4221 | 16.7229 | 18.9981 | 21.1849 | 23.2388 | 25.1331 | 26.8547 | 28.4032 | 29.7877
| Northeast Asia | 12.6219 | 14.8223 | 16.5801 | 18.3766 | 19.7547 | 20.9343 | 21.8757 | 22.4272 | 22.5479 | 22.353 | 21.9649 | 21.4219 | 20.7047 | 19.8266 | 18.8686 | 17.8844 | 16.8703
| Southeast Asia | 1.4743 | 1.9136 | 2.3885 | 2.9492 | 3.5299 | 4.1613 | 4.8373 | 5.5331 | 6.2278 | 6.9111 | 7.5744 | 8.2046 | 8.7906 | 9.3254 | 9.8084 | 10.2377 | 10.6095
| North America | 3.4723 | 4.0509 | 4.5738 | 5.1294 | 5.6071 | 6.08 | 6.5593 | 7.036 | 7.5075 | 7.9806 | 8.4524 | 8.9106 | 9.3514 | 9.7707 | 10.1719 | 10.5599 | 10.9248
| South America | 1.2461 | 1.463 | 1.7096 | 1.9983 | 2.2799 | 2.5738 | 2.8786 | 3.1817 | 3.4703 | 3.7384 | 3.9807 | 4.1946 | 4.3779 | 4.5299 | 4.6508 | 4.7419 | 4.8066
Pulp and Paper [million t] | Europe | 25.8526 | 26.5003 | 26.5664 | 26.6541 | 26.7348 | 26.8541 | 26.9535 | 26.6667 | 26.3079 | 25.9308 | 25.5757 | 25.2539 | 24.9583 | 24.672 | 24.4025 | 24.1572 | 23.9024
| Eurasia | 5.3907 | 5.3923 | 5.4036 | 5.5327 | 5.5154 | 5.5969 | 5.6862 | 5.6261 | 5.5521 | 5.4805 | 5.4172 | 5.3665 | 5.3342 | 5.3161 | 5.3031 | 5.2904 | 5.2713
| MENA | 0.11759 | 0.12434 | 0.12535 | 0.12072 | 0.12731 | 0.12834 | 0.12911 | 0.1313 | 0.13255 | 0.13295 | 0.13263 | 0.13177 | 0.13056 | 0.12916 | 0.12769 | 0.12613 | 0.12433
| SSA | 1.0291 | 1.0667 | 1.0846 | 1.0606 | 1.13 | 1.1605 | 1.1964 | 1.2352 | 1.2705 | 1.3029 | 1.3316 | 1.3584 | 1.3828 | 1.4061 | 1.4275 | 1.4477 | 1.4653
| SAARC | 2.6418 | 2.7215 | 2.7848 | 2.7824 | 2.9301 | 3.0117 | 3.096 | 3.1276 | 3.1442 | 3.1457 | 3.1316 | 3.1021 | 3.0594 | 3.0062 | 2.9455 | 2.8798 | 2.8116
| Northeast Asia | 27.9932 | 27.7205 | 27.6469 | 28.0679 | 27.5812 | 27.5665 | 27.5174 | 26.3503 | 25.0387 | 23.6678 | 22.332 | 21.0708 | 19.8829 | 18.7576 | 17.7059 | 16.7255 | 15.7943
| Southeast Asia | 9.3674 | 9.5204 | 9.6138 | 9.4676 | 9.8347 | 9.9662 | 10.0998 | 10.164 | 10.1881 | 10.1832 | 10.1614 | 10.1209 | 10.062 | 9.9846 | 9.8941 | 9.7935 | 9.6828
| North America | 51.8126 | 53.1851 | 53.5587 | 52.5689 | 54.0488 | 54.2727 | 54.3971 | 55.0367 | 55.6695 | 56.3635 | 57.1132 | 57.8334 | 58.4998 | 59.1041 | 59.682 | 60.2702 | 60.8325
| South America | 25.1255 | 24.9457 | 25.1276 | 24.9849 | 25.4963 | 25.7447 | 25.9831 | 25.683 | 25.2408 | 24.6754 | 24.013 | 23.2815 | 22.4976 | 21.6813 | 20.8489 | 20.0239 | 19.224
Industrial heat - other [TWh] | Europe | 2168.5904 | 2087.1618 | 2060.019 | 1902.9878 | 1748.2655 | 1595.1292 | 1453.5208 | 1338.0866 | 1258.7626 | 1208.3941 | 1180.9318 | 1171.1669 | 1174.4622 | 1186.957 | 1204.9888 | 1225.0885 | 1242.737
| Eurasia | 2189.7732 | 1256.6586 | 945.6204 | 926.0865 | 901.6149 | 872.325 | 841.6268 | 822.8726 | 822.3831 | 837.5289 | 865.1628 | 902.8617 | 948.9902 | 1001.2664 | 1056.5578 | 1111.1916 | 1160.4454
| MENA | 580.7942 | 582.0455 | 582.4627 | 570.7542 | 558.6392 | 542.026 | 517.5759 | 502.2571 | 506.6514 | 551.6281 | 611.0586 | 674.205 | 739.8465 | 809.3059 | 881.2968 | 952.9435 | 1018.3935
| SSA | 100.5857 | 94.8029 | 92.8753 | 101.3589 | 124.4887 | 156.7548 | 204.1896 | 306.2453 | 434.4167 | 578.3587 | 878.528 | 1326.8061 | 1893.3088 | 2541.9384 | 3248.7499 | 3997.4319 | 4756.6949
| SAARC | 1451.0096 | 1133.1799 | 1027.2367 | 1050.1029 | 1037.4164 | 1061.4984 | 1226.0869 | 1385.1165 | 1667.37 | 2047.1288 | 2485.1125 | 2940.4051 | 3382.2605 | 3795.3314 | 4175.2622 | 4522.3544 | 4831.6929
| Northeast Asia | 4285.6506 | 4310.1903 | 4318.3703 | 4307.8348 | 4225.2694 | 4017.5732 | 3680.0817 | 3310.5988 | 2978.8268 | 2698.9535 | 2473.213 | 2289.6749 | 2128.6841 | 1978.7103 | 1838.0035 | 1704.1016 | 1570.7502
| Southeast Asia | 1442.1749 | 821.5452 | 614.6687 | 577.215 | 546.4293 | 538.1248 | 570.9674 | 599.0892 | 646.3179 | 698.3195 | 746.4717 | 787.8843 | 823.6569 | 855.7324 | 884.6592 | 908.9864 | 925.702
| North America | 1967.0615 | 1928.3205 | 1915.4068 | 1745.7824 | 1566.1269 | 1406.6754 | 1267.4139 | 1156.1244 | 1088.4914 | 1054.7106 | 1046.9411 | 1058.5786 | 1085.3406 | 1124.8353 | 1173.7646 | 1228.7805 | 1284.0929
| South America | 534.6791 | 546.392 | 550.2963 | 515.8883 | 489.9287 | 484.3011 | 500.753 | 509.1225 | 533.2358 | 565.9805 | 602.3458 | 639.421 | 675.7204 | 710.3567 | 742.4369 | 770.6662 | 793.2509
e-Methanol feedstock [TWh] | Europe | 1.6267 | 15.7447 | 135.8749 | 701.3484 | 1267.3003 | 1355.9279 | 1322.5352 | 1292.6125 | 1276.1849 | 1265.3362 | 1255.3851 | 1244.3678 | 1231.8605 | 1217.896 | 1202.3708 | 1185.6105 | 1167.0091
| Eurasia | 1.1067 | 10.5156 | 85.7039 | 423.3094 | 740.1753 | 774.8662 | 745.9013 | 722.5748 | 709.7104 | 702.0459 | 695.8564 | 689.7086 | 683.2389 | 675.6604 | 666.1398 | 654.2596 | 639.574
| MENA | 1.2063 | 12.2955 | 110.5234 | 593.5767 | 1123.5797 | 1263.9243 | 1298.269 | 1337.4367 | 1391.0952 | 1449.1983 | 1504.3483 | 1553.1226 | 1594.0469 | 1627.3041 | 1651.7113 | 1666.2396 | 1669.6536
| SSA | 0.12643 | 2.2193 | 32.1818 | 253.4429 | 658.4566 | 970.4608 | 1261.9334 | 1601.7439 | 2007.6445 | 2471.4575 | 2978.1198 | 3512.9291 | 4060.586 | 4606.2846 | 5137.4113 | 5641.3337 | 6110.2113
| SAARC | 0.79068 | 10.4751 | 118.0899 | 766.6599 | 1690.3997 | 2152.1673 | 2448.7077 | 2747.785 | 3072.467 | 3400.4684 | 3710.5096 | 3988.3279 | 4226.2392 | 4421.9351 | 4575.9141 | 4691.4823 | 4771.6422
| Northeast Asia | 3.4092 | 34.6913 | 311.0812 | 1644.4775 | 3004.994 | 3215.6351 | 3104.0292 | 2967.8622 | 2836.8379 | 2703.1085 | 2567.0925 | 2428.2726 | 2283.2988 | 2132.6394 | 1983.6659 | 1840.846 | 1702.8499
| Southeast Asia | 0.7819 | 8.7176 | 84.6673 | 488.1083 | 976.4491 | 1144.9381 | 1211.4908 | 1272.9016 | 1340.622 | 1406.6359 | 1464.777 | 1511.7982 | 1546.4295 | 1569.0304 | 1581.1697 | 1584.556 | 1580.5594
| North America | 2.2609 | 21.9813 | 184.2836 | 928.9352 | 1646.2802 | 1732.2898 | 1666.4266 | 1613.1439 | 1585.1 | 1569.1298 | 1555.8899 | 1539.6463 | 1518.5474 | 1492.1946 | 1461.4946 | 1427.3997 | 1389.3151
| South America | 0.36736 | 4.0195 | 41.2668 | 247.4859 | 509.5633 | 610.5525 | 657.4323 | 701.3936 | 748.4571 | 793.6797 | 833.1412 | 865.1371 | 889.1846 | 905.5757 | 915.0478 | 918.6732 | 917.5881
Fossil feedstock [TWh] | Europe | 2746.024 | 2605.201 | 2269.343 | 1397.143 | 556.116 | 167.411 | 1.894 | 0.205 | 0.022 | 0.002 | 0 | 0 | 0 | 0 | 0 | 0 | 0
| Eurasia | 1467.795 | 1457.354 | 1254.194 | 736.168 | 261.487 | 73.615 | 1.068 | 0.115 | 0.012 | 0.002 | 0 | 0 | 0 | 0 | 0 | 0 | 0
| MENA | 1540.317 | 1813.086 | 1891.066 | 1382.493 | 710.596 | 257 | 1.859 | 0.212 | 0.025 | 0.003 | 0 | 0 | 0 | 0 | 0 | 0 | 0
| SSA | 297.301 | 476.735 | 677.53 | 674.03 | 469.309 | 222.024 | 1.77 | 0.249 | 0.035 | 0.005 | 0.001 | 0 | 0 | 0 | 0 | 0 | 0
| SAARC | 1272.711 | 2028.902 | 2727.777 | 2587.611 | 1825.718 | 819.451 | 3.506 | 0.436 | 0.054 | 0.006 | 0 | 0 | 0 | 0 | 0 | 0 | 0
| Northeast Asia | 6045.433 | 7018.736 | 6661.929 | 4174.631 | 1626.505 | 412.114 | 4.445 | 0.471 | 0.05 | 0.005 | 0 | 0 | 0 | 0 | 0 | 0 | 0
| Southeast Asia | 1393.243 | 1744.556 | 1906.459 | 1494.639 | 847.395 | 308.99 | 1.734 | 0.202 | 0.024 | 0.003 | 0 | 0 | 0 | 0 | 0 | 0 | 0
| North America | 2621.955 | 2743.013 | 2535.427 | 1579.884 | 597.79 | 176.817 | 2.387 | 0.256 | 0.028 | 0.003 | 0 | 0 | 0 | 0 | 0 | 0 | 0
| South America | 1193.796 | 1335.472 | 1375.9 | 1059.035 | 614.099 | 219.602 | 0.941 | 0.111 | 0.013 | 0.001 | 0 | 0 | 0 | 0 | 0 | 0 | 0
e-Ammonia feedstock [TWh] | Europe | 0.14555 | 1.3987 | 12.2309 | 64.0752 | 117.3519 | 126.933 | 124.903 | 123.3518 | 122.9454 | 122.8722 | 122.7081 | 122.3586 | 121.8557 | 121.2555 | 120.5945 | 119.8691 | 119.0581
| Eurasia | 0.099022 | 0.83631 | 6.4666 | 30.221 | 49.9578 | 49.267 | 44.3973 | 45.9912 | 47.7213 | 49.2881 | 50.5374 | 51.4927 | 52.2355 | 52.8267 | 53.2742 | 53.5379 | 53.5924
| MENA | 0.10793 | 1.0052 | 8.6067 | 44.6761 | 82.304 | 90.6935 | 91.5708 | 100.6795 | 110.3352 | 119.7071 | 128.1718 | 135.4888 | 141.6267 | 146.6293 | 150.5369 | 153.3721 | 155.1825
| SSA | 0.011312 | 0.23556 | 3.6549 | 30.8831 | 85.8544 | 134.4479 | 183.7199 | 238.7181 | 303.1192 | 373.721 | 446.3701 | 517.3665 | 583.8217 | 643.798 | 696.4056 | 741.6249 | 779.9788
| SAARC | 0.070745 | 0.96478 | 11.4491 | 78.213 | 180.151 | 237.0931 | 275.4866 | 311.2809 | 346.1226 | 376.847 | 401.0785 | 418.169 | 428.6624 | 433.6008 | 434.2256 | 431.5699 | 426.5649
| Northeast Asia | 0.30503 | 3.0835 | 28.1059 | 151.2528 | 280.0321 | 301.6846 | 292.0071 | 289.8201 | 287.9386 | 285.4242 | 281.8354 | 277.2078 | 271.7934 | 265.9835 | 260.2099 | 254.6672 | 249.1324
| Southeast Asia | 0.06996 | 0.76886 | 7.7323 | 46.4073 | 96.4261 | 116.7299 | 126.5767 | 136.0217 | 145.1223 | 152.9938 | 159.1009 | 163.4182 | 166.1477 | 167.5489 | 167.893 | 167.4214 | 166.3285
| North America | 0.20229 | 1.7853 | 14.4079 | 69.9727 | 119.1017 | 119.9512 | 110.0399 | 111.0728 | 113.5359 | 116.5564 | 119.4871 | 122.0184 | 124.0748 | 125.7058 | 127.019 | 128.1421 | 129.1506
| South America | 0.032869 | 0.40845 | 4.4378 | 27.9679 | 60.0126 | 74.3467 | 82.1637 | 87.2831 | 92.4452 | 96.957 | 100.3593 | 102.5462 | 103.6125 | 103.7635 | 103.2112 | 102.1436 | 100.7179

## Desalination sector demand
Desalination sector
|  | 2020 | 2025 | 2030 | 2035 | 2040 | 2045 | 2050 | 2055 | 2060 | 2065 | 2070 | 2075 | 2080 | 2085 | 2090 | 2095 | 2100
Potable water [m3/day] | Europe | 10098229.1632 | 23317065.8669 | 55233237.4924 | 120785658.7268 | 207224008.2938 | 250723529.4553 | 263701315.792 | 256944611.3407 | 249690700.13 | 242243737.4361 | 235015040.214 | 228321128.9077 | 222326264.1896 | 216987401.4778 | 212103392.3483 | 207424415.7446 | 202791156.6353
| Eurasia | 985056 | 4102896 | 17015928 | 59751264 | 163526328 | 343258056 | 392054304 | 399734188.8918 | 405595542.92 | 410072159.4728 | 413288475.9493 | 415338707.6558 | 416431160.9772 | 416815917.171 | 416502915.974 | 415217789.9842 | 412715113.1167
| MENA | 49360440 | 91705776 | 172078560 | 305814192 | 434471520 | 492200832 | 512754072 | 526873244.0792 | 537836324.8105 | 545614855.3686 | 550896756.4277 | 554699702.0044 | 557837839.0358 | 560658617.5824 | 562934236.3297 | 564050260.6221 | 563491139.2462
| SSA | 629341.8331 | 1444496.7086 | 3190611.9934 | 5424104.1571 | 6895397.1427 | 7479846.6816 | 7739274.8475 | 8340029.538 | 8948305.4923 | 9562562.0145 | 10179051.5059 | 10796101.9702 | 11409419.9933 | 12012482.1247 | 12603508.3721 | 13176567.6092 | 13726402.2244
| SAARC | 4136640 | 16023912 | 63231168 | 217281408 | 494832336 | 658630464 | 701757120 | 723442286.6334 | 740898923.3087 | 754251212.0824 | 763544517.6175 | 769120376.8345 | 771333864.3387 | 770454055.2846 | 766959747.4264 | 761126555.0929 | 753369646.5915
| Northeast Asia | 7994736 | 26097216 | 87598296 | 254715960 | 474856968 | 578242680 | 608991456 | 594902991.5889 | 579178366.7492 | 562924408.5386 | 546886083.9661 | 531181957.9431 | 515833309.4473 | 501181447.6131 | 487715053.7825 | 475519255.7397 | 463839385.9282
| Southeast Asia | 7369944 | 19355256 | 44838000 | 79880592 | 104899272 | 114905208 | 119128752 | 121767103.7494 | 124054366.829 | 126029828.7188 | 127743305.1419 | 129232562.7623 | 130519903.3568 | 131634562.9649 | 132625154.972 | 133508574.5071 | 134256562.7051
| North America | 2170920 | 8078952 | 34477848 | 132354024 | 302608680 | 392081760 | 416196456 | 422318751.8406 | 428385678.5449 | 434407804.3134 | 440116936.7542 | 445155802.548 | 449419384.3855 | 453059802.4597 | 456350621.4548 | 459603424.0226 | 462937945.8182
| South America | 1208276.8669 | 3231650.0708 | 7495564.9907 | 13777107.1434 | 19118351.7989 | 21372945.0434 | 22225531.2977 | 22393928.9814 | 22467443.5863 | 22452966.1044 | 22360011.2647 | 22200147.2724 | 21982711.5072 | 21724938.904 | 21437402.4506 | 21130213.9527 | 20811790.0612

## CDR sector demand
CDR sector
|  | 2020 | 2025 | 2030 | 2035 | 2040 | 2045 | 2050 | 2055 | 2060 | 2065 | 2070 | 2075 | 2080 | 2085 | 2090 | 2095 | 2100
CO2 sequestration [GtCO2/a] | Europe | 0 | 0.001 | 0.0046119 | 0.022156 | 0.07089 | 0.16786 | 0.318 | 0.51068 | 0.72563 | 0.94162 | 1.1424 | 1.3185 | 1.4665 | 1.587 | 1.6827 | 1.7575 | 1.8151 | 1.5°C target
| Eurasia | 0 | 0.001 | 0.0081479 | 0.039196 | 0.12547 | 0.29691 | 0.56166 | 0.9004 | 1.2768 | 1.653 | 2.0002 | 2.3017 | 2.5516 | 2.7511 | 2.9062 | 3.0242 | 3.1124
| MENA | 0 | 0.001 | 0.0050346 | 0.024081 | 0.076735 | 0.18099 | 0.34164 | 0.54673 | 0.77425 | 1.0016 | 1.2117 | 1.3949 | 1.5479 | 1.6715 | 1.7689 | 1.8443 | 1.9018
| SSA | 0 | 0.001 | 0.0068852 | 0.032893 | 0.10472 | 0.24683 | 0.46565 | 0.74487 | 1.0545 | 1.3637 | 1.6495 | 1.8987 | 2.1068 | 2.2752 | 2.408 | 2.5111 | 2.5898
| SAARC | 0 | 0.001 | 0.0031748 | 0.015224 | 0.04863 | 0.11496 | 0.21744 | 0.34864 | 0.49461 | 0.64087 | 0.77646 | 0.89512 | 0.99459 | 1.0754 | 1.1394 | 1.1894 | 1.2278
| Northeast Asia | 0 | 0.001 | 0.0054775 | 0.026308 | 0.084166 | 0.19929 | 0.37761 | 0.60668 | 0.86268 | 1.1206 | 1.3612 | 1.5734 | 1.7532 | 1.9015 | 2.0213 | 2.117 | 2.1931
| Southeast Asia | 0 | 0.001 | 0.0049572 | 0.023778 | 0.075977 | 0.17969 | 0.34006 | 0.5456 | 0.77454 | 1.0042 | 1.2175 | 1.4044 | 1.5615 | 1.6895 | 1.7913 | 1.871 | 1.9324
| North America | 0 | 0.001029 | 0.0085467 | 0.041012 | 0.13108 | 0.31006 | 0.5868 | 0.94123 | 1.3354 | 1.7301 | 2.0953 | 2.4143 | 2.6811 | 2.8971 | 3.0675 | 3.1992 | 3.2993
| South America | 0 | 0.001 | 0.0060094 | 0.028841 | 0.092219 | 0.21829 | 0.41353 | 0.66409 | 0.94369 | 1.225 | 1.4873 | 1.7186 | 1.9145 | 2.0756 | 2.2054 | 2.3086 | 2.3896
CO2 sequestration [GtCO2/a] | Europe | 0 | 0.0012886 | 0.010714 | 0.051472 | 0.16469 | 0.38997 | 0.73878 | 1.1864 | 1.6858 | 2.1876 | 2.654 | 3.0632 | 3.4071 | 3.6869 | 3.9093 | 4.0829 | 4.2168 | 1.0°C target
| Eurasia | 0 | 0.0022716 | 0.018929 | 0.09106 | 0.2915 | 0.68978 | 1.3049 | 2.0918 | 2.9662 | 3.8402 | 4.6468 | 5.3474 | 5.9278 | 6.3913 | 6.7516 | 7.0257 | 7.2307
| MENA | 0 | 0.0014136 | 0.011696 | 0.055946 | 0.17827 | 0.42048 | 0.7937 | 1.2702 | 1.7987 | 2.3269 | 2.815 | 3.2406 | 3.5961 | 3.8832 | 4.1096 | 4.2847 | 4.4182
| SSA | 0 | 0.0019356 | 0.015996 | 0.076417 | 0.24328 | 0.57343 | 1.0818 | 1.7305 | 2.4498 | 3.1683 | 3.8322 | 4.4111 | 4.8946 | 5.2856 | 5.5944 | 5.8337 | 6.0167
| SAARC | 0 | 0.001 | 0.0073756 | 0.03537 | 0.11298 | 0.26708 | 0.50516 | 0.80997 | 1.1491 | 1.4889 | 1.8039 | 2.0795 | 2.3106 | 2.4983 | 2.6472 | 2.7632 | 2.8524
| Northeast Asia | 0 | 0.0015309 | 0.012725 | 0.061118 | 0.19553 | 0.46299 | 0.87728 | 1.4095 | 2.0042 | 2.6034 | 3.1624 | 3.6554 | 4.0731 | 4.4175 | 4.6959 | 4.9183 | 5.0951
| Southeast Asia | 0 | 0.0013872 | 0.011517 | 0.055242 | 0.17651 | 0.41745 | 0.79003 | 1.2675 | 1.7994 | 2.3331 | 2.8285 | 3.2628 | 3.6277 | 3.925 | 4.1616 | 4.3466 | 4.4894
| North America | 0 | 0.0023905 | 0.019856 | 0.095279 | 0.30452 | 0.72033 | 1.3633 | 2.1867 | 3.1025 | 4.0193 | 4.8679 | 5.609 | 6.2288 | 6.7306 | 7.1265 | 7.4324 | 7.665
| South America | 0 | 0.0016808 | 0.013961 | 0.067005 | 0.21424 | 0.50714 | 0.96071 | 1.5428 | 2.1924 | 2.846 | 3.4553 | 3.9927 | 4.4477 | 4.822 | 5.1236 | 5.3633 | 5.5516

## References
Abbreviation | Reference
Agora2014 | Agora Energiewende. Stromspeicher in der Energiewende. Berlin: 2014.
Ainscough2017 | Ainscough C, Leachman J. Improved Hydrogen Liquefaction through Heisenberg Vortex Separation of para and ortho-hydrogen, NREL Annual Merit Review. Golden: 2017.
BNEF2015 | BNEF. New Energy Outlook 2015 - Long-term projections of the global energy sector. London: 2015.
Bogdanov2020 | Bogdanov D, Gulagi A, Fasihi M, Breyer C. Full energy sector transition towards 100% renewable energy supply: Integrating power, heat, transport and industry sectors including desalination. Applied Energy 2021;283:116273. https://doi.org/10.1016/j.apenergy.2020.116273.
Bogdanov2021 | Bogdanov D, Ram M, Aghahosseini A, Gulagi A, Oyewo AS, Child M, et al. Low-cost renewable electricity as the key driver of the global energy transition towards sustainability. Energy 2021;227:120467. https://doi.org/10.1016/j.energy.2021.120467.
Bogdanov2024 | Bogdanov D, Breyer C, Role of smart charging of electric vehicles and vehicle-to-grid in integrated renewables-based energy systems on country level. Energy 2024;301:131635. https://doi.org/10.1016/j.energy.2024.131635
Bolinger2017 | Bolinger M, Seel J, Hamachi LaCommare K. Utility-Scale Solar 2016: An Empirical Analysis of Project Cost, Performance, and Pricing Trends in the United States, Lawrence Berkeley National Laboratory. Berkley: 2017.
Breyer2015 | Breyer C, Tsupari E, Tikka V, Vainikka P. Power-to-gas as an emerging profitable business through creating an integrated value chain. Energy Procedia 2015;73:182–9. https://doi.org/10.1016/j.egypro.2015.07.668.
Breyer2017 | Breyer C, Afanasyeva S, Brakemeier D, Engelhard M, Giuliano S, Puppe M, et al. Assessment of mid-term growth assumptions and learning rates for comparative studies of CSP and hybrid PV-battery power plants. AIP Conference Proceedings 2017;1850(1):160001. https://doi.org/10.1063/1.4984535.
Brown2018 | Brown T, Schlachtberger D, Kies A, Schramm S, Greiner M. Synergies of sector coupling and transmission reinforcement in a cost-optimised, highly renewable European energy system. Energy 2018;160:720–39. https://doi.org/10.1016/j.energy.2018.06.222.
Caldera2023 | Caldera U, Breyer C. Afforesting arid land with renewable electricity and desalination to mitigate climate change. Nature Sustainability 2023;6:526-538. https://doi.org/10.1038/s41893-022-01056-7
DEA2016 | DEA - Danish Energy Agency, Energinet. Technology Data - Energy Plants for Electricity and District heating generation. Copenhagen: 2016.
DEA2020 | DEA - Danish Energy Agency and Energinet. Technology Data - Energy Plants for Electricity and District heating generation. Copenhagen: 2020.
Doelman2019 | Doelman JC, Stehfest E, van Vuuren DP, et al. Afforestation for climate change mitigation: Potentials, risks and trade-offs. Global Change Biology 2019;26(3):1576-1592. https://doi.org/10.1111/gcb.14887
EC2014a | EC - European Commission. Joint Research Centre. Institute for Energy and Transport., SERTIS. Energy Technology Reference Indicator (ETRI) projections for 2010-2050. Petten.: 2014.
EC2014b | EC - European Commission. ETRI 2014: Energy Technology Reference Indicator projections for 2010-2050; Joint Research Centre (JRC), European Commission (EC). Luxembourg: 2014.
EC2018 | EC - European Commission. Technology pathways in decarbonisation scenarios. Brussels: 2018.
ETIP2017 | ETIP-PV. The true competitiveness of solar PV. A European case study. Munich.: 2017.
ETIP2019 | ETIP-PV - European Technology and Innovation Platform Photovoltaics. Fact Sheets about Photovoltaics: PV the cheapest electricity source almost everywhere. Munich: 2019.
Fasihi2017a | Fasihi M, Bogdanov D, Breyer C. Long-term hydrocarbon trade options for the Maghreb region and Europe-renewable energy based synthetic fuels for a net zero emissions world. Sustainability 2017;9(2):306. https://doi.org/10.3390/su9020306.
Fasihi2017b | Fasihi M, Breyer C. Synthetic Methanol and Dimethyl Ether Production based on Hybrid PV-Wind Power Plants. 11th International Renewable Energy Storage Conference (IRES 2017), Düsseldorf, March 14-16,: 2017.
Fasihi2019 | Fasihi M, Efimova O, Breyer C. Techno-economic assessment of CO2 direct air capture plants. Journal of Cleaner Production 2019;224:957–80.
Fasihi2021 | Fasihi M, Weiss R, Savolainen J, Breyer C. Global potential of green ammonia based on hybrid PV-wind power plants. Applied Energy 2021;294:116170. https://doi.org/10.1016/j.apenergy.2020.116170.
Giuliano2016 | Giuliano S, Puppe M, Schenk H, Hirsch T, Moser M, Fichter T, et al. THERMVOLT – Systemvergleich von solarthermischen und photovoltaischen Kraftwerken für die Versorgungssicherheit, Abschlussbericht. Stuttgart, Lappeenranta: 2016.
Haysom2015 | Haysom JE, Jafarieh O, Anis H, Hinzer K, Wright D. Learning curve analysis of concentrated photovoltaic systems. Progress in Photovoltaics: Research and Applications 2015;23(11):1678–86. https://doi.org/10.1002/pip.2567.
Hoffman2014 | Hoffmann W. Importance and evidence for cost effective electricity storage. 29th EU PVSEC, Amsterdam, September 22-26: 2014.
IEA2015a | IEA - International Energy Agency. World Energy Outlook. Paris: 2015.
IEA2015b | IEA - International Energy Agency. Technology Roadmap – Hydrogen and Fuel Cells. Paris: 2015.
IEA2016 | IEA - International Energy Agency. World Energy Model – Scenario analysis of future energy trends. Paris: 2016.
IEA2021 | IEA - International Energy Agency. World Energy Outlook 2021. Paris: 2021.
IEA-NEA2015 | IEA and NEA. Projected Costs of Generating Electricity 2015. Paris: OECD; 2015. https://doi.org/10.1787/cost_electricity-2015-en.
Keiner2023 | Keiner D, Gulagi A, Breyer C. Energy demand estimation using a pre-processing macro-economic modelling tool for 21st century transition analyses. Energy 2023;272:127199. https://doi.org/10.1016/j.energy.2023.127199
Keiner2026 | Keiner D, Jasper F, Bogdanov D, Lopez G, Peters J, Baumann M, Breyer C, Weil M. Sodium-ion battery cost projections and their impact on the global energy system transition until 2050. Journal of Energy Storage 2026;146:119861. https://doi.org/10.1016/j.est.2025.119861
Koomey2007 | Koomey J, Hultman NE. A reactor-level analysis of busbar costs for US nuclear plants, 1970-2005. Energy Policy 2007;35(11):5630–42. https://doi.org/10.1016/j.enpol.2007.06.005.
Kutscher2010 | Kutscher C, Mehos M, Turchi C, Glatzmaier G, Moss T. Line-Focus Solar Power Plant Cost Reduction Plan. National Renewable Energy Laboratory (NREL). vol. NREL/TP-55. Golden: 2010.
Körner2015 | Körner A. Technology Roadmap Hydrogen and Fuel Cells – Technical Annex. 2015.
Mann2014 | Mann S, de Wild-Scholten M, Fthenakis V, van Sark W, Sinke W. The energy payback time of advanced crystalline silicon PV modules in 2020: a prospective study. Prog Photovolt: Res Appl 2014;22:1180–94. https://doi.org/10.1002/pip.2363.
McDonald2001 | McDonald A, Schrattenholzer L. Learning rates for energy technologies. Energy Policy 2001;29(4):255–61. https://doi.org/10.1016/S0301-4215(00)00122-1.
Michalski2017 | Michalski J, Bunger U, Crotogino F, Donadei S, Schneider G, Pregger T. Hydrogen generation by electrolysis and storage in salt caverns: Potentials, economics and systems aspects with regard to the German energy transition. International Journal of Hydrogen Energy 2017;42:13427–43.
Mühlbauer2024 | Mühlbauer A, Keiner D, Galimova T, Breyer C. Analysis of production routes for silicon carbide using air as carbon source empowering negative emissions. Mitigation and Adaption Strategies for Global Change 2024;29:4. https://doi.org/10.1007/s11027-023-10100-6
Mühlbauer2025 | Mühlauer A, Keiner D, Gerhards C, Caldera U, Sterner M, Breyer C. Assessment of technologies and economics for carbon dioxide removal from a portfolio perspective. International Journal of Greenhouse Gas Control 2025;141:104297. https://doi.org/10.1016/j.ijggc.2024.104297
Neij2008 | Neij L. Cost development of future technologies for power generation — A study based on experience curves and complementary bottom-up assessments. Energy Policy 2008;36(6):2200–11. https://doi.org/10.1016/j.enpol.2008.02.029.
Ram2019 | Ram M, Bogdanov D, Aghahosseini A, Gulagi A, Oyewo AS, Child M, et al. Global Energy System based on 100 % Renewable Energy - Power, Heat, Transport and Desalination Sectors. Lappeenranta, Berlin: 2019. https://doi.org/https://bit.ly/2ZnZtPi.
Sadovskaia2019 | Sadovskaia K, Bogdanov D, Hankapuro S, Breyer C. Power transmission and distribution losses - A model based on available empirical data and future trends for all countries globally. International Journal of Electrical Power & Energy Systems 2019;107:98-109. https://doi.org/10.1016/j.ijepes.2018.11.012
Schaber2013 | Schaber K. Integration of Variable Renewable Energies in the European power system: a model-based analysis of transmission grid extensions and energy sector coupling. München : 2013.
Schwartz2011 | Schwartz J. Advanced Hydrogen Liquefaction Process, Praxair DOE Annual Merit Review Project ID PD018. New York: 2011.
Sigfusson2015 | Sigfússon B, Uihlein A. 2015 JRC Geothermal Energy Status Report. European Commission - Joint Research Centre. Petten: 2015. https://doi.org/10.2790/959587.
SPE2020 | SolarPower Europe and LUT University. 100% Renewable Europe: How To Make Europe’s Energy System Climate-Neutral Before 2050. Brussels and Lappeenranta: 2020.
Svensson2004 | Svensson R, Odenberger M, Johnsson F, Ströomberg L. Transportation systems for CO2––application to carbon capture and storage. Energy Conversion and Management 2004;45:2343–53.
Urban2009 | Urban W, Lohmann H, Girod K. Abschlussbericht für das BMBF-Verbundprojekt Biogaseinspeisung. Fraunhofer UMSICHT 2009.
Urban2018 | Urban W, Girod K, Lohmann H, Weidner E. Fraunhofer Instituts. Technologien und Kosten der Biogasaufbereitung und Einspeisung in das Erdgasnetz . Ergebnisse der Markterhebung 2007-2008. Oberhausen: Fraunhofer UMSICHT; 2008.
Vartiainen2020 | Vartiainen E, Masson G, Breyer C, Moser D, Román Medina E. Impact of weighted average cost of capital, capital expenditure, and other parameters on future utility‐scale PV levelised cost of electricity. Progress in Photovoltaics: Research and Applications 2020;28(6):439–53. https://doi.org/10.1002/pip.3189.