## Calculator
USER INPUTS |  | DERIVED |  | PREDICTION
Summed counts v1 | 2000000 | E_ratio | 2
Summed counts v2 | 1000000 | VCR (cps) | 1666.6667
Delay since vent (min) | 0
MAA dose (MBq) | 100
Minimum P/V ratio | 3
V SPECT duration (s) | 1200
P SPECT duration (s) | 600
Sensitivity (cps/MBq) | 133
Given current ventilation count rate of 1667 cps, an MAA dose of 100 MBq
administered now is projected to result in:
[6 empty] | 90% PI |  |  | 95% PI
[5 empty] | predicted | (LL | – | UL) | (LL | – | UL)
|  |  |  | PCR (cps) | 4808.8544 | 4083.0671 | – | 5534.6417 | 3943.3008 | – | 5674.408
|  |  |  | Summed counts p1 | 2885312.64 | 2449840.2587 | – | 3320785.0213 | 2365980.4833 | – | 3404644.7967
|  |  |  | PVCR (cps) | 6475.5211 | 5749.7338 | – | 7201.3084 | 5609.9675 | – | 7341.0747
|  |  |  | Summed PV counts pv1 | 4885312.64 | 4449840.2587 | – | 5320785.0213 | 4365980.4833 | – | 5404644.7967
|  |  |  | P/V Ratio | 2.8853 | 2.4498 | – | 3.3208 | 2.366 | – | 3.4046
|  |  |  | PV/V Ratio | 3.8853 | 3.4498 | – | 4.3208 | 3.366 | – | 4.4046
Perfusion adequacy predictor v1
Developed by Alex Doruyter (January 2021).
Introduction:
This tool enables users to predict the final P/V ratio in a given patient and allows them to target specific P/V ratio ranges (e.g. between 3 and 5) by tailoring delay or Tc-99m MAA dose.
Instructions:
Perform quality control of the V SPECT raw data.
If QC satisfactory, user inputs values reflected in red text (make sure to press <ENTER>).
The predicted P/V ratio (with prediction intervals) is calculated and displayed on the chart. The higher above the red line the prediction (with error bars) falls, the more likely an adequate P/V ratio will be achieved. For example, see the video in supplementary materials.
For characteristics of the sample used to build the model, please refer to accompanying paper.
Note on A2: Summed counts of all projections in primary energy window of raw V SPECT data.
Note on E2: Ratio of ∑v1:∑v2.
Note on A3: Summed counts of all projections in Compton energy window of raw V SPECT data.
Note on E3: Ventilation count rate in counts per second.
Note on A4: Delay since V SPECT performed, in minutes.
Note on A5: Dose of Tc-99m MAA, in mega-becquerels.
Note on A7: Minimum acceptable ratio between perfusion count rate and ventilation count rate (minimum of at least 3.0 recommended).
Note on A8: Total duration (in seconds) of the V SPECT acquisition: (=frame duration * number of frames).
Note on A9: Total duration (in seconds) of the P SPECT acquisition (=frame duration * number of frames).
Note on A10: Measured sensitivity of the camera-collimator combination in counts per second per megabecquerel.
Note on K23: 90% prediction interval.
Note on N23: 95% prediction interval.
Note on K24: Lower limit of interval.
Note on M24: Upper limit of interval.
Note on N24: Lower limit of interval.
Note on P24: Upper limit of interval.
Note on I25: Predicted perfusion count rate (in counts per second) adjusted for the sensitivity (S) of the camera-collimator combination, and the administered activity (A1) of the Tc-99m MAA dose.
Note on I26: Predicted summed counts of all projections in primary energy window of raw P SPECT data, with residual ventilation counts subtracted.
Note on I27: Predicted count rate (in counts per second) on the P SPECT raw data, including any residual ventilation counts.
Note on I28: Predicted summed counts of all projections in primary energy window of raw P SPECT data, including any residual ventilation counts.
Note on I29: Predicted ratio between the final perfusion count rate and the ventilation count rate. A minimum of 3 is recommended.
Note on I30: Predicted ratio between the count rate on the P SPECT raw data (including any residual ventilation counts) and the count rate on the V SPECT raw data. When P SPECT immediately follows the V SPECT, a minimum of 4 is recommended.

## sample
| E_ratio | (x - x̄)^2 | p_rate | Summary of simple linear regression |  |  |  |  | 95% | x value | predicted y | t-value | SE of prediction | ME | Takes inputs from Calculator
| 1.7254 | 0.010144 | 0.30748 | [6 empty] | 2 | 0.36157 | 1.967 | 0.033086 | 0.065079
| 1.5717 | 0.064708 | 0.268 | Regression Statistics
| 1.591 | 0.055241 | 0.247 | Multiple R | 0.86987 | [5 empty] | 95% | Upper | 0.42665
| 1.948 | 0.014864 | 0.33992 | Multiple R Square | 0.75667 | [5 empty] | 95% | Lower | 0.29649
| 1.5942 | 0.053777 | 0.2546 | Adjusted R Square | 0.75595
| 1.883 | 0.0032463 | 0.39125 | Residual Standard Error | 0.033101 |  |  |  | 90% | x value | predicted y | t-value | SE of prediction | ME
| 1.8822 | 0.0031556 | 0.36144 | MSE | 0.0010893 |  |  |  |  | 2 | 0.36157 | 1.6493 | 0.033086 | 0.05457
| 1.9177 | 0.008395 | 0.30118 | Observations | 342
| 1.9928 | 0.027804 | 0.38301 | [7 empty] | 90% | Upper | 0.41614
| 1.7966 | 0.00086887 | 0.32918 | Residuals: | [6 empty] | 90% | Lower | 0.307
| 2.4575 | 0.39873 | 0.41032 | Min | 1Q | Median | 3Q | Max
| 2.362 | 0.28726 | 0.46723 | -0.10171 | -0.023247 | 0.002368 | 0.02397 | 0.081244
| 2.0128 | 0.034872 | 0.34458
| 1.9712 | 0.021061 | 0.31606 |  | df | F |  | Significance F
| 1.7037 | 0.014964 | 0.26473 | Regression | 1 | 1057.255 |  | < 2.2e-16 | ***
| 1.9078 | 0.0066779 | 0.31917 | Residual | 340
| 2.1369 | 0.096634 | 0.40688 | Total | 341
| 1.8013 | 0.00061283 | 0.27077
| 1.5836 | 0.058771 | 0.20927 |  | Coefficients | Est. Standard Error | t value | Pr(>¦t¦)
| 1.8641 | 0.0014474 | 0.32115 | Intercept | -0.19758 | 0.015803 | -12.503 | 9.016e-30 | ***
| 1.8199 | 3.7957e-05 | 0.31781 | E_ratio | 0.27957 | 0.0085982 | 32.5155 | 2.2416e-106 | ***
| 1.9293 | 0.010656 | 0.35409
| 1.9683 | 0.020238 | 0.38052 | Signif. codes: 0 ‘***’ 0.001 ‘**’ 0.01 ‘*’ 0.05 ‘.’ 0.1 ‘ ’ 1
| 1.6852 | 0.019831 | 0.26272
| 1.7416 | 0.0071339 | 0.30377
| 1.9258 | 0.0099454 | 0.3107
| 1.7485 | 0.0060161 | 0.26423
| 2.1625 | 0.11317 | 0.37611
| 1.8567 | 0.00093746 | 0.31781
| 2.1348 | 0.095293 | 0.4276
| 1.8806 | 0.0029729 | 0.33964
| 2.1165 | 0.084359 | 0.3635
| 1.9718 | 0.021224 | 0.34955
| 1.8103 | 0.00025026 | 0.3191
| 1.6206 | 0.042203 | 0.25037
| 1.6818 | 0.020813 | 0.27783
| 1.866 | 0.0015945 | 0.27337
| 1.8054 | 0.0004265 | 0.27821
| 1.5997 | 0.051221 | 0.23015
| 2.0045 | 0.031833 | 0.27073
| 1.773 | 0.002821 | 0.3082
| 1.805 | 0.00044561 | 0.31684
| 1.6573 | 0.028482 | 0.24322
| 1.9944 | 0.028328 | 0.32696
| 1.7572 | 0.0047378 | 0.32408
| 1.7986 | 0.0007535 | 0.33979
| 1.6852 | 0.019844 | 0.20403
| 1.8093 | 0.00028086 | 0.25159
| 1.7677 | 0.0034106 | 0.29628
| 1.7731 | 0.0028098 | 0.26292
| 2.1025 | 0.076416 | 0.41066
| 1.8692 | 0.0018591 | 0.36479
| 1.7546 | 0.0051111 | 0.25952
| 2.001 | 0.030614 | 0.31238
| 1.7448 | 0.0066046 | 0.27751
| 1.749 | 0.0059441 | 0.27257
| 1.7026 | 0.015241 | 0.25609
| 1.5792 | 0.060925 | 0.22627
| 1.9158 | 0.0080529 | 0.33625
| 1.9014 | 0.0056685 | 0.36346
| 1.5151 | 0.096677 | 0.19496
| 2.1955 | 0.1365 | 0.43708
| 1.8747 | 0.0023669 | 0.33115
| 1.587 | 0.057143 | 0.21619
| 1.8607 | 0.001196 | 0.30255
| 1.8818 | 0.0031019 | 0.30065
| 2.0624 | 0.055857 | 0.39753
| 2.0742 | 0.061586 | 0.41782
| 1.6189 | 0.042907 | 0.22893
| 1.6254 | 0.04027 | 0.26157
| 1.6739 | 0.023152 | 0.19875
| 1.9645 | 0.019171 | 0.32817
| 1.9042 | 0.0061043 | 0.31356
| 1.8257 | 1.4253e-07 | 0.31664
| 1.8496 | 0.00055495 | 0.33542
| 1.7935 | 0.0010599 | 0.24004
| 2.0425 | 0.046842 | 0.33792
| 1.7271 | 0.0097857 | 0.26299
| 1.7486 | 0.006008 | 0.29626
| 1.7289 | 0.009434 | 0.2504
| 1.8766 | 0.0025552 | 0.27526
| 1.8772 | 0.0026168 | 0.23934
| 2.1633 | 0.11372 | 0.40118
| 2.0028 | 0.031245 | 0.29545
| 1.7982 | 0.00077723 | 0.32875
| 1.9464 | 0.014473 | 0.32468
| 2.336 | 0.25998 | 0.41457
| 1.8301 | 1.6529e-05 | 0.28774
| 1.6128 | 0.045488 | 0.21715
| 1.8401 | 0.00019755 | 0.25476
| 1.6695 | 0.024516 | 0.22433
| 1.9095 | 0.0069533 | 0.28946
| 1.8087 | 0.00030327 | 0.27148
| 1.8238 | 5.1054e-06 | 0.31403
| 1.7326 | 0.0087437 | 0.2765
| 1.7145 | 0.012447 | 0.26777
| 1.4871 | 0.11487 | 0.19827
| 1.4356 | 0.15248 | 0.18666
| 1.3704 | 0.20765 | 0.19419
| 2.0151 | 0.035717 | 0.43574
| 1.6889 | 0.018816 | 0.27327
| 1.5488 | 0.076903 | 0.26872
| 1.4798 | 0.11989 | 0.20148
| 1.8615 | 0.0012563 | 0.36013
| 1.6862 | 0.019568 | 0.24202
| 1.6606 | 0.027393 | 0.25443
| 1.6159 | 0.04416 | 0.21639
| 1.8373 | 0.00012567 | 0.27928
| 1.7326 | 0.0087296 | 0.25058
| 1.7347 | 0.0083432 | 0.32109
| 2.0495 | 0.049935 | 0.42764
| 1.8216 | 1.9905e-05 | 0.31537
| 1.6914 | 0.018143 | 0.29943
| 1.8378 | 0.0001382 | 0.3137
| 1.7586 | 0.0045456 | 0.31324
| 2.0658 | 0.057476 | 0.28882
| 1.6884 | 0.018963 | 0.1998
| 1.98 | 0.023688 | 0.32497
| 1.9266 | 0.010096 | 0.30464
| 1.6241 | 0.040794 | 0.24394
| 1.7367 | 0.0079929 | 0.18624
| 1.5404 | 0.08163 | 0.20169
| 1.9746 | 0.022056 | 0.34529
| 1.8391 | 0.0001698 | 0.29183
| 2.0146 | 0.035538 | 0.38337
| 1.768 | 0.0033686 | 0.26501
| 2.1107 | 0.080998 | 0.39213
| 1.7487 | 0.005989 | 0.31136
| 1.6844 | 0.020063 | 0.25877
| 1.6626 | 0.026717 | 0.29081
| 1.6638 | 0.026323 | 0.26095
| 1.6203 | 0.042353 | 0.28192
| 2.2522 | 0.1816 | 0.47781
| 1.5493 | 0.076601 | 0.24089
| 2.4227 | 0.356 | 0.4557
| 1.5366 | 0.083772 | 0.24261
| 1.9913 | 0.0273 | 0.35253
| 2.1967 | 0.13736 | 0.40546
| 2.2082 | 0.14606 | 0.37206
| 1.6821 | 0.02072 | 0.29094
| 2.0975 | 0.073678 | 0.31252
| 1.7413 | 0.0071913 | 0.32748
| 2.1256 | 0.089721 | 0.45422
| 1.6601 | 0.027547 | 0.23784
| 1.818 | 6.532e-05 | 0.2825
| 1.6879 | 0.019105 | 0.23492
| 1.7178 | 0.011728 | 0.31098
| 2.1852 | 0.12899 | 0.36798
| 1.5194 | 0.094016 | 0.2055
| 1.8012 | 0.00062036 | 0.30163
| 2.121 | 0.087002 | 0.47665
| 1.7058 | 0.014463 | 0.28631
| 1.4801 | 0.11971 | 0.20284
| 1.7674 | 0.0034465 | 0.33355
| 1.7159 | 0.012139 | 0.33432
| 2.1312 | 0.093081 | 0.47641
| 2.0854 | 0.067262 | 0.3783
| 1.9985 | 0.029716 | 0.34677
| 1.8348 | 7.6771e-05 | 0.36812
| 1.5327 | 0.086068 | 0.26618
| 1.548 | 0.077337 | 0.27098
| 1.6102 | 0.04659 | 0.26807
| 1.7843 | 0.0017424 | 0.32328
| 1.6107 | 0.046399 | 0.25712
| 2.0818 | 0.065377 | 0.44293
| 1.582 | 0.059559 | 0.27342
| 1.6916 | 0.018085 | 0.33261
| 1.8838 | 0.0033322 | 0.36462
| 1.8838 | 0.0033284 | 0.35934
| 1.6449 | 0.032829 | 0.25433
| 1.725 | 0.010209 | 0.2901
| 1.6012 | 0.050552 | 0.22396
| 1.7891 | 0.0013671 | 0.31993
| 2.0162 | 0.036147 | 0.3458
| 1.5086 | 0.10077 | 0.20417
| 1.8192 | 4.7658e-05 | 0.3272
| 1.901 | 0.0056154 | 0.3363
| 1.8914 | 0.0042697 | 0.27819
| 1.8844 | 0.0033974 | 0.37622
| 1.833 | 4.8336e-05 | 0.28859
| 1.6447 | 0.032901 | 0.27616
| 1.8444 | 0.00033623 | 0.29217
| 2.1068 | 0.078806 | 0.38286
| 1.7424 | 0.0070052 | 0.27548
| 1.5708 | 0.065174 | 0.24453
| 1.7061 | 0.014383 | 0.22002
| 1.8557 | 0.00087855 | 0.30062
| 2.0698 | 0.059402 | 0.35566
| 1.7347 | 0.0083491 | 0.26939
| 2.1071 | 0.078989 | 0.39384
| 1.6198 | 0.042539 | 0.22322
| 1.6948 | 0.017237 | 0.27477
| 2.0268 | 0.040277 | 0.40758
| 2.3241 | 0.24804 | 0.40779
| 2.2923 | 0.21739 | 0.48918
| 1.6346 | 0.036671 | 0.30076
| 1.6586 | 0.02805 | 0.2966
| 1.8857 | 0.0035613 | 0.36776
| 1.8843 | 0.0033922 | 0.36794
| 2.0376 | 0.044745 | 0.40831
| 1.7371 | 0.0079223 | 0.29656
| 1.6897 | 0.018595 | 0.2508
| 1.9216 | 0.009129 | 0.31369
| 2.1702 | 0.1184 | 0.4497
| 1.8455 | 0.0003777 | 0.27828
| 1.8437 | 0.00031045 | 0.37344
| 1.5462 | 0.07834 | 0.25876
| 1.8505 | 0.0005977 | 0.32797
| 1.5136 | 0.097624 | 0.17343
| 1.5774 | 0.061828 | 0.2665
| 1.7543 | 0.005156 | 0.30541
| 1.8851 | 0.0034867 | 0.34909
| 1.6517 | 0.030422 | 0.29082
| 1.5723 | 0.064414 | 0.25759
| 1.51 | 0.099886 | 0.24189
| 2.2497 | 0.17942 | 0.43008
| 1.8451 | 0.00036136 | 0.37441
| 1.637 | 0.035747 | 0.27452
| 1.9954 | 0.028661 | 0.30932
| 1.6065 | 0.048229 | 0.22372
| 1.6191 | 0.042826 | 0.2
| 1.5901 | 0.055692 | 0.26048
| 1.8612 | 0.0012358 | 0.29422
| 2.0179 | 0.03681 | 0.36311
| 1.7365 | 0.008016 | 0.31506
| 2.1742 | 0.12119 | 0.31534
| 1.6904 | 0.018403 | 0.23896
| 1.7067 | 0.014249 | 0.22316
| 1.6374 | 0.035603 | 0.21745
| 2.3539 | 0.27862 | 0.38368
| 1.4842 | 0.1169 | 0.23651
| 1.966 | 0.019575 | 0.41329
| 1.7186 | 0.011551 | 0.25165
| 1.8735 | 0.002248 | 0.34283
| 1.6052 | 0.048764 | 0.29311
| 1.9181 | 0.0084752 | 0.38279
| 1.9211 | 0.009024 | 0.30657
| 1.8343 | 6.8025e-05 | 0.36629
| 1.6888 | 0.018842 | 0.3121
| 1.7137 | 0.012631 | 0.34236
| 1.5501 | 0.076183 | 0.24028
| 1.6024 | 0.050023 | 0.21834
| 1.7875 | 0.001487 | 0.33839
| 1.6773 | 0.022121 | 0.25629
| 1.7943 | 0.0010085 | 0.29584
| 1.9005 | 0.005536 | 0.37741
| 1.8177 | 6.9551e-05 | 0.33428
| 1.6731 | 0.023409 | 0.28275
| 1.9997 | 0.030146 | 0.31681
| 1.8146 | 0.00013043 | 0.32674
| 1.7344 | 0.0084018 | 0.30981
| 1.7868 | 0.0015444 | 0.30668
| 1.7192 | 0.01142 | 0.29114
| 1.6403 | 0.034523 | 0.27673
| 1.5545 | 0.073766 | 0.24081
| 1.7814 | 0.0019996 | 0.32959
| 2.0644 | 0.056784 | 0.43834
| 1.5417 | 0.080857 | 0.25429
| 1.636 | 0.036137 | 0.29837
| 2.7464 | 0.84696 | 0.57181
| 1.7215 | 0.010937 | 0.29525
| 1.9017 | 0.0057239 | 0.32953
| 1.7252 | 0.010171 | 0.31008
| 1.8955 | 0.0048239 | 0.31313
| 2.4798 | 0.4274 | 0.47972
| 1.7466 | 0.0063134 | 0.3046
| 1.8946 | 0.0046968 | 0.29907
| 1.9805 | 0.023851 | 0.40782
| 1.7109 | 0.013262 | 0.26895
| 1.683 | 0.020465 | 0.29637
| 1.9525 | 0.015981 | 0.36988
| 1.8215 | 2.1229e-05 | 0.30991
| 1.7783 | 0.0022847 | 0.33319
| 1.5959 | 0.052974 | 0.25203
| 2.2631 | 0.19097 | 0.4355
| 1.6383 | 0.035254 | 0.26111
| 2.1019 | 0.076075 | 0.39008
| 1.8295 | 1.1566e-05 | 0.32947
| 2.2547 | 0.1837 | 0.42189
| 1.7041 | 0.014877 | 0.29533
| 2.0704 | 0.059687 | 0.42118
| 1.7457 | 0.0064597 | 0.32984
| 1.7001 | 0.015868 | 0.27464
| 1.9164 | 0.0081681 | 0.3543
| 1.8089 | 0.00029447 | 0.34491
| 2.0772 | 0.063087 | 0.3897
| 1.8805 | 0.0029629 | 0.37053
| 1.8319 | 3.3526e-05 | 0.38022
| 1.8989 | 0.0053003 | 0.37705
| 1.693 | 0.017707 | 0.26213
| 1.9071 | 0.0065605 | 0.36989
| 1.6201 | 0.042439 | 0.24927
| 1.8455 | 0.00037596 | 0.36177
| 2.12 | 0.086405 | 0.42084
| 1.69 | 0.01851 | 0.30976
| 1.7291 | 0.0094085 | 0.28957
| 1.6369 | 0.035784 | 0.28743
| 1.7306 | 0.0091229 | 0.28136
| 1.6553 | 0.029148 | 0.28347
| 1.6665 | 0.025471 | 0.2882
| 1.5645 | 0.068442 | 0.25373
| 1.521 | 0.093061 | 0.22845
| 2.2311 | 0.16409 | 0.4187
| 1.6878 | 0.019123 | 0.29163
| 1.91 | 0.0070407 | 0.37577
| 1.7457 | 0.0064662 | 0.28263
| 1.6983 | 0.016316 | 0.29706
| 2.1706 | 0.11868 | 0.44118
| 1.7486 | 0.0060091 | 0.31227
| 1.7495 | 0.0058671 | 0.31931
| 1.8877 | 0.0037978 | 0.33971
| 1.6347 | 0.036618 | 0.22436
| 2.3951 | 0.32377 | 0.50522
| 2.0726 | 0.0608 | 0.39946
| 1.8613 | 0.0012391 | 0.30915
| 2.1214 | 0.087224 | 0.42041
| 1.7676 | 0.0034171 | 0.33037
| 1.707 | 0.014168 | 0.26288
| 1.8804 | 0.0029541 | 0.33007
| 1.8729 | 0.0021921 | 0.35269
| 1.6856 | 0.019736 | 0.28774
| 1.6249 | 0.040457 | 0.24169
| 1.7934 | 0.0010645 | 0.28721
| 1.8184 | 5.8879e-05 | 0.30684
| 2.2533 | 0.18255 | 0.45087
| 2.1051 | 0.077868 | 0.3907
| 2.1385 | 0.097588 | 0.44436
| 1.5683 | 0.06644 | 0.2426
| 1.5488 | 0.076853 | 0.24342
| 1.774 | 0.0027159 | 0.33201
| 2.0499 | 0.050085 | 0.38444
| 1.6403 | 0.034511 | 0.25991
| 1.9729 | 0.021562 | 0.38311
| 1.6373 | 0.035649 | 0.22006
| 2.1603 | 0.11169 | 0.43377
| 1.919 | 0.0086299 | 0.29479
| 1.8788 | 0.0027786 | 0.36367
| 1.8623 | 0.0013104 | 0.31415
| 1.8044 | 0.00046968 | 0.26967
| 1.6008 | 0.050766 | 0.23253
| 1.7297 | 0.009289 | 0.32539
| 1.5538 | 0.074156 | 0.26006
mean | 1.8261
SD | 0.20848
min | 1.3704
max | 2.7464
| SS | 14.8208

## raw
E_ratio | p_rate | p_rate_norm | p_rate_pred | p_rate_pred_l90 | p_rate_pred_u90 | p_rate_pred_l95 | p_rate_pred_u95 | p_rate_norm_adj | p_rate_norm_adj_l90 | p_rate_norm_adj_u90 | p_rate_norm_adj_l95 | p_rate_norm_adj_u95 | PVR_norm | PVR_pred | PVR_l90adj | PVR_u90adj | PVR_l95adj | PVR_u95adj
1.7254 | 0.30748 | 4089.5197 | 0.28478 | 0.23025 | 0.33932 | 0.21975 | 0.34982 | 3787.6169 | 3062.3197 | 4512.9142 | 2922.6478 | 4652.5861 | 2.4537 | 2.2726 | 1.8374 | 2.7077 | 1.7536 | 2.7916 | Based on original data
1.5717 | 0.268 | 3564.3822 | 0.24182 | 0.18719 | 0.29646 | 0.17667 | 0.30698 | 3216.2648 | 2489.6385 | 3942.8911 | 2349.7106 | 4082.819 | 2.1386 | 1.9298 | 1.4938 | 2.3657 | 1.4098 | 2.4497
1.591 | 0.247 | 3285.1284 | 0.24723 | 0.19262 | 0.30185 | 0.1821 | 0.31237 | 3288.1861 | 2561.7902 | 4014.582 | 2421.9067 | 4154.4655 | 1.9711 | 1.9729 | 1.5371 | 2.4087 | 1.4531 | 2.4927
1.948 | 0.33992 | 4520.995 | 0.34703 | 0.29249 | 0.40157 | 0.28198 | 0.41207 | 4615.463 | 3890.0507 | 5340.8753 | 3750.3567 | 5480.5694 | 2.7126 | 2.7693 | 2.334 | 3.2045 | 2.2502 | 3.2883
1.5942 | 0.2546 | 3386.2308 | 0.24811 | 0.1935 | 0.30272 | 0.18298 | 0.31324 | 3299.8485 | 2573.4883 | 4026.2088 | 2433.6116 | 4166.0854 | 2.0317 | 1.9799 | 1.5441 | 2.4157 | 1.4602 | 2.4997
1.883 | 0.39125 | 5203.5987 | 0.32887 | 0.27435 | 0.38339 | 0.26385 | 0.39389 | 4373.9823 | 3648.8532 | 5099.1113 | 3509.2137 | 5238.7509 | 3.1222 | 2.6244 | 2.1893 | 3.0595 | 2.1055 | 3.1433
1.8822 | 0.36144 | 4807.133 | 0.32865 | 0.27413 | 0.38317 | 0.26363 | 0.39367 | 4371.0018 | 3645.875 | 5096.1286 | 3506.2359 | 5235.7677 | 2.8843 | 2.6226 | 2.1875 | 3.0577 | 2.1037 | 3.1415
1.9177 | 0.30118 | 4005.6298 | 0.33856 | 0.28403 | 0.39309 | 0.27353 | 0.40359 | 4502.8165 | 3777.5619 | 5228.0711 | 3637.8982 | 5367.7348 | 2.4034 | 2.7017 | 2.2665 | 3.1368 | 2.1827 | 3.2206
1.9928 | 0.38301 | 5093.9939 | 0.35956 | 0.30499 | 0.41413 | 0.29449 | 0.42463 | 4782.1405 | 4056.4128 | 5507.8682 | 3916.658 | 5647.623 | 3.0564 | 2.8693 | 2.4338 | 3.3047 | 2.35 | 3.3886
1.7966 | 0.32918 | 4378.1365 | 0.3047 | 0.25018 | 0.35922 | 0.23969 | 0.36972 | 4052.5219 | 3327.4508 | 4777.5929 | 3187.8224 | 4917.2213 | 2.6269 | 2.4315 | 1.9965 | 2.8666 | 1.9127 | 2.9503
2.4575 | 0.41032 | 5457.2923 | 0.48948 | 0.43424 | 0.54472 | 0.4236 | 0.55536 | 6510.0874 | 5775.377 | 7244.7977 | 5633.8924 | 7386.2823 | 3.2744 | 3.9061 | 3.4652 | 4.3469 | 3.3803 | 4.4318
2.362 | 0.46723 | 6214.2051 | 0.46278 | 0.40774 | 0.51782 | 0.39715 | 0.52842 | 6155.0269 | 5423.0045 | 6887.0492 | 5282.0375 | 7028.0162 | 3.7285 | 3.693 | 3.2538 | 4.1322 | 3.1692 | 4.2168
2.0128 | 0.34458 | 4582.9023 | 0.36515 | 0.31057 | 0.41973 | 0.30006 | 0.43024 | 4856.4866 | 4130.5867 | 5582.3864 | 3990.7987 | 5722.1744 | 2.7497 | 2.9139 | 2.4784 | 3.3494 | 2.3945 | 3.4333
1.9712 | 0.31606 | 4203.5781 | 0.35351 | 0.29896 | 0.40807 | 0.28846 | 0.41857 | 4701.7419 | 3976.1785 | 5427.3052 | 3836.4554 | 5567.0284 | 2.5221 | 2.821 | 2.3857 | 3.2564 | 2.3019 | 3.3402
1.7037 | 0.26473 | 3520.8717 | 0.27874 | 0.2242 | 0.33328 | 0.2137 | 0.34379 | 3707.2657 | 2981.851 | 4432.6804 | 2842.1564 | 4572.375 | 2.1125 | 2.2244 | 1.7891 | 2.6596 | 1.7053 | 2.7434
1.9078 | 0.31917 | 4244.9917 | 0.33579 | 0.28126 | 0.39032 | 0.27076 | 0.40082 | 4465.9828 | 3740.7701 | 5191.1955 | 3601.1144 | 5330.8511 | 2.547 | 2.6796 | 2.2445 | 3.1147 | 2.1607 | 3.1985
2.1369 | 0.40688 | 5411.4728 | 0.39985 | 0.34516 | 0.45454 | 0.33463 | 0.46507 | 5318.0092 | 4590.6064 | 6045.4121 | 4450.5289 | 6185.4895 | 3.2469 | 3.1908 | 2.7544 | 3.6272 | 2.6703 | 3.7113
1.8013 | 0.27077 | 3601.2735 | 0.30602 | 0.2515 | 0.36054 | 0.24101 | 0.37104 | 4070.0769 | 3345.0121 | 4795.1417 | 3205.3849 | 4934.7689 | 2.1608 | 2.442 | 2.007 | 2.8771 | 1.9232 | 2.9609
1.5836 | 0.20927 | 2783.3033 | 0.24517 | 0.19054 | 0.29979 | 0.18002 | 0.31031 | 3260.6951 | 2534.2133 | 3987.177 | 2394.3133 | 4127.077 | 1.67 | 1.9564 | 1.5205 | 2.3923 | 1.4366 | 2.4762
1.8641 | 0.32115 | 4271.2712 | 0.32358 | 0.26906 | 0.3781 | 0.25856 | 0.38859 | 4303.5899 | 3578.5047 | 5028.675 | 3438.8736 | 5168.3061 | 2.5628 | 2.5822 | 2.1471 | 3.0172 | 2.0633 | 3.101
1.8199 | 0.31781 | 4226.8777 | 0.31122 | 0.2567 | 0.36573 | 0.24621 | 0.37623 | 4139.2173 | 3414.1666 | 4864.2681 | 3274.5421 | 5003.8926 | 2.5361 | 2.4835 | 2.0485 | 2.9186 | 1.9647 | 3.0023
1.9293 | 0.35409 | 4709.4444 | 0.3418 | 0.28727 | 0.39634 | 0.27677 | 0.40684 | 4545.9623 | 3820.6525 | 5271.272 | 3680.9782 | 5410.9463 | 2.8257 | 2.7276 | 2.2924 | 3.1628 | 2.2086 | 3.2466
1.9683 | 0.38052 | 5060.9622 | 0.35271 | 0.29816 | 0.40727 | 0.28766 | 0.41777 | 4691.101 | 3965.5577 | 5416.6443 | 3825.8384 | 5556.3636 | 3.0366 | 2.8147 | 2.3793 | 3.25 | 2.2955 | 3.3338
1.6852 | 0.26272 | 3494.1585 | 0.27357 | 0.21902 | 0.32812 | 0.20852 | 0.33863 | 3638.5023 | 2912.9689 | 4364.0357 | 2773.2516 | 4503.7531 | 2.0965 | 2.1831 | 1.7478 | 2.6184 | 1.664 | 2.7023
1.7416 | 0.30377 | 4040.0813 | 0.28933 | 0.2348 | 0.34386 | 0.2243 | 0.35436 | 3848.0666 | 3122.8428 | 4573.2904 | 2983.185 | 4712.9482 | 2.424 | 2.3088 | 1.8737 | 2.744 | 1.7899 | 2.8278
1.9258 | 0.3107 | 4132.3058 | 0.34082 | 0.28629 | 0.39536 | 0.27579 | 0.40586 | 4532.943 | 3807.6506 | 5258.2353 | 3667.9796 | 5397.9063 | 2.4794 | 2.7198 | 2.2846 | 3.1549 | 2.2008 | 3.2387
1.7485 | 0.26423 | 3514.2348 | 0.29126 | 0.23673 | 0.34578 | 0.22623 | 0.35628 | 3873.7188 | 3148.5222 | 4598.9153 | 3008.8696 | 4738.5679 | 2.1085 | 2.3242 | 1.8891 | 2.7593 | 1.8053 | 2.8431
2.1625 | 0.37611 | 5002.2099 | 0.40699 | 0.35227 | 0.46171 | 0.34173 | 0.47225 | 5412.9968 | 4685.192 | 6140.8015 | 4545.0372 | 6280.9563 | 3.0013 | 3.2478 | 2.8111 | 3.6845 | 2.727 | 3.7686
1.8567 | 0.31781 | 4226.8114 | 0.3215 | 0.26699 | 0.37602 | 0.25649 | 0.38652 | 4275.974 | 3550.9013 | 5001.0468 | 3411.2726 | 5140.6754 | 2.5361 | 2.5656 | 2.1305 | 3.0006 | 2.0468 | 3.0844
2.1348 | 0.4276 | 5687.0556 | 0.39925 | 0.34456 | 0.45393 | 0.33402 | 0.46447 | 5309.9626 | 4582.5923 | 6037.3329 | 4442.5212 | 6177.404 | 3.4122 | 3.186 | 2.7496 | 3.6224 | 2.6655 | 3.7064
1.8806 | 0.33964 | 4517.2717 | 0.32819 | 0.27366 | 0.38271 | 0.26317 | 0.39321 | 4364.8659 | 3639.7435 | 5089.9883 | 3500.1053 | 5229.6265 | 2.7104 | 2.6189 | 2.1838 | 3.054 | 2.1001 | 3.1378
2.1165 | 0.3635 | 4834.5904 | 0.39414 | 0.33947 | 0.44881 | 0.32895 | 0.45934 | 5242.1023 | 4514.9979 | 5969.2067 | 4374.978 | 6109.2267 | 2.9008 | 3.1453 | 2.709 | 3.5815 | 2.625 | 3.6655
1.9718 | 0.34955 | 4649.0148 | 0.35367 | 0.29912 | 0.40823 | 0.28861 | 0.41873 | 4703.8253 | 3978.258 | 5429.3926 | 3838.5341 | 5569.1166 | 2.7894 | 2.8223 | 2.387 | 3.2576 | 2.3031 | 3.3415
1.8103 | 0.3191 | 4243.9656 | 0.30852 | 0.254 | 0.36303 | 0.24351 | 0.37353 | 4103.3027 | 3378.2467 | 4828.3586 | 3238.6212 | 4967.9841 | 2.5464 | 2.462 | 2.0269 | 2.897 | 1.9432 | 2.9808
1.6206 | 0.25037 | 3329.9021 | 0.25551 | 0.20092 | 0.3101 | 0.1904 | 0.32061 | 3398.25 | 2672.1715 | 4124.3284 | 2532.3491 | 4264.1508 | 1.9979 | 2.0389 | 1.6033 | 2.4746 | 1.5194 | 2.5585
1.6818 | 0.27783 | 3695.0962 | 0.27261 | 0.21806 | 0.32716 | 0.20755 | 0.33767 | 3625.6935 | 2900.1362 | 4351.2508 | 2760.4142 | 4490.9728 | 2.2171 | 2.1754 | 1.7401 | 2.6108 | 1.6562 | 2.6946
1.866 | 0.27337 | 3635.813 | 0.32411 | 0.26959 | 0.37862 | 0.25909 | 0.38912 | 4310.6015 | 3585.5127 | 5035.6903 | 3445.881 | 5175.322 | 2.1815 | 2.5864 | 2.1513 | 3.0214 | 2.0675 | 3.1052
1.8054 | 0.27821 | 3700.2191 | 0.30717 | 0.25265 | 0.36168 | 0.24215 | 0.37218 | 4085.3352 | 3360.2749 | 4810.3954 | 3220.6486 | 4950.0217 | 2.2201 | 2.4512 | 2.0162 | 2.8862 | 1.9324 | 2.97
1.5997 | 0.23015 | 3061.056 | 0.24967 | 0.19506 | 0.30428 | 0.18454 | 0.31479 | 3320.5867 | 2594.2887 | 4046.8847 | 2454.424 | 4186.7494 | 1.8366 | 1.9924 | 1.5566 | 2.4281 | 1.4727 | 2.512
2.0045 | 0.27073 | 3600.7718 | 0.36282 | 0.30825 | 0.4174 | 0.29774 | 0.42791 | 4825.5446 | 4099.7187 | 5551.3704 | 3959.945 | 5691.1441 | 2.1605 | 2.8953 | 2.4598 | 3.3308 | 2.376 | 3.4147
1.773 | 0.3082 | 4099.0089 | 0.29809 | 0.24357 | 0.35261 | 0.23307 | 0.36311 | 3964.6339 | 3239.5152 | 4689.7526 | 3099.8777 | 4829.3901 | 2.4594 | 2.3788 | 1.9437 | 2.8139 | 1.8599 | 2.8976
1.805 | 0.31684 | 4214.0073 | 0.30704 | 0.25252 | 0.36156 | 0.24203 | 0.37205 | 4083.6334 | 3358.5727 | 4808.6942 | 3218.9463 | 4948.3206 | 2.5284 | 2.4502 | 2.0151 | 2.8852 | 1.9314 | 2.969
1.6573 | 0.24322 | 3234.8415 | 0.26576 | 0.21119 | 0.32033 | 0.20068 | 0.33083 | 3534.5953 | 2808.8511 | 4260.3394 | 2669.0931 | 4400.0974 | 1.9409 | 2.1208 | 1.6853 | 2.5562 | 1.6015 | 2.6401
1.9944 | 0.32696 | 4348.6044 | 0.36 | 0.30543 | 0.41456 | 0.29492 | 0.42507 | 4787.9547 | 4062.2142 | 5513.6951 | 3922.457 | 5653.4524 | 2.6092 | 2.8728 | 2.4373 | 3.3082 | 2.3535 | 3.3921
1.7572 | 0.32408 | 4310.198 | 0.2937 | 0.23917 | 0.34822 | 0.22867 | 0.35872 | 3906.1859 | 3181.0205 | 4631.3513 | 3041.3739 | 4770.9978 | 2.5861 | 2.3437 | 1.9086 | 2.7788 | 1.8248 | 2.8626
1.7986 | 0.33979 | 4519.2115 | 0.30527 | 0.25075 | 0.35978 | 0.24025 | 0.37028 | 4060.0574 | 3334.9892 | 4785.1257 | 3195.3613 | 4924.7535 | 2.7115 | 2.436 | 2.001 | 2.8711 | 1.9172 | 2.9549
1.6852 | 0.20403 | 2713.6132 | 0.27356 | 0.21901 | 0.32811 | 0.2085 | 0.33861 | 3638.3232 | 2912.7895 | 4363.8569 | 2773.072 | 4503.5743 | 1.6282 | 2.183 | 1.7477 | 2.6183 | 1.6638 | 2.7021
1.8093 | 0.25159 | 3346.164 | 0.30826 | 0.25374 | 0.36277 | 0.24324 | 0.37327 | 4099.8102 | 3374.7534 | 4824.8669 | 3235.1278 | 4964.4925 | 2.0077 | 2.4599 | 2.0249 | 2.8949 | 1.9411 | 2.9787
1.7677 | 0.29628 | 3940.5828 | 0.29661 | 0.24209 | 0.35114 | 0.23159 | 0.36163 | 3944.9718 | 3219.8387 | 4670.1048 | 3080.1984 | 4809.7451 | 2.3643 | 2.367 | 1.9319 | 2.8021 | 1.8481 | 2.8858
1.7731 | 0.26292 | 3496.8333 | 0.29812 | 0.2436 | 0.35264 | 0.2331 | 0.36314 | 3965.0255 | 3239.9071 | 4690.1439 | 3100.2696 | 4829.7813 | 2.0981 | 2.379 | 1.9439 | 2.8141 | 1.8602 | 2.8979
2.1025 | 0.41066 | 5461.7653 | 0.39023 | 0.33557 | 0.44488 | 0.32505 | 0.45541 | 5190.0039 | 4463.0927 | 5916.9152 | 4323.11 | 6056.8979 | 3.2771 | 3.114 | 2.6779 | 3.5501 | 2.5939 | 3.6341
1.8692 | 0.36479 | 4851.7199 | 0.325 | 0.27048 | 0.37951 | 0.25998 | 0.39001 | 4322.4498 | 3597.3546 | 5047.545 | 3457.7216 | 5187.178 | 2.911 | 2.5935 | 2.1584 | 3.0285 | 2.0746 | 3.1123
1.7546 | 0.25952 | 3451.5843 | 0.29295 | 0.23843 | 0.34748 | 0.22793 | 0.35798 | 3896.293 | 3171.1184 | 4621.4675 | 3031.4702 | 4761.1158 | 2.071 | 2.3378 | 1.9027 | 2.7729 | 1.8189 | 2.8567
2.001 | 0.31238 | 4154.6938 | 0.36186 | 0.30729 | 0.41643 | 0.29678 | 0.42694 | 4812.7154 | 4086.9192 | 5538.5115 | 3947.1513 | 5678.2795 | 2.4928 | 2.8876 | 2.4522 | 3.3231 | 2.3683 | 3.407
1.7448 | 0.27751 | 3690.8579 | 0.29022 | 0.23569 | 0.34475 | 0.22519 | 0.35525 | 3859.9404 | 3134.7294 | 4585.1513 | 2995.0741 | 4724.8066 | 2.2145 | 2.316 | 1.8808 | 2.7511 | 1.797 | 2.8349
1.749 | 0.27257 | 3625.1873 | 0.29139 | 0.23686 | 0.34591 | 0.22636 | 0.35641 | 3875.4485 | 3150.2537 | 4600.6433 | 3010.6015 | 4740.2955 | 2.1751 | 2.3253 | 1.8902 | 2.7604 | 1.8064 | 2.8442
1.7026 | 0.25609 | 3405.9581 | 0.27843 | 0.22388 | 0.33297 | 0.21338 | 0.34347 | 3703.0744 | 2977.6529 | 4428.4959 | 2837.957 | 4568.1917 | 2.0436 | 2.2218 | 1.7866 | 2.6571 | 1.7028 | 2.7409
1.5792 | 0.22627 | 3009.4555 | 0.24393 | 0.18931 | 0.29856 | 0.17879 | 0.30908 | 3244.3273 | 2517.7931 | 3970.8616 | 2377.8829 | 4110.7717 | 1.8057 | 1.9466 | 1.5107 | 2.3825 | 1.4267 | 2.4665
1.9158 | 0.33625 | 4472.0594 | 0.33803 | 0.2835 | 0.39256 | 0.273 | 0.40306 | 4495.8025 | 3770.5562 | 5221.0487 | 3630.8941 | 5360.7108 | 2.6832 | 2.6975 | 2.2623 | 3.1326 | 2.1785 | 3.2164
1.9014 | 0.36346 | 4833.9859 | 0.33399 | 0.27947 | 0.38852 | 0.26897 | 0.39902 | 4442.0768 | 3716.8887 | 5167.265 | 3577.2378 | 5306.9159 | 2.9004 | 2.6652 | 2.2301 | 3.1004 | 2.1463 | 3.1841
1.5151 | 0.19496 | 2592.9528 | 0.22601 | 0.17132 | 0.28071 | 0.16079 | 0.29124 | 3005.9826 | 2278.5786 | 3733.3865 | 2138.501 | 3873.4641 | 1.5558 | 1.8036 | 1.3671 | 2.24 | 1.2831 | 2.3241
2.1955 | 0.43708 | 5813.1398 | 0.41623 | 0.36147 | 0.471 | 0.35092 | 0.48154 | 5535.9047 | 4807.5332 | 6264.2761 | 4667.2693 | 6404.54 | 3.4879 | 3.3215 | 2.8845 | 3.7586 | 2.8004 | 3.8427
1.8747 | 0.33115 | 4404.2436 | 0.32654 | 0.27202 | 0.38106 | 0.26153 | 0.39156 | 4343.026 | 3617.9184 | 5068.1336 | 3478.283 | 5207.769 | 2.6425 | 2.6058 | 2.1708 | 3.0409 | 2.087 | 3.1247
1.587 | 0.21619 | 2875.3747 | 0.24611 | 0.19149 | 0.30073 | 0.18097 | 0.31125 | 3273.2693 | 2546.827 | 3999.7115 | 2406.9346 | 4139.6039 | 1.7252 | 1.964 | 1.5281 | 2.3998 | 1.4442 | 2.4838
1.8607 | 0.30255 | 4023.9351 | 0.32261 | 0.26809 | 0.37713 | 0.25759 | 0.38763 | 4290.7157 | 3565.6366 | 5015.7947 | 3426.0067 | 5155.4246 | 2.4144 | 2.5744 | 2.1394 | 3.0095 | 2.0556 | 3.0933
1.8818 | 0.30065 | 3998.6065 | 0.32851 | 0.27399 | 0.38303 | 0.26349 | 0.39353 | 4369.2187 | 3644.0932 | 5094.3442 | 3504.4543 | 5233.9831 | 2.3992 | 2.6215 | 2.1865 | 3.0566 | 2.1027 | 3.1404
2.0624 | 0.39753 | 5287.115 | 0.37902 | 0.3244 | 0.43363 | 0.31388 | 0.44415 | 5040.9244 | 4314.5135 | 5767.3353 | 4174.6271 | 5907.2217 | 3.1723 | 3.0246 | 2.5887 | 3.4604 | 2.5048 | 3.5443
2.0742 | 0.41782 | 5556.9741 | 0.38232 | 0.32769 | 0.43695 | 0.31717 | 0.44747 | 5084.8902 | 4358.3399 | 5811.4406 | 4218.4266 | 5951.3538 | 3.3342 | 3.0509 | 2.615 | 3.4869 | 2.5311 | 3.5708
1.6189 | 0.22893 | 3044.7779 | 0.25503 | 0.20044 | 0.30962 | 0.18992 | 0.32014 | 3391.9074 | 2665.8118 | 4118.0029 | 2525.9861 | 4257.8286 | 1.8269 | 2.0351 | 1.5995 | 2.4708 | 1.5156 | 2.5547
1.6254 | 0.26157 | 3478.8162 | 0.25684 | 0.20225 | 0.31143 | 0.19174 | 0.32194 | 3415.9498 | 2689.9185 | 4141.9812 | 2550.1052 | 4281.7945 | 2.0873 | 2.0496 | 1.614 | 2.4852 | 1.5301 | 2.5691
1.6739 | 0.19875 | 2643.3326 | 0.2704 | 0.21584 | 0.32496 | 0.20534 | 0.33547 | 3596.3492 | 2870.7349 | 4321.9635 | 2731.0019 | 4461.6965 | 1.586 | 2.1578 | 1.7224 | 2.5932 | 1.6386 | 2.677
1.9645 | 0.32817 | 4364.6358 | 0.35165 | 0.2971 | 0.4062 | 0.2866 | 0.41671 | 4676.9581 | 3951.4409 | 5402.4754 | 3811.7266 | 5542.1897 | 2.6188 | 2.8062 | 2.3709 | 3.2415 | 2.287 | 3.3253
1.9042 | 0.31356 | 4170.3249 | 0.33478 | 0.28026 | 0.38931 | 0.26976 | 0.39981 | 4452.6397 | 3727.441 | 5177.8385 | 3587.7881 | 5317.4914 | 2.5022 | 2.6716 | 2.2365 | 3.1067 | 2.1527 | 3.1905
1.8257 | 0.31664 | 4211.2494 | 0.31284 | 0.25832 | 0.36735 | 0.24782 | 0.37785 | 4160.7219 | 3435.672 | 4885.7718 | 3296.0477 | 5025.396 | 2.5267 | 2.4964 | 2.0614 | 2.9315 | 1.9776 | 3.0152
1.8496 | 0.33542 | 4461.1282 | 0.31953 | 0.26501 | 0.37404 | 0.25451 | 0.38454 | 4249.7198 | 3524.6564 | 4974.7832 | 3385.0295 | 5114.4101 | 2.6767 | 2.5498 | 2.1148 | 2.9849 | 2.031 | 3.0686
1.7935 | 0.24004 | 3192.5704 | 0.30384 | 0.24932 | 0.35836 | 0.23882 | 0.36886 | 4041.0687 | 3315.993 | 4766.1444 | 3176.3637 | 4905.7737 | 1.9155 | 2.4246 | 1.9896 | 2.8597 | 1.9058 | 2.9435
2.0425 | 0.33792 | 4494.3791 | 0.37345 | 0.31885 | 0.42805 | 0.30833 | 0.43857 | 4966.887 | 4240.6956 | 5693.0784 | 4100.8515 | 5832.9225 | 2.6966 | 2.9801 | 2.5444 | 3.4158 | 2.4605 | 3.4998
1.7271 | 0.26299 | 3497.8224 | 0.28529 | 0.23075 | 0.33982 | 0.22025 | 0.35032 | 3794.2966 | 3069.0081 | 4519.5851 | 2929.3378 | 4659.2553 | 2.0987 | 2.2766 | 1.8414 | 2.7118 | 1.7576 | 2.7956
1.7486 | 0.29626 | 3940.2165 | 0.29127 | 0.23675 | 0.3458 | 0.22625 | 0.3563 | 3873.9122 | 3148.7158 | 4599.1086 | 3009.0633 | 4738.7611 | 2.3641 | 2.3243 | 1.8892 | 2.7595 | 1.8054 | 2.8433
1.7289 | 0.2504 | 3330.2954 | 0.28579 | 0.23125 | 0.34032 | 0.22075 | 0.35082 | 3800.9676 | 3075.6877 | 4526.2475 | 2936.0191 | 4665.9161 | 1.9982 | 2.2806 | 1.8454 | 2.7157 | 1.7616 | 2.7995
1.8766 | 0.27526 | 3660.9078 | 0.32707 | 0.27255 | 0.38159 | 0.26206 | 0.39209 | 4350.0852 | 3624.973 | 5075.1974 | 3485.3368 | 5214.8337 | 2.1965 | 2.6101 | 2.175 | 3.0451 | 2.0912 | 3.1289
1.8772 | 0.23934 | 3183.2156 | 0.32724 | 0.27272 | 0.38176 | 0.26222 | 0.39226 | 4352.3377 | 3627.2241 | 5077.4514 | 3487.5875 | 5217.088 | 1.9099 | 2.6114 | 2.1763 | 3.0465 | 2.0926 | 3.1303
2.1633 | 0.40118 | 5335.6606 | 0.40722 | 0.3525 | 0.46195 | 0.34196 | 0.47248 | 5416.0508 | 4688.2326 | 6143.8689 | 4548.0752 | 6284.0263 | 3.2014 | 3.2496 | 2.8129 | 3.6863 | 2.7288 | 3.7704
2.0028 | 0.29545 | 3929.4733 | 0.36236 | 0.30779 | 0.41693 | 0.29728 | 0.42744 | 4819.3878 | 4093.5763 | 5545.1993 | 3953.8054 | 5684.9703 | 2.3577 | 2.8916 | 2.4561 | 3.3271 | 2.3723 | 3.411
1.7982 | 0.32875 | 4372.42 | 0.30515 | 0.25063 | 0.35966 | 0.24013 | 0.37016 | 4058.4629 | 3333.3941 | 4783.5318 | 3193.7662 | 4923.1597 | 2.6235 | 2.4351 | 2 | 2.8701 | 1.9163 | 2.9539
1.9464 | 0.32468 | 4318.2169 | 0.34658 | 0.29203 | 0.40112 | 0.28153 | 0.41162 | 4609.4579 | 3884.0552 | 5334.8607 | 3744.3629 | 5474.5529 | 2.5909 | 2.7657 | 2.3304 | 3.2009 | 2.2466 | 3.2847
2.336 | 0.41457 | 5513.8183 | 0.45549 | 0.4005 | 0.51048 | 0.38991 | 0.52107 | 6058.0542 | 5326.691 | 6789.4173 | 5185.8509 | 6930.2574 | 3.3083 | 3.6348 | 3.196 | 4.0737 | 3.1115 | 4.1582
1.8301 | 0.28774 | 3826.93 | 0.31408 | 0.25956 | 0.36859 | 0.24907 | 0.37909 | 4177.2428 | 3452.1926 | 4902.2931 | 3312.5682 | 5041.9175 | 2.2962 | 2.5063 | 2.0713 | 2.9414 | 1.9875 | 3.0252
1.6128 | 0.21715 | 2888.1037 | 0.25331 | 0.19872 | 0.30791 | 0.1882 | 0.31843 | 3369.0784 | 2642.92 | 4095.2368 | 2503.0822 | 4235.0746 | 1.7329 | 2.0214 | 1.5858 | 2.4571 | 1.5018 | 2.541
1.8401 | 0.25476 | 3388.3141 | 0.31687 | 0.26236 | 0.37139 | 0.25186 | 0.38188 | 4214.3881 | 3489.3334 | 4939.4428 | 3349.7082 | 5079.068 | 2.033 | 2.5286 | 2.0936 | 2.9637 | 2.0098 | 3.0474
1.6695 | 0.22433 | 2983.5343 | 0.26917 | 0.21461 | 0.32373 | 0.2041 | 0.33423 | 3579.9255 | 2854.278 | 4305.5731 | 2714.5386 | 4445.3124 | 1.7901 | 2.148 | 1.7126 | 2.5833 | 1.6287 | 2.6672
1.9095 | 0.28946 | 3849.7996 | 0.33625 | 0.28173 | 0.39078 | 0.27123 | 0.40128 | 4472.1852 | 3746.9658 | 5197.4047 | 3607.3089 | 5337.0616 | 2.3099 | 2.6833 | 2.2482 | 3.1184 | 2.1644 | 3.2022
1.8087 | 0.27148 | 3610.7139 | 0.30807 | 0.25356 | 0.36259 | 0.24306 | 0.37309 | 4097.3722 | 3372.3149 | 4822.4295 | 3232.6892 | 4962.0552 | 2.1664 | 2.4584 | 2.0234 | 2.8935 | 1.9396 | 2.9772
1.8238 | 0.31403 | 4176.6038 | 0.31231 | 0.2578 | 0.36683 | 0.2473 | 0.37732 | 4153.724 | 3428.674 | 4878.774 | 3289.0497 | 5018.3983 | 2.506 | 2.4922 | 2.0572 | 2.9273 | 1.9734 | 3.011
1.7326 | 0.2765 | 3677.5086 | 0.2868 | 0.23227 | 0.34133 | 0.22177 | 0.35183 | 3814.4314 | 3089.1683 | 4539.6945 | 2949.503 | 4679.3598 | 2.2065 | 2.2887 | 1.8535 | 2.7238 | 1.7697 | 2.8076
1.7145 | 0.26777 | 3561.3432 | 0.28175 | 0.22721 | 0.33629 | 0.21671 | 0.34679 | 3747.2857 | 3021.9323 | 4472.639 | 2882.2496 | 4612.3218 | 2.1368 | 2.2484 | 1.8132 | 2.6836 | 1.7293 | 2.7674
1.4871 | 0.19827 | 2637.025 | 0.21819 | 0.16346 | 0.27291 | 0.15292 | 0.28345 | 2901.8877 | 2174.0417 | 3629.7338 | 2033.8789 | 3769.8966 | 1.5822 | 1.7411 | 1.3044 | 2.1778 | 1.2203 | 2.2619
1.4356 | 0.18666 | 2482.6174 | 0.20377 | 0.14898 | 0.25857 | 0.13843 | 0.26912 | 2710.1584 | 1981.3992 | 3438.9177 | 1841.0606 | 3579.2563 | 1.4896 | 1.6261 | 1.1888 | 2.0634 | 1.1046 | 2.1476
1.3704 | 0.19419 | 2582.7025 | 0.18554 | 0.13065 | 0.24044 | 0.12008 | 0.25101 | 2467.7132 | 1737.6163 | 3197.81 | 1597.0201 | 3338.4062 | 1.5496 | 1.4806 | 1.0426 | 1.9187 | 0.95821 | 2.003
2.0151 | 0.43574 | 5795.3765 | 0.36578 | 0.3112 | 0.42036 | 0.30069 | 0.43087 | 4864.8537 | 4138.9333 | 5590.7742 | 3999.1413 | 5730.5661 | 3.4772 | 2.9189 | 2.4834 | 3.3545 | 2.3995 | 3.4383
1.6889 | 0.27327 | 3634.4804 | 0.27459 | 0.22004 | 0.32914 | 0.20954 | 0.33965 | 3652.0737 | 2926.5651 | 4377.5824 | 2786.8525 | 4517.295 | 2.1807 | 2.1912 | 1.7559 | 2.6265 | 1.6721 | 2.7104
1.5488 | 0.26872 | 3573.9668 | 0.23541 | 0.18076 | 0.29007 | 0.17023 | 0.30059 | 3130.9777 | 2404.0547 | 3857.9008 | 2264.0697 | 3997.8858 | 2.1444 | 1.8786 | 1.4424 | 2.3147 | 1.3584 | 2.3987
1.4798 | 0.20148 | 2679.7383 | 0.21614 | 0.1614 | 0.27087 | 0.15086 | 0.28141 | 2874.6363 | 2146.6683 | 3602.6044 | 2006.482 | 3742.7906 | 1.6078 | 1.7248 | 1.288 | 2.1616 | 1.2039 | 2.2457
1.8615 | 0.36013 | 4789.7321 | 0.32285 | 0.26833 | 0.37737 | 0.25784 | 0.38787 | 4293.9206 | 3568.8401 | 5019.0012 | 3429.21 | 5158.6313 | 2.8738 | 2.5764 | 2.1413 | 3.0114 | 2.0575 | 3.0952
1.6862 | 0.24202 | 3218.9066 | 0.27383 | 0.21928 | 0.32838 | 0.20878 | 0.33889 | 3641.9855 | 2916.4585 | 4367.5124 | 2776.7424 | 4507.2286 | 1.9313 | 2.1852 | 1.7499 | 2.6205 | 1.666 | 2.7043
1.6606 | 0.25443 | 3383.8918 | 0.26667 | 0.2121 | 0.32124 | 0.2016 | 0.33174 | 3546.71 | 2820.9923 | 4272.4276 | 2681.2395 | 4412.1805 | 2.0303 | 2.128 | 1.6926 | 2.5635 | 1.6087 | 2.6473
1.6159 | 0.21639 | 2877.98 | 0.25419 | 0.1996 | 0.30879 | 0.18908 | 0.3193 | 3380.7414 | 2654.6153 | 4106.8676 | 2514.7838 | 4246.6991 | 1.7268 | 2.0284 | 1.5928 | 2.4641 | 1.5089 | 2.548
1.8373 | 0.27928 | 3714.4013 | 0.31608 | 0.26156 | 0.37059 | 0.25106 | 0.38109 | 4203.8084 | 3478.7555 | 4928.8614 | 3339.1306 | 5068.4862 | 2.2286 | 2.5223 | 2.0873 | 2.9573 | 2.0035 | 3.0411
1.7326 | 0.25058 | 3332.7704 | 0.28682 | 0.23229 | 0.34135 | 0.22179 | 0.35185 | 3814.7131 | 3089.4503 | 4539.9758 | 2949.7851 | 4679.6411 | 1.9997 | 2.2888 | 1.8537 | 2.724 | 1.7699 | 2.8078
1.7347 | 0.32109 | 4270.5292 | 0.28741 | 0.23287 | 0.34194 | 0.22237 | 0.35244 | 3822.4875 | 3097.2342 | 4547.7408 | 2957.5707 | 4687.4043 | 2.5623 | 2.2935 | 1.8583 | 2.7286 | 1.7745 | 2.8124
2.0495 | 0.42764 | 5687.6188 | 0.37542 | 0.32081 | 0.43002 | 0.31029 | 0.44054 | 4993.0331 | 4266.7664 | 5719.2999 | 4126.9078 | 5859.1585 | 3.4126 | 2.9958 | 2.5601 | 3.4316 | 2.4761 | 3.5155
1.8216 | 0.31537 | 4194.4445 | 0.31169 | 0.25718 | 0.36621 | 0.24668 | 0.37671 | 4145.5362 | 3420.4859 | 4870.5866 | 3280.8615 | 5010.2109 | 2.5167 | 2.4873 | 2.0523 | 2.9224 | 1.9685 | 3.0061
1.6914 | 0.29943 | 3982.4781 | 0.27528 | 0.22074 | 0.32983 | 0.21023 | 0.34034 | 3661.2749 | 2935.7827 | 4386.7672 | 2796.0732 | 4526.4766 | 2.3895 | 2.1968 | 1.7615 | 2.6321 | 1.6776 | 2.7159
1.8378 | 0.3137 | 4172.2085 | 0.31623 | 0.26171 | 0.37074 | 0.25122 | 0.38124 | 4205.8385 | 3480.7853 | 4930.8917 | 3341.1603 | 5070.5167 | 2.5033 | 2.5235 | 2.0885 | 2.9585 | 2.0047 | 3.0423
1.7586 | 0.31324 | 4166.0976 | 0.29409 | 0.23957 | 0.34862 | 0.22907 | 0.35912 | 3911.4324 | 3186.2717 | 4636.5931 | 3046.6261 | 4776.2388 | 2.4997 | 2.3469 | 1.9118 | 2.782 | 1.828 | 2.8657
2.0658 | 0.28882 | 3841.3181 | 0.37997 | 0.32535 | 0.43459 | 0.31483 | 0.44511 | 5053.5653 | 4327.1149 | 5780.0156 | 4187.221 | 5919.9095 | 2.3048 | 3.0321 | 2.5963 | 3.468 | 2.5123 | 3.5519
1.6884 | 0.1998 | 2657.2812 | 0.27444 | 0.21989 | 0.32899 | 0.20939 | 0.3395 | 3650.0855 | 2924.5733 | 4375.5978 | 2784.86 | 4515.3111 | 1.5944 | 2.1901 | 1.7547 | 2.6254 | 1.6709 | 2.7092
1.98 | 0.32497 | 4322.1519 | 0.35597 | 0.30141 | 0.41053 | 0.29091 | 0.42104 | 4734.411 | 4008.7836 | 5460.0383 | 3869.0481 | 5599.7738 | 2.5933 | 2.8406 | 2.4053 | 3.276 | 2.3214 | 3.3599
1.9266 | 0.30464 | 4051.7001 | 0.34103 | 0.2865 | 0.39557 | 0.276 | 0.40607 | 4535.7494 | 3810.4534 | 5261.0455 | 3670.7817 | 5400.7172 | 2.431 | 2.7214 | 2.2863 | 3.1566 | 2.2025 | 3.2404
1.6241 | 0.24394 | 3244.344 | 0.25647 | 0.20188 | 0.31106 | 0.19137 | 0.32158 | 3411.1106 | 2685.0665 | 4137.1547 | 2545.2507 | 4276.9705 | 1.9466 | 2.0467 | 1.611 | 2.4823 | 1.5272 | 2.5662
1.7367 | 0.18624 | 2476.9543 | 0.28795 | 0.23342 | 0.34248 | 0.22292 | 0.35298 | 3829.6942 | 3104.4494 | 4554.939 | 2964.7876 | 4694.6008 | 1.4862 | 2.2978 | 1.8627 | 2.733 | 1.7789 | 2.8168
1.5404 | 0.20169 | 2682.4105 | 0.23306 | 0.1784 | 0.28773 | 0.16787 | 0.29826 | 3099.7594 | 2372.7214 | 3826.7974 | 2232.7142 | 3966.8046 | 1.6094 | 1.8599 | 1.4236 | 2.2961 | 1.3396 | 2.3801
1.9746 | 0.34529 | 4592.4157 | 0.35446 | 0.29991 | 0.40902 | 0.2894 | 0.41952 | 4714.3467 | 3988.7591 | 5439.9343 | 3849.0312 | 5579.6621 | 2.7554 | 2.8286 | 2.3933 | 3.264 | 2.3094 | 3.3478
1.8391 | 0.29183 | 3881.3446 | 0.31658 | 0.26207 | 0.3711 | 0.25157 | 0.3816 | 4210.5785 | 3485.5245 | 4935.6325 | 3345.8994 | 5075.2576 | 2.3288 | 2.5263 | 2.0913 | 2.9614 | 2.0075 | 3.0452
2.0146 | 0.38337 | 5098.8456 | 0.36565 | 0.31107 | 0.42023 | 0.30055 | 0.43074 | 4863.0857 | 4137.1696 | 5589.0017 | 3997.3785 | 5728.7928 | 3.0593 | 2.9179 | 2.4823 | 3.3534 | 2.3984 | 3.4373
1.768 | 0.26501 | 3524.6032 | 0.29672 | 0.24219 | 0.35124 | 0.23169 | 0.36174 | 3946.3148 | 3221.1828 | 4671.4468 | 3081.5427 | 4811.0869 | 2.1148 | 2.3678 | 1.9327 | 2.8029 | 1.8489 | 2.8867
2.1107 | 0.39213 | 5215.3953 | 0.39251 | 0.33785 | 0.44717 | 0.32732 | 0.4577 | 5220.3695 | 4493.3468 | 5947.3921 | 4353.3426 | 6087.3963 | 3.1292 | 3.1322 | 2.696 | 3.5684 | 2.612 | 3.6524
1.7487 | 0.31136 | 4141.1267 | 0.29131 | 0.23678 | 0.34583 | 0.22628 | 0.35633 | 3874.3677 | 3149.1718 | 4599.5636 | 3009.5194 | 4739.216 | 2.4847 | 2.3246 | 1.8895 | 2.7597 | 1.8057 | 2.8435
1.6844 | 0.25877 | 3441.6056 | 0.27334 | 0.21879 | 0.32789 | 0.20828 | 0.3384 | 3635.4445 | 2909.9054 | 4360.9835 | 2770.1869 | 4500.702 | 2.065 | 2.1813 | 1.7459 | 2.6166 | 1.6621 | 2.7004
1.6626 | 0.29081 | 3867.813 | 0.26724 | 0.21268 | 0.32181 | 0.20217 | 0.33232 | 3554.3455 | 2828.6443 | 4280.0466 | 2688.8945 | 4419.7964 | 2.3207 | 2.1326 | 1.6972 | 2.568 | 1.6133 | 2.6519
1.6638 | 0.26095 | 3470.603 | 0.26758 | 0.21302 | 0.32215 | 0.20251 | 0.33265 | 3558.8495 | 2833.1579 | 4284.5411 | 2693.4101 | 4424.2889 | 2.0824 | 2.1353 | 1.6999 | 2.5707 | 1.616 | 2.6546
1.6203 | 0.28192 | 3749.4807 | 0.25541 | 0.20081 | 0.31 | 0.1903 | 0.32051 | 3396.8946 | 2670.8125 | 4122.9767 | 2530.9894 | 4262.7997 | 2.2497 | 2.0381 | 1.6025 | 2.4738 | 1.5186 | 2.5577
2.2522 | 0.47781 | 6354.8984 | 0.43208 | 0.37724 | 0.48693 | 0.36667 | 0.49749 | 5746.6929 | 5017.2273 | 6476.1585 | 4876.7527 | 6616.6331 | 3.8129 | 3.448 | 3.0103 | 3.8857 | 2.9261 | 3.97
1.5493 | 0.24089 | 3203.8618 | 0.23556 | 0.18091 | 0.29022 | 0.17038 | 0.30074 | 3133.0043 | 2406.0886 | 3859.92 | 2266.105 | 3999.9036 | 1.9223 | 1.8798 | 1.4437 | 2.316 | 1.3597 | 2.3999
2.4227 | 0.4557 | 6060.8375 | 0.47975 | 0.42459 | 0.53492 | 0.41396 | 0.54554 | 6380.7009 | 5647.0198 | 7114.3819 | 5505.7334 | 7255.6683 | 3.6365 | 3.8284 | 3.3882 | 4.2686 | 3.3034 | 4.3534
1.5366 | 0.24261 | 3226.7385 | 0.23202 | 0.17735 | 0.28669 | 0.16683 | 0.29722 | 3085.9114 | 2358.8212 | 3813.0015 | 2218.804 | 3953.0187 | 1.936 | 1.8515 | 1.4153 | 2.2878 | 1.3313 | 2.3718
1.9913 | 0.35253 | 4688.6806 | 0.35914 | 0.30457 | 0.4137 | 0.29406 | 0.42421 | 4776.5007 | 4050.7853 | 5502.2161 | 3911.0329 | 5641.9685 | 2.8132 | 2.8659 | 2.4305 | 3.3013 | 2.3466 | 3.3852
2.1967 | 0.40546 | 5392.5723 | 0.41656 | 0.36179 | 0.47132 | 0.35124 | 0.48187 | 5540.2157 | 4811.8234 | 6268.6079 | 4671.5555 | 6408.8758 | 3.2355 | 3.3241 | 2.8871 | 3.7612 | 2.8029 | 3.8453
2.2082 | 0.37206 | 4948.4052 | 0.41979 | 0.36501 | 0.47457 | 0.35446 | 0.48512 | 5583.1746 | 4854.5713 | 6311.778 | 4714.2627 | 6452.0866 | 2.969 | 3.3499 | 2.9127 | 3.7871 | 2.8286 | 3.8713
1.6821 | 0.29094 | 3869.5127 | 0.2727 | 0.21815 | 0.32725 | 0.20764 | 0.33776 | 3626.8926 | 2901.3375 | 4352.4476 | 2761.616 | 4492.1692 | 2.3217 | 2.1761 | 1.7408 | 2.6115 | 1.657 | 2.6953
2.0975 | 0.31252 | 4156.4911 | 0.38883 | 0.33418 | 0.44348 | 0.32365 | 0.454 | 5171.4229 | 4444.5783 | 5898.2675 | 4304.6084 | 6038.2374 | 2.4939 | 3.1029 | 2.6667 | 3.539 | 2.5828 | 3.6229
1.7413 | 0.32748 | 4355.4874 | 0.28923 | 0.23471 | 0.34376 | 0.2242 | 0.35426 | 3846.8047 | 3121.5795 | 4572.03 | 2981.9215 | 4711.688 | 2.6133 | 2.3081 | 1.8729 | 2.7432 | 1.7892 | 2.827
2.1256 | 0.45422 | 6041.1818 | 0.39668 | 0.342 | 0.45136 | 0.33148 | 0.46189 | 5275.9001 | 4548.6653 | 6003.1349 | 4408.6203 | 6143.18 | 3.6247 | 3.1655 | 2.7292 | 3.6019 | 2.6452 | 3.6859
1.6601 | 0.23784 | 3163.2778 | 0.26654 | 0.21197 | 0.32111 | 0.20147 | 0.33161 | 3544.9804 | 2819.259 | 4270.7018 | 2679.5054 | 4410.4554 | 1.898 | 2.127 | 1.6916 | 2.5624 | 1.6077 | 2.6463
1.818 | 0.2825 | 3757.1848 | 0.31068 | 0.25617 | 0.3652 | 0.24567 | 0.3757 | 4132.0737 | 3407.0222 | 4857.1251 | 3267.3976 | 4996.7497 | 2.2543 | 2.4792 | 2.0442 | 2.9143 | 1.9604 | 2.998
1.6879 | 0.23492 | 3124.4433 | 0.2743 | 0.21975 | 0.32885 | 0.20924 | 0.33935 | 3648.1792 | 2922.6635 | 4373.6949 | 2782.9496 | 4513.4089 | 1.8747 | 2.1889 | 1.7536 | 2.6242 | 1.6698 | 2.708
1.7178 | 0.31098 | 4136.0448 | 0.28267 | 0.22813 | 0.3372 | 0.21763 | 0.3477 | 3759.4473 | 3034.1115 | 4484.7832 | 2894.4321 | 4624.4625 | 2.4816 | 2.2557 | 1.8205 | 2.6909 | 1.7367 | 2.7747
2.1852 | 0.36798 | 4894.0876 | 0.41335 | 0.3586 | 0.4681 | 0.34806 | 0.47865 | 5497.5712 | 4769.3822 | 6225.7603 | 4629.1534 | 6365.9891 | 2.9365 | 3.2985 | 2.8616 | 3.7355 | 2.7775 | 3.8196
1.5194 | 0.2055 | 2733.1269 | 0.22722 | 0.17253 | 0.28191 | 0.162 | 0.29244 | 3022.0049 | 2294.6657 | 3749.3442 | 2154.6005 | 3889.4093 | 1.6399 | 1.8132 | 1.3768 | 2.2496 | 1.2928 | 2.3336
1.8012 | 0.30163 | 4011.7362 | 0.30598 | 0.25146 | 0.36049 | 0.24096 | 0.37099 | 4069.5132 | 3344.4482 | 4794.5782 | 3204.821 | 4934.2054 | 2.407 | 2.4417 | 2.0067 | 2.8767 | 1.9229 | 2.9605
2.121 | 0.47665 | 6339.4313 | 0.39541 | 0.34073 | 0.45008 | 0.3302 | 0.46061 | 5258.8913 | 4531.7226 | 5986.0599 | 4391.6903 | 6126.0923 | 3.8037 | 3.1553 | 2.719 | 3.5916 | 2.635 | 3.6757
1.7058 | 0.28631 | 3807.9463 | 0.27932 | 0.22478 | 0.33386 | 0.21428 | 0.34436 | 3714.9572 | 2989.5547 | 4440.3597 | 2849.8625 | 4580.0519 | 2.2848 | 2.229 | 1.7937 | 2.6642 | 1.7099 | 2.748
1.4801 | 0.20284 | 2697.7883 | 0.21621 | 0.16148 | 0.27094 | 0.15094 | 0.28148 | 2875.5997 | 2147.636 | 3603.5634 | 2007.4506 | 3743.7488 | 1.6187 | 1.7254 | 1.2886 | 2.1621 | 1.2045 | 2.2462
1.7674 | 0.33355 | 4436.2192 | 0.29653 | 0.24201 | 0.35105 | 0.23151 | 0.36155 | 3943.8319 | 3218.698 | 4668.9659 | 3079.0576 | 4808.6063 | 2.6617 | 2.3663 | 1.9312 | 2.8014 | 1.8474 | 2.8852
1.7159 | 0.33432 | 4446.4798 | 0.28214 | 0.2276 | 0.33668 | 0.2171 | 0.34718 | 3752.4523 | 3027.1064 | 4477.7981 | 2887.4251 | 4617.4794 | 2.6679 | 2.2515 | 1.8163 | 2.6867 | 1.7325 | 2.7705
2.1312 | 0.47641 | 6336.2584 | 0.39824 | 0.34355 | 0.45292 | 0.33302 | 0.46345 | 5296.5603 | 4569.2438 | 6023.8768 | 4429.183 | 6163.9375 | 3.8018 | 3.1779 | 2.7415 | 3.6143 | 2.6575 | 3.6984
2.0854 | 0.3783 | 5031.4273 | 0.38545 | 0.33081 | 0.44009 | 0.32029 | 0.45061 | 5126.4712 | 4399.7827 | 5853.1596 | 4259.8428 | 5993.0995 | 3.0189 | 3.0759 | 2.6399 | 3.5119 | 2.5559 | 3.5959
1.9985 | 0.34677 | 4612.0078 | 0.36114 | 0.30657 | 0.41571 | 0.29606 | 0.42621 | 4803.1046 | 4077.3304 | 5528.8789 | 3937.5666 | 5668.6427 | 2.7672 | 2.8819 | 2.4464 | 3.3173 | 2.3625 | 3.4012
1.8348 | 0.36812 | 4896.0572 | 0.31539 | 0.26088 | 0.36991 | 0.25038 | 0.3804 | 4194.7053 | 3469.6536 | 4919.7571 | 3330.029 | 5059.3817 | 2.9376 | 2.5168 | 2.0818 | 2.9519 | 1.998 | 3.0356
1.5327 | 0.26618 | 3540.2435 | 0.23092 | 0.17625 | 0.28559 | 0.16572 | 0.29612 | 3071.26 | 2344.1141 | 3798.406 | 2204.0861 | 3938.434 | 2.1241 | 1.8428 | 1.4065 | 2.279 | 1.3225 | 2.3631
1.548 | 0.27098 | 3604.0913 | 0.23519 | 0.18054 | 0.28985 | 0.17001 | 0.30038 | 3128.0743 | 2401.1407 | 3855.0079 | 2261.1537 | 3994.995 | 2.1625 | 1.8768 | 1.4407 | 2.313 | 1.3567 | 2.397
1.6102 | 0.26807 | 3565.2905 | 0.2526 | 0.198 | 0.3072 | 0.18748 | 0.31771 | 3359.5306 | 2633.3453 | 4085.7158 | 2493.5023 | 4225.5588 | 2.1392 | 2.0157 | 1.58 | 2.4514 | 1.4961 | 2.5353
1.7843 | 0.32328 | 4299.5886 | 0.30127 | 0.24675 | 0.35579 | 0.23625 | 0.36629 | 4006.9151 | 3281.8227 | 4732.0074 | 3142.1902 | 4871.6399 | 2.5798 | 2.4041 | 1.9691 | 2.8392 | 1.8853 | 2.923
1.6107 | 0.25712 | 3419.7225 | 0.25272 | 0.19812 | 0.30732 | 0.18761 | 0.31783 | 3361.1767 | 2634.996 | 4087.3573 | 2495.154 | 4227.1993 | 2.0518 | 2.0167 | 1.581 | 2.4524 | 1.4971 | 2.5363
2.0818 | 0.44293 | 5890.978 | 0.38443 | 0.32979 | 0.43906 | 0.31927 | 0.44958 | 5112.8686 | 4386.226 | 5839.5112 | 4246.295 | 5979.4422 | 3.5346 | 3.0677 | 2.6317 | 3.5037 | 2.5478 | 3.5877
1.582 | 0.27342 | 3636.5098 | 0.24471 | 0.19009 | 0.29934 | 0.17957 | 0.30986 | 3254.6746 | 2528.1736 | 3981.1756 | 2388.2698 | 4121.0793 | 2.1819 | 1.9528 | 1.5169 | 2.3887 | 1.433 | 2.4726
1.6916 | 0.33261 | 4423.6895 | 0.27534 | 0.2208 | 0.32989 | 0.21029 | 0.3404 | 3662.0834 | 2936.5926 | 4387.5742 | 2796.8834 | 4527.2834 | 2.6542 | 2.1973 | 1.762 | 2.6325 | 1.6781 | 2.7164
1.8838 | 0.36462 | 4849.4114 | 0.32908 | 0.27456 | 0.3836 | 0.26406 | 0.3941 | 4376.7676 | 3651.6365 | 5101.8987 | 3511.9965 | 5241.5387 | 2.9096 | 2.6261 | 2.191 | 3.0611 | 2.1072 | 3.1449
1.8838 | 0.35934 | 4779.2818 | 0.32907 | 0.27455 | 0.38359 | 0.26405 | 0.39409 | 4376.6461 | 3651.5151 | 5101.7772 | 3511.8752 | 5241.4171 | 2.8676 | 2.626 | 2.1909 | 3.0611 | 2.1071 | 3.1449
1.6449 | 0.25433 | 3382.6198 | 0.26229 | 0.20771 | 0.31686 | 0.1972 | 0.32737 | 3488.411 | 2762.5609 | 4214.2611 | 2622.7825 | 4354.0394 | 2.0296 | 2.093 | 1.6575 | 2.5286 | 1.5737 | 2.6124
1.725 | 0.2901 | 3858.3567 | 0.28469 | 0.23016 | 0.33923 | 0.21966 | 0.34973 | 3786.4222 | 3061.1234 | 4511.721 | 2921.4512 | 4651.3932 | 2.315 | 2.2719 | 1.8367 | 2.707 | 1.7529 | 2.7908
1.6012 | 0.22396 | 2978.7039 | 0.25008 | 0.19547 | 0.30469 | 0.18496 | 0.31521 | 3326.0992 | 2599.8175 | 4052.381 | 2459.956 | 4192.2425 | 1.7872 | 1.9957 | 1.5599 | 2.4314 | 1.476 | 2.5153
1.7891 | 0.31993 | 4255.0696 | 0.3026 | 0.24809 | 0.35712 | 0.23759 | 0.36762 | 4024.642 | 3299.5588 | 4749.7253 | 3159.9281 | 4889.356 | 2.553 | 2.4148 | 1.9797 | 2.8498 | 1.896 | 2.9336
2.0162 | 0.3458 | 4599.1104 | 0.3661 | 0.31151 | 0.42068 | 0.301 | 0.43119 | 4869.0749 | 4143.144 | 5595.0059 | 4003.35 | 5734.7998 | 2.7595 | 2.9214 | 2.4859 | 3.357 | 2.402 | 3.4409
1.5086 | 0.20417 | 2715.4267 | 0.22419 | 0.16949 | 0.27889 | 0.15896 | 0.28943 | 2981.7645 | 2254.2611 | 3709.2679 | 2114.1643 | 3849.3647 | 1.6293 | 1.7891 | 1.3526 | 2.2256 | 1.2685 | 2.3096
1.8192 | 0.3272 | 4351.7845 | 0.31101 | 0.2565 | 0.36553 | 0.246 | 0.37602 | 4136.4561 | 3411.4051 | 4861.5071 | 3271.7805 | 5001.1316 | 2.6111 | 2.4819 | 2.0468 | 2.9169 | 1.9631 | 3.0007
1.901 | 0.3363 | 4472.8336 | 0.33389 | 0.27937 | 0.38842 | 0.26887 | 0.39892 | 4440.7639 | 3715.5771 | 5165.9507 | 3575.9265 | 5305.6014 | 2.6837 | 2.6645 | 2.2293 | 3.0996 | 2.1456 | 3.1834
1.8914 | 0.27819 | 3699.967 | 0.33121 | 0.27669 | 0.38573 | 0.26619 | 0.39623 | 4405.0931 | 3679.9391 | 5130.2471 | 3540.2947 | 5269.8914 | 2.22 | 2.6431 | 2.208 | 3.0781 | 2.1242 | 3.1619
1.8844 | 0.37622 | 5003.7759 | 0.32924 | 0.27472 | 0.38376 | 0.26422 | 0.39426 | 4378.8567 | 3653.724 | 5103.9895 | 3514.0838 | 5243.6297 | 3.0023 | 2.6273 | 2.1922 | 3.0624 | 2.1085 | 3.1462
1.833 | 0.28859 | 3838.183 | 0.31489 | 0.26037 | 0.3694 | 0.24987 | 0.3799 | 4187.9772 | 3462.9262 | 4913.0283 | 3323.3017 | 5052.6528 | 2.3029 | 2.5128 | 2.0778 | 2.9478 | 1.994 | 3.0316
1.6447 | 0.27616 | 3672.9523 | 0.26223 | 0.20766 | 0.31681 | 0.19715 | 0.32732 | 3487.6658 | 2761.8139 | 4213.5176 | 2622.0352 | 4353.2964 | 2.2038 | 2.0926 | 1.6571 | 2.5281 | 1.5732 | 2.612
1.8444 | 0.29217 | 3885.8027 | 0.31807 | 0.26355 | 0.37258 | 0.25305 | 0.38308 | 4230.3077 | 3505.2497 | 4955.3658 | 3365.6238 | 5094.9917 | 2.3315 | 2.5382 | 2.1031 | 2.9732 | 2.0194 | 3.057
2.1068 | 0.38286 | 5092.0223 | 0.39142 | 0.33677 | 0.44608 | 0.32624 | 0.45661 | 5205.9519 | 4478.9825 | 5932.9212 | 4338.9886 | 6072.9151 | 3.0552 | 3.1236 | 2.6874 | 3.5598 | 2.6034 | 3.6437
1.7424 | 0.27548 | 3663.9432 | 0.28954 | 0.23501 | 0.34407 | 0.22451 | 0.35457 | 3850.9106 | 3125.6899 | 4576.1313 | 2986.0327 | 4715.7884 | 2.1984 | 2.3105 | 1.8754 | 2.7457 | 1.7916 | 2.8295
1.5708 | 0.24453 | 3252.3036 | 0.24157 | 0.18693 | 0.2962 | 0.17641 | 0.30672 | 3212.8663 | 2486.2286 | 3939.504 | 2346.2986 | 4079.434 | 1.9514 | 1.9277 | 1.4917 | 2.3637 | 1.4078 | 2.4477
1.7061 | 0.22002 | 2926.2486 | 0.27941 | 0.22487 | 0.33395 | 0.21437 | 0.34446 | 3716.1951 | 2990.7946 | 4441.5957 | 2851.1027 | 4581.2875 | 1.7557 | 2.2297 | 1.7945 | 2.665 | 1.7107 | 2.7488
1.8557 | 0.30062 | 3998.2419 | 0.32123 | 0.26671 | 0.37575 | 0.25621 | 0.38624 | 4272.3383 | 3547.267 | 4997.4096 | 3407.6386 | 5137.038 | 2.3989 | 2.5634 | 2.1284 | 2.9984 | 2.0446 | 3.0822
2.0698 | 0.35566 | 4730.314 | 0.38108 | 0.32646 | 0.4357 | 0.31594 | 0.44622 | 5068.3788 | 4341.8816 | 5794.876 | 4201.9786 | 5934.779 | 2.8382 | 3.041 | 2.6051 | 3.4769 | 2.5212 | 3.5609
1.7347 | 0.26939 | 3582.8306 | 0.2874 | 0.23287 | 0.34193 | 0.22236 | 0.35243 | 3822.3687 | 3097.1152 | 4547.6221 | 2957.4517 | 4687.2856 | 2.1497 | 2.2934 | 1.8583 | 2.7286 | 1.7745 | 2.8124
2.1071 | 0.39384 | 5238.0828 | 0.39152 | 0.33686 | 0.44618 | 0.32633 | 0.4567 | 5207.167 | 4480.1932 | 5934.1408 | 4340.1984 | 6074.1356 | 3.1428 | 3.1243 | 2.6881 | 3.5605 | 2.6041 | 3.6445
1.6198 | 0.22322 | 2968.7716 | 0.25528 | 0.20069 | 0.30987 | 0.19017 | 0.32039 | 3395.2214 | 2669.1348 | 4121.308 | 2529.3108 | 4261.1319 | 1.7813 | 2.0371 | 1.6015 | 2.4728 | 1.5176 | 2.5567
1.6948 | 0.27477 | 3654.3833 | 0.27624 | 0.22169 | 0.33078 | 0.21119 | 0.34129 | 3673.949 | 2948.4789 | 4399.4192 | 2808.7737 | 4539.1244 | 2.1926 | 2.2044 | 1.7691 | 2.6397 | 1.6853 | 2.7235
2.0268 | 0.40758 | 5420.8055 | 0.36905 | 0.31446 | 0.42364 | 0.30395 | 0.43415 | 4908.362 | 4182.3305 | 5634.3935 | 4042.5172 | 5774.2068 | 3.2525 | 2.945 | 2.5094 | 3.3806 | 2.4255 | 3.4645
2.3241 | 0.40779 | 5423.6124 | 0.45218 | 0.39721 | 0.50715 | 0.38663 | 0.51773 | 6014.0083 | 5282.9339 | 6745.0827 | 5142.1494 | 6885.8672 | 3.2542 | 3.6084 | 3.1698 | 4.047 | 3.0853 | 4.1315
2.2923 | 0.48918 | 6506.148 | 0.44329 | 0.38838 | 0.49821 | 0.37781 | 0.50878 | 5895.8214 | 5165.4887 | 6626.1541 | 5024.8471 | 6766.7957 | 3.9037 | 3.5375 | 3.0993 | 3.9757 | 3.0149 | 4.0601
1.6346 | 0.30076 | 4000.0525 | 0.2594 | 0.20482 | 0.31399 | 0.19431 | 0.3245 | 3450.0796 | 2724.1359 | 4176.0233 | 2584.3395 | 4315.8197 | 2.4 | 2.07 | 1.6345 | 2.5056 | 1.5506 | 2.5895
1.6586 | 0.2966 | 3944.8014 | 0.26612 | 0.21155 | 0.32069 | 0.20104 | 0.33119 | 3539.3773 | 2813.6436 | 4265.1109 | 2673.8877 | 4404.8669 | 2.3669 | 2.1236 | 1.6882 | 2.5591 | 1.6043 | 2.6429
1.8857 | 0.36776 | 4891.1576 | 0.32963 | 0.2751 | 0.38415 | 0.26461 | 0.39465 | 4384.0248 | 3658.8881 | 5109.1615 | 3519.2471 | 5248.8025 | 2.9347 | 2.6304 | 2.1953 | 3.0655 | 2.1115 | 3.1493
1.8843 | 0.36794 | 4893.6614 | 0.32922 | 0.2747 | 0.38375 | 0.2642 | 0.39425 | 4378.6921 | 3653.5595 | 5103.8247 | 3513.9193 | 5243.465 | 2.9362 | 2.6272 | 2.1921 | 3.0623 | 2.1084 | 3.1461
2.0376 | 0.40831 | 5430.5653 | 0.37208 | 0.31748 | 0.42668 | 0.30697 | 0.43719 | 4948.6642 | 4222.5239 | 5674.8046 | 4082.6896 | 5814.6388 | 3.2583 | 2.9692 | 2.5335 | 3.4049 | 2.4496 | 3.4888
1.7371 | 0.29656 | 3944.2765 | 0.28806 | 0.23353 | 0.34259 | 0.22303 | 0.35309 | 3831.1653 | 3105.9222 | 4556.4084 | 2966.2608 | 4696.0699 | 2.3666 | 2.2987 | 1.8636 | 2.7338 | 1.7798 | 2.8176
1.6897 | 0.2508 | 3335.5761 | 0.27482 | 0.22027 | 0.32937 | 0.20976 | 0.33987 | 3655.0854 | 2929.5822 | 4380.5886 | 2789.8706 | 4520.3002 | 2.0013 | 2.1931 | 1.7577 | 2.6284 | 1.6739 | 2.7122
1.9216 | 0.31369 | 4172.0292 | 0.33965 | 0.28512 | 0.39419 | 0.27462 | 0.40469 | 4517.3966 | 3792.1241 | 5242.6691 | 3652.4569 | 5382.3362 | 2.5032 | 2.7104 | 2.2753 | 3.1456 | 2.1915 | 3.2294
2.1702 | 0.4497 | 5981.0067 | 0.40914 | 0.35441 | 0.46387 | 0.34387 | 0.47441 | 5441.5595 | 4713.6278 | 6169.4912 | 4573.4485 | 6309.6705 | 3.5886 | 3.2649 | 2.8282 | 3.7017 | 2.7441 | 3.7858
1.8455 | 0.27828 | 3701.1356 | 0.31838 | 0.26386 | 0.37289 | 0.25336 | 0.38339 | 4234.3903 | 3509.3312 | 4959.4493 | 3369.7051 | 5099.0754 | 2.2207 | 2.5406 | 2.1056 | 2.9757 | 2.0218 | 3.0594
1.8437 | 0.37344 | 4966.746 | 0.31787 | 0.26335 | 0.37238 | 0.25285 | 0.38288 | 4227.6419 | 3502.5844 | 4952.6993 | 3362.9587 | 5092.325 | 2.98 | 2.5366 | 2.1016 | 2.9716 | 2.0178 | 3.0554
1.5462 | 0.25876 | 3441.5086 | 0.23469 | 0.18003 | 0.28935 | 0.16951 | 0.29987 | 3121.386 | 2394.428 | 3848.3441 | 2254.4363 | 3988.3358 | 2.0649 | 1.8728 | 1.4367 | 2.309 | 1.3527 | 2.393
1.8505 | 0.32797 | 4362.0176 | 0.31978 | 0.26526 | 0.37429 | 0.25476 | 0.38479 | 4253.0313 | 3527.9669 | 4978.0958 | 3388.3398 | 5117.7229 | 2.6172 | 2.5518 | 2.1168 | 2.9869 | 2.033 | 3.0706
1.5136 | 0.17343 | 2306.677 | 0.22559 | 0.1709 | 0.28028 | 0.16036 | 0.29082 | 3000.3379 | 2272.9109 | 3727.7648 | 2132.8289 | 3867.8468 | 1.384 | 1.8002 | 1.3637 | 2.2367 | 1.2797 | 2.3207
1.5774 | 0.2665 | 3544.4653 | 0.24343 | 0.1888 | 0.29805 | 0.17828 | 0.30857 | 3237.5537 | 2510.9975 | 3964.11 | 2371.0831 | 4104.0243 | 2.1267 | 1.9425 | 1.5066 | 2.3785 | 1.4226 | 2.4624
1.7543 | 0.30541 | 4061.8971 | 0.29287 | 0.23834 | 0.34739 | 0.22784 | 0.35789 | 3895.1284 | 3169.9527 | 4620.304 | 3030.3042 | 4759.9525 | 2.4371 | 2.3371 | 1.902 | 2.7722 | 1.8182 | 2.856
1.8851 | 0.34909 | 4642.8472 | 0.32945 | 0.27493 | 0.38397 | 0.26443 | 0.39447 | 4381.6872 | 3656.5523 | 5106.8221 | 3516.9116 | 5246.4628 | 2.7857 | 2.629 | 2.1939 | 3.0641 | 2.1101 | 3.1479
1.6517 | 0.29082 | 3867.9148 | 0.26418 | 0.20961 | 0.31875 | 0.1991 | 0.32926 | 3513.5814 | 2787.7899 | 4239.3728 | 2648.0228 | 4379.1399 | 2.3207 | 2.1081 | 1.6727 | 2.5436 | 1.5888 | 2.6275
1.5723 | 0.25759 | 3425.8814 | 0.24199 | 0.18735 | 0.29662 | 0.17683 | 0.30714 | 3218.4124 | 2491.7932 | 3945.0316 | 2351.8667 | 4084.9581 | 2.0555 | 1.931 | 1.4951 | 2.367 | 1.4111 | 2.451
1.51 | 0.24189 | 3217.0906 | 0.22458 | 0.16989 | 0.27928 | 0.15935 | 0.28981 | 2986.9535 | 2259.4716 | 3714.4355 | 2119.379 | 3854.5281 | 1.9303 | 1.7922 | 1.3557 | 2.2287 | 1.2716 | 2.3127
2.2497 | 0.43008 | 5720.0491 | 0.43136 | 0.37652 | 0.48621 | 0.36596 | 0.49677 | 5737.1386 | 5007.7259 | 6466.5512 | 4867.2615 | 6607.0156 | 3.432 | 3.4423 | 3.0046 | 3.8799 | 2.9204 | 3.9642
1.8451 | 0.37441 | 4979.6739 | 0.31826 | 0.26374 | 0.37277 | 0.25324 | 0.38327 | 4232.8093 | 3507.7506 | 4957.868 | 3368.1246 | 5097.494 | 2.9878 | 2.5397 | 2.1047 | 2.9747 | 2.0209 | 3.0585
1.637 | 0.27452 | 3651.0901 | 0.26008 | 0.2055 | 0.31466 | 0.19499 | 0.32517 | 3459.0988 | 2733.1776 | 4185.02 | 2593.3856 | 4324.8121 | 2.1907 | 2.0755 | 1.6399 | 2.511 | 1.556 | 2.5949
1.9954 | 0.30932 | 4113.976 | 0.36027 | 0.30571 | 0.41484 | 0.2952 | 0.42535 | 4791.6265 | 4065.878 | 5517.3751 | 3926.1192 | 5657.1339 | 2.4684 | 2.875 | 2.4395 | 3.3104 | 2.3557 | 3.3943
1.6065 | 0.22372 | 2975.4732 | 0.25154 | 0.19694 | 0.30615 | 0.18643 | 0.31666 | 3345.5365 | 2619.3113 | 4071.7616 | 2479.4607 | 4211.6123 | 1.7853 | 2.0073 | 1.5716 | 2.4431 | 1.4877 | 2.527
1.6191 | 0.2 | 2660.0016 | 0.25509 | 0.20049 | 0.30968 | 0.18998 | 0.32019 | 3392.6389 | 2666.5453 | 4118.7325 | 2526.72 | 4258.5578 | 1.596 | 2.0356 | 1.5999 | 2.4712 | 1.516 | 2.5551
1.5901 | 0.26048 | 3464.4158 | 0.24696 | 0.19235 | 0.30158 | 0.18183 | 0.3121 | 3284.6262 | 2558.2193 | 4011.0331 | 2418.3337 | 4150.9187 | 2.0786 | 1.9708 | 1.5349 | 2.4066 | 1.451 | 2.4906
1.8612 | 0.29422 | 3913.1354 | 0.32277 | 0.26825 | 0.37729 | 0.25775 | 0.38779 | 4292.8416 | 3567.7616 | 5017.9217 | 3428.1315 | 5157.5517 | 2.3479 | 2.5757 | 2.1407 | 3.0108 | 2.0569 | 3.0945
2.0179 | 0.36311 | 4829.3615 | 0.36658 | 0.312 | 0.42116 | 0.30149 | 0.43167 | 4875.5251 | 4149.578 | 5601.4722 | 4009.7809 | 5741.2692 | 2.8976 | 2.9253 | 2.4897 | 3.3609 | 2.4059 | 3.4448
1.7365 | 0.31506 | 4190.2727 | 0.28791 | 0.23338 | 0.34244 | 0.22288 | 0.35294 | 3829.2152 | 3103.9698 | 4554.4605 | 2964.3079 | 4694.1224 | 2.5142 | 2.2975 | 1.8624 | 2.7327 | 1.7786 | 2.8165
2.1742 | 0.31534 | 4194.0424 | 0.41027 | 0.35553 | 0.465 | 0.34499 | 0.47555 | 5456.565 | 4728.5654 | 6184.5646 | 4588.3731 | 6324.7569 | 2.5164 | 3.2739 | 2.8371 | 3.7107 | 2.753 | 3.7949
1.6904 | 0.23896 | 3178.1607 | 0.27502 | 0.22047 | 0.32956 | 0.20996 | 0.34007 | 3657.708 | 2932.2094 | 4383.2065 | 2792.4987 | 4522.9172 | 1.9069 | 2.1946 | 1.7593 | 2.6299 | 1.6755 | 2.7138
1.7067 | 0.22316 | 2967.971 | 0.27957 | 0.22503 | 0.33411 | 0.21452 | 0.34461 | 3718.2686 | 2992.8713 | 4443.6659 | 2853.1801 | 4583.3571 | 1.7808 | 2.231 | 1.7957 | 2.6662 | 1.7119 | 2.75
1.6374 | 0.21745 | 2892.1493 | 0.26019 | 0.20561 | 0.31477 | 0.1951 | 0.32528 | 3460.5187 | 2734.601 | 4186.4364 | 2594.8096 | 4326.2278 | 1.7353 | 2.0763 | 1.6408 | 2.5119 | 1.5569 | 2.5957
2.3539 | 0.38368 | 5102.9274 | 0.46051 | 0.40549 | 0.51554 | 0.39489 | 0.52613 | 6124.8154 | 5393.0019 | 6856.6289 | 5252.0751 | 6997.5557 | 3.0618 | 3.6749 | 3.2358 | 4.114 | 3.1512 | 4.1985
1.4842 | 0.23651 | 3145.542 | 0.21735 | 0.16262 | 0.27208 | 0.15208 | 0.28262 | 2890.7909 | 2162.8955 | 3618.6863 | 2022.7232 | 3758.8586 | 1.8873 | 1.7345 | 1.2977 | 2.1712 | 1.2136 | 2.2553
1.966 | 0.41329 | 5496.8203 | 0.35206 | 0.29751 | 0.40661 | 0.287 | 0.41711 | 4682.3679 | 3956.8407 | 5407.895 | 3817.1245 | 5547.6112 | 3.2981 | 2.8094 | 2.3741 | 3.2447 | 2.2903 | 3.3286
1.7186 | 0.25165 | 3346.9487 | 0.28289 | 0.22836 | 0.33743 | 0.21786 | 0.34793 | 3762.5004 | 3037.1689 | 4487.8319 | 2897.4904 | 4627.5105 | 2.0082 | 2.2575 | 1.8223 | 2.6927 | 1.7385 | 2.7765
1.8735 | 0.34283 | 4559.5814 | 0.3262 | 0.27168 | 0.38072 | 0.26118 | 0.39122 | 4338.4256 | 3613.3209 | 5063.5303 | 3473.6861 | 5203.1651 | 2.7357 | 2.6031 | 2.168 | 3.0381 | 2.0842 | 3.1219
1.6052 | 0.29311 | 3898.3699 | 0.2512 | 0.1966 | 0.30581 | 0.18608 | 0.31632 | 3341.0213 | 2614.7831 | 4067.2595 | 2474.93 | 4207.1127 | 2.339 | 2.0046 | 1.5689 | 2.4404 | 1.485 | 2.5243
1.9181 | 0.38279 | 5091.0715 | 0.33868 | 0.28415 | 0.39321 | 0.27365 | 0.40371 | 4504.4385 | 3779.182 | 5229.6951 | 3639.5179 | 5369.3592 | 3.0546 | 2.7027 | 2.2675 | 3.1378 | 2.1837 | 3.2216
1.9211 | 0.30657 | 4077.429 | 0.3395 | 0.28497 | 0.39403 | 0.27447 | 0.40453 | 4515.3492 | 3790.0793 | 5240.6191 | 3650.4126 | 5380.2858 | 2.4465 | 2.7092 | 2.274 | 3.1444 | 2.1902 | 3.2282
1.8343 | 0.36629 | 4871.6164 | 0.31525 | 0.26073 | 0.36976 | 0.25023 | 0.38026 | 4192.7936 | 3467.742 | 4917.8451 | 3328.1174 | 5057.4697 | 2.923 | 2.5157 | 2.0806 | 2.9507 | 1.9969 | 3.0345
1.6888 | 0.3121 | 4150.9526 | 0.27457 | 0.22002 | 0.32912 | 0.20951 | 0.33962 | 3651.7293 | 2926.2201 | 4377.2386 | 2786.5073 | 4516.9513 | 2.4906 | 2.191 | 1.7557 | 2.6263 | 1.6719 | 2.7102
1.7137 | 0.34236 | 4553.3816 | 0.28152 | 0.22698 | 0.33606 | 0.21648 | 0.34656 | 3744.2302 | 3018.8723 | 4469.5881 | 2879.1887 | 4609.2717 | 2.732 | 2.2465 | 1.8113 | 2.6818 | 1.7275 | 2.7656
1.5501 | 0.24028 | 3195.7151 | 0.23578 | 0.18112 | 0.29043 | 0.1706 | 0.30096 | 3135.8148 | 2408.9093 | 3862.7204 | 2268.9277 | 4002.702 | 1.9174 | 1.8815 | 1.4453 | 2.3176 | 1.3614 | 2.4016
1.6024 | 0.21834 | 2903.9602 | 0.25041 | 0.19581 | 0.30502 | 0.18529 | 0.31553 | 3330.4846 | 2604.2157 | 4056.7535 | 2464.3567 | 4196.6125 | 1.7424 | 1.9983 | 1.5625 | 2.4341 | 1.4786 | 2.518
1.7875 | 0.33839 | 4500.5338 | 0.30216 | 0.24764 | 0.35668 | 0.23714 | 0.36718 | 4018.7384 | 3293.6523 | 4743.8246 | 3154.021 | 4883.4558 | 2.7003 | 2.4112 | 1.9762 | 2.8463 | 1.8924 | 2.9301
1.6773 | 0.25629 | 3408.6817 | 0.27136 | 0.2168 | 0.32592 | 0.2063 | 0.33642 | 3609.0915 | 2883.5023 | 4334.6807 | 2743.7742 | 4474.4088 | 2.0452 | 2.1655 | 1.7301 | 2.6008 | 1.6463 | 2.6846
1.7943 | 0.29584 | 3934.726 | 0.30406 | 0.24955 | 0.35858 | 0.23905 | 0.36908 | 4044.0399 | 3318.9654 | 4769.1144 | 3179.3364 | 4908.7434 | 2.3608 | 2.4264 | 1.9914 | 2.8615 | 1.9076 | 2.9452
1.9005 | 0.37741 | 5019.4961 | 0.33374 | 0.27922 | 0.38827 | 0.26872 | 0.39877 | 4438.786 | 3713.6011 | 5163.9709 | 3573.9508 | 5303.6212 | 3.0117 | 2.6633 | 2.2282 | 3.0984 | 2.1444 | 3.1822
1.8177 | 0.33428 | 4445.9416 | 0.31061 | 0.2561 | 0.36513 | 0.2456 | 0.37562 | 4131.1157 | 3406.0641 | 4856.1673 | 3266.4395 | 4995.7919 | 2.6676 | 2.4787 | 2.0436 | 2.9137 | 1.9599 | 2.9975
1.6731 | 0.28275 | 3760.5544 | 0.27017 | 0.21561 | 0.32472 | 0.2051 | 0.33523 | 3593.2148 | 2867.5943 | 4318.8354 | 2727.8601 | 4458.5696 | 2.2563 | 2.1559 | 1.7206 | 2.5913 | 1.6367 | 2.6751
1.9997 | 0.31681 | 4213.5308 | 0.36148 | 0.30691 | 0.41605 | 0.2964 | 0.42656 | 4807.7262 | 4081.9415 | 5533.511 | 3942.1757 | 5673.2768 | 2.5281 | 2.8846 | 2.4492 | 3.3201 | 2.3653 | 3.404
1.8146 | 0.32674 | 4345.7 | 0.30975 | 0.25523 | 0.36426 | 0.24474 | 0.37476 | 4119.6593 | 3394.6063 | 4844.7124 | 3254.9814 | 4984.3373 | 2.6074 | 2.4718 | 2.0368 | 2.9068 | 1.953 | 2.9906
1.7344 | 0.30981 | 4120.4411 | 0.28732 | 0.23279 | 0.34185 | 0.22228 | 0.35235 | 3821.297 | 3096.0422 | 4546.5517 | 2956.3785 | 4686.2155 | 2.4723 | 2.2928 | 1.8576 | 2.7279 | 1.7738 | 2.8117
1.7868 | 0.30668 | 4078.8163 | 0.30195 | 0.24744 | 0.35647 | 0.23694 | 0.36697 | 4015.9996 | 3290.9121 | 4741.0871 | 3151.2805 | 4880.7187 | 2.4473 | 2.4096 | 1.9745 | 2.8447 | 1.8908 | 2.9284
1.7192 | 0.29114 | 3872.0961 | 0.28307 | 0.22853 | 0.3376 | 0.21803 | 0.3481 | 3764.7656 | 3039.4373 | 4490.094 | 2899.7594 | 4629.7719 | 2.3233 | 2.2589 | 1.8237 | 2.6941 | 1.7399 | 2.7779
1.6403 | 0.27673 | 3680.4597 | 0.261 | 0.20642 | 0.31557 | 0.19591 | 0.32608 | 3471.2438 | 2745.3524 | 4197.1351 | 2605.5661 | 4336.9215 | 2.2083 | 2.0827 | 1.6472 | 2.5183 | 1.5633 | 2.6022
1.5545 | 0.24081 | 3202.769 | 0.23701 | 0.18236 | 0.29166 | 0.17184 | 0.30218 | 3152.2292 | 2425.3825 | 3879.076 | 2285.4122 | 4019.0463 | 1.9217 | 1.8913 | 1.4552 | 2.3274 | 1.3712 | 2.4114
1.7814 | 0.32959 | 4383.5455 | 0.30044 | 0.24592 | 0.35496 | 0.23542 | 0.36546 | 3995.8521 | 3270.7535 | 4720.9508 | 3131.1198 | 4860.5845 | 2.6301 | 2.3975 | 1.9625 | 2.8326 | 1.8787 | 2.9164
2.0644 | 0.43834 | 5829.8772 | 0.37956 | 0.32494 | 0.43418 | 0.31443 | 0.4447 | 5048.1821 | 4321.7486 | 5774.6155 | 4181.8579 | 5914.5062 | 3.4979 | 3.0289 | 2.593 | 3.4648 | 2.5091 | 3.5487
1.5417 | 0.25429 | 3381.9937 | 0.23344 | 0.17878 | 0.28811 | 0.16825 | 0.29863 | 3104.8023 | 2377.783 | 3831.8215 | 2237.7795 | 3971.825 | 2.0292 | 1.8629 | 1.4267 | 2.2991 | 1.3427 | 2.3831
1.636 | 0.29837 | 3968.2674 | 0.2598 | 0.20521 | 0.31438 | 0.1947 | 0.32489 | 3455.2751 | 2729.3444 | 4181.2058 | 2589.5505 | 4320.9997 | 2.381 | 2.0732 | 1.6376 | 2.5087 | 1.5537 | 2.5926
2.7464 | 0.57181 | 7605.0564 | 0.57024 | 0.51419 | 0.62628 | 0.5034 | 0.63707 | 7584.1279 | 6838.7075 | 8329.5483 | 6695.1605 | 8473.0953 | 4.563 | 4.5505 | 4.1032 | 4.9977 | 4.0171 | 5.0839
1.7215 | 0.29525 | 3926.8087 | 0.2837 | 0.22917 | 0.33824 | 0.21867 | 0.34874 | 3773.2624 | 3047.9458 | 4498.579 | 2908.2702 | 4638.2546 | 2.3561 | 2.264 | 1.8288 | 2.6991 | 1.745 | 2.783
1.9017 | 0.32953 | 4382.7127 | 0.33409 | 0.27957 | 0.38862 | 0.26907 | 0.39912 | 4443.4422 | 3718.2527 | 5168.6316 | 3578.6015 | 5308.2828 | 2.6296 | 2.6661 | 2.231 | 3.1012 | 2.1472 | 3.185
1.7252 | 0.31008 | 4124.0607 | 0.28475 | 0.23021 | 0.33928 | 0.21971 | 0.34978 | 3787.1287 | 3061.8308 | 4512.4266 | 2922.1588 | 4652.0986 | 2.4744 | 2.2723 | 1.8371 | 2.7075 | 1.7533 | 2.7913
1.8955 | 0.31313 | 4164.6598 | 0.33236 | 0.27784 | 0.38688 | 0.26734 | 0.39738 | 4420.3808 | 3695.2133 | 5145.5483 | 3555.5663 | 5285.1952 | 2.4988 | 2.6522 | 2.2171 | 3.0873 | 2.1333 | 3.1711
2.4798 | 0.47972 | 6380.3185 | 0.49572 | 0.44042 | 0.55101 | 0.42978 | 0.56166 | 6593.0358 | 5857.6357 | 7328.4359 | 5716.0183 | 7470.0533 | 3.8282 | 3.9558 | 3.5146 | 4.3971 | 3.4296 | 4.482
1.7466 | 0.3046 | 4051.132 | 0.29073 | 0.2362 | 0.34525 | 0.2257 | 0.35575 | 3866.679 | 3141.4752 | 4591.8828 | 3001.8212 | 4731.5367 | 2.4307 | 2.32 | 1.8849 | 2.7551 | 1.8011 | 2.8389
1.8946 | 0.29907 | 3977.5681 | 0.3321 | 0.27758 | 0.38663 | 0.26708 | 0.39713 | 4416.956 | 3691.7916 | 5142.1204 | 3552.1452 | 5281.7667 | 2.3865 | 2.6502 | 2.2151 | 3.0853 | 2.1313 | 3.1691
1.9805 | 0.40782 | 5423.9918 | 0.35612 | 0.30156 | 0.41068 | 0.29105 | 0.42118 | 4736.3793 | 4010.748 | 5462.0107 | 3871.0117 | 5601.747 | 3.2544 | 2.8418 | 2.4064 | 3.2772 | 2.3226 | 3.361
1.7109 | 0.26895 | 3577.0475 | 0.28075 | 0.22621 | 0.33528 | 0.2157 | 0.34579 | 3733.9109 | 3008.5377 | 4459.2842 | 2868.8511 | 4598.9707 | 2.1462 | 2.2403 | 1.8051 | 2.6756 | 1.7213 | 2.7594
1.683 | 0.29637 | 3941.718 | 0.27295 | 0.21839 | 0.3275 | 0.20789 | 0.33801 | 3630.1993 | 2904.6505 | 4355.7481 | 2764.9301 | 4495.4685 | 2.365 | 2.1781 | 1.7428 | 2.6134 | 1.659 | 2.6973
1.9525 | 0.36988 | 4919.3508 | 0.34828 | 0.29374 | 0.40283 | 0.28324 | 0.41333 | 4632.1854 | 3906.7459 | 5357.625 | 3767.0466 | 5497.3243 | 2.9516 | 2.7793 | 2.344 | 3.2146 | 2.2602 | 3.2984
1.8215 | 0.30991 | 4121.8027 | 0.31165 | 0.25714 | 0.36617 | 0.24664 | 0.37667 | 4144.9935 | 3419.9431 | 4870.0439 | 3280.3187 | 5009.6682 | 2.4731 | 2.487 | 2.052 | 2.922 | 1.9682 | 3.0058
1.7783 | 0.33319 | 4431.4272 | 0.29958 | 0.24506 | 0.3541 | 0.23456 | 0.3646 | 3984.3954 | 3259.2898 | 4709.501 | 3119.6548 | 4849.136 | 2.6589 | 2.3906 | 1.9556 | 2.8257 | 1.8718 | 2.9095
1.5959 | 0.25203 | 3351.9944 | 0.24859 | 0.19398 | 0.30321 | 0.18347 | 0.31372 | 3306.3075 | 2579.9668 | 4032.6483 | 2440.094 | 4172.5211 | 2.0112 | 1.9838 | 1.548 | 2.4196 | 1.4641 | 2.5035
2.2631 | 0.4355 | 5792.1939 | 0.43511 | 0.38025 | 0.48998 | 0.36969 | 0.50054 | 5787.0281 | 5057.3356 | 6516.7206 | 4916.8172 | 6657.2389 | 3.4753 | 3.4722 | 3.0344 | 3.91 | 2.9501 | 3.9943
1.6383 | 0.26111 | 3472.702 | 0.26045 | 0.20587 | 0.31503 | 0.19536 | 0.32554 | 3463.9643 | 2738.0551 | 4189.8735 | 2598.2653 | 4329.6632 | 2.0836 | 2.0784 | 1.6428 | 2.5139 | 1.559 | 2.5978
2.1019 | 0.39008 | 5188.1212 | 0.39005 | 0.3354 | 0.44471 | 0.32487 | 0.45523 | 5187.7106 | 4460.8076 | 5914.6135 | 4320.8265 | 6054.5946 | 3.1129 | 3.1126 | 2.6765 | 3.5488 | 2.5925 | 3.6328
1.8295 | 0.32947 | 4382.0124 | 0.31389 | 0.25938 | 0.36841 | 0.24888 | 0.37891 | 4174.7712 | 3449.7211 | 4899.8214 | 3310.0967 | 5039.4457 | 2.6292 | 2.5049 | 2.0698 | 2.9399 | 1.9861 | 3.0237
2.2547 | 0.42189 | 5611.2007 | 0.43277 | 0.37792 | 0.48762 | 0.36736 | 0.49818 | 5755.8361 | 5026.3195 | 6485.3526 | 4885.8351 | 6625.837 | 3.3667 | 3.4535 | 3.0158 | 3.8912 | 2.9315 | 3.9755
1.7041 | 0.29533 | 3927.8965 | 0.27884 | 0.2243 | 0.33338 | 0.2138 | 0.34389 | 3708.5905 | 2983.1778 | 4434.0031 | 2843.4837 | 4573.6972 | 2.3567 | 2.2252 | 1.7899 | 2.6604 | 1.7061 | 2.7442
2.0704 | 0.42118 | 5601.709 | 0.38124 | 0.32662 | 0.43587 | 0.3161 | 0.44639 | 5070.5482 | 4344.0441 | 5797.0523 | 4204.1398 | 5936.9567 | 3.361 | 3.0423 | 2.6064 | 3.4782 | 2.5225 | 3.5622
1.7457 | 0.32984 | 4386.874 | 0.29047 | 0.23594 | 0.345 | 0.22544 | 0.3555 | 3863.2746 | 3138.0672 | 4588.482 | 2998.4126 | 4728.1366 | 2.6321 | 2.318 | 1.8828 | 2.7531 | 1.799 | 2.8369
1.7001 | 0.27464 | 3652.6705 | 0.27772 | 0.22318 | 0.33227 | 0.21268 | 0.34277 | 3693.7341 | 2968.2973 | 4419.1708 | 2828.5985 | 4558.8696 | 2.1916 | 2.2162 | 1.781 | 2.6515 | 1.6972 | 2.7353
1.9164 | 0.3543 | 4712.2504 | 0.33821 | 0.28368 | 0.39274 | 0.27318 | 0.40324 | 4498.181 | 3772.9319 | 5223.43 | 3633.2693 | 5363.0927 | 2.8274 | 2.6989 | 2.2638 | 3.1341 | 2.18 | 3.2179
1.8089 | 0.34491 | 4587.3664 | 0.30814 | 0.25363 | 0.36266 | 0.24313 | 0.37316 | 4098.318 | 3373.261 | 4823.3751 | 3233.6353 | 4963.0008 | 2.7524 | 2.459 | 2.024 | 2.894 | 1.9402 | 2.9778
2.0772 | 0.3897 | 5182.9487 | 0.38316 | 0.32853 | 0.43779 | 0.31801 | 0.44831 | 5096.0661 | 4369.4793 | 5822.653 | 4229.559 | 5962.5733 | 3.1098 | 3.0576 | 2.6217 | 3.4936 | 2.5377 | 3.5775
1.8805 | 0.37053 | 4928.0823 | 0.32816 | 0.27364 | 0.38268 | 0.26314 | 0.39318 | 4364.5258 | 3639.4037 | 5089.6479 | 3499.7655 | 5229.2861 | 2.9568 | 2.6187 | 2.1836 | 3.0538 | 2.0999 | 3.1376
1.8319 | 0.38022 | 5056.8981 | 0.31456 | 0.26005 | 0.36908 | 0.24955 | 0.37957 | 4183.6556 | 3458.6049 | 4908.7063 | 3318.9805 | 5048.3307 | 3.0341 | 2.5102 | 2.0752 | 2.9452 | 1.9914 | 3.029
1.8989 | 0.37705 | 5014.7147 | 0.3333 | 0.27877 | 0.38782 | 0.26827 | 0.39832 | 4432.8317 | 3707.6526 | 5158.0108 | 3568.0034 | 5297.66 | 3.0088 | 2.6597 | 2.2246 | 3.0948 | 2.1408 | 3.1786
1.693 | 0.26213 | 3486.3747 | 0.27574 | 0.22119 | 0.33029 | 0.21069 | 0.34079 | 3667.3351 | 2941.8535 | 4392.8167 | 2802.1461 | 4532.5242 | 2.0918 | 2.2004 | 1.7651 | 2.6357 | 1.6813 | 2.7195
1.9071 | 0.36989 | 4919.5557 | 0.33559 | 0.28106 | 0.39011 | 0.27056 | 0.40061 | 4463.2998 | 3738.0899 | 5188.5096 | 3598.4348 | 5328.1647 | 2.9517 | 2.678 | 2.2429 | 3.1131 | 2.1591 | 3.1969
1.6201 | 0.24927 | 3315.3552 | 0.25535 | 0.20075 | 0.30994 | 0.19024 | 0.32045 | 3396.1236 | 2670.0394 | 4122.2078 | 2530.216 | 4262.0312 | 1.9892 | 2.0377 | 1.602 | 2.4733 | 1.5181 | 2.5572
1.8455 | 0.36177 | 4811.4861 | 0.31836 | 0.26385 | 0.37288 | 0.25335 | 0.38338 | 4234.2229 | 3509.1638 | 4959.2819 | 3369.5378 | 5098.908 | 2.8869 | 2.5405 | 2.1055 | 2.9756 | 2.0217 | 3.0593
2.12 | 0.42084 | 5597.154 | 0.39512 | 0.34045 | 0.4498 | 0.32992 | 0.46032 | 5255.1245 | 4527.9703 | 5982.2787 | 4387.9408 | 6122.3082 | 3.3583 | 3.1531 | 2.7168 | 3.5894 | 2.6328 | 3.6734
1.69 | 0.30976 | 4119.7951 | 0.27491 | 0.22036 | 0.32945 | 0.20985 | 0.33996 | 3656.2428 | 2930.7417 | 4381.744 | 2791.0305 | 4521.4552 | 2.4719 | 2.1937 | 1.7584 | 2.629 | 1.6746 | 2.7129
1.7291 | 0.28957 | 3851.306 | 0.28582 | 0.23129 | 0.34036 | 0.22079 | 0.35086 | 3801.4567 | 3076.1774 | 4526.736 | 2936.5089 | 4666.4044 | 2.3108 | 2.2809 | 1.8457 | 2.716 | 1.7619 | 2.7998
1.6369 | 0.28743 | 3822.8725 | 0.26006 | 0.20547 | 0.31464 | 0.19496 | 0.32515 | 3458.7364 | 2732.8143 | 4184.6585 | 2593.0221 | 4324.4508 | 2.2937 | 2.0752 | 1.6397 | 2.5108 | 1.5558 | 2.5947
1.7306 | 0.28136 | 3742.1359 | 0.28624 | 0.23171 | 0.34077 | 0.22121 | 0.35127 | 3806.9727 | 3081.7003 | 4532.245 | 2942.0332 | 4671.9121 | 2.2453 | 2.2842 | 1.849 | 2.7193 | 1.7652 | 2.8031
1.6553 | 0.28347 | 3770.2153 | 0.26521 | 0.21064 | 0.31978 | 0.20013 | 0.33029 | 3527.3054 | 2801.545 | 4253.0658 | 2661.7839 | 4392.8269 | 2.2621 | 2.1164 | 1.6809 | 2.5518 | 1.5971 | 2.6357
1.6665 | 0.2882 | 3833.1188 | 0.26832 | 0.21376 | 0.32288 | 0.20325 | 0.33339 | 3568.693 | 2843.0222 | 4294.3638 | 2703.2783 | 4434.1077 | 2.2999 | 2.1412 | 1.7058 | 2.5766 | 1.622 | 2.6605
1.5645 | 0.25373 | 3374.6183 | 0.2398 | 0.18516 | 0.29444 | 0.17464 | 0.30496 | 3189.3556 | 2462.6384 | 3916.0728 | 2322.693 | 4056.0181 | 2.0248 | 1.9136 | 1.4776 | 2.3496 | 1.3936 | 2.4336
1.521 | 0.22845 | 3038.3981 | 0.22766 | 0.17297 | 0.28234 | 0.16244 | 0.29287 | 3027.8132 | 2300.4972 | 3755.1292 | 2160.4365 | 3895.1899 | 1.823 | 1.8167 | 1.3803 | 2.2531 | 1.2963 | 2.3371
2.2311 | 0.4187 | 5568.7221 | 0.42619 | 0.37138 | 0.48101 | 0.36082 | 0.49156 | 5668.3476 | 4939.3067 | 6397.3885 | 4798.9139 | 6537.7813 | 3.3412 | 3.401 | 2.9636 | 3.8384 | 2.8793 | 3.9227
1.6878 | 0.29163 | 3878.6751 | 0.27428 | 0.21973 | 0.32883 | 0.20923 | 0.33934 | 3647.9379 | 2922.4218 | 4373.454 | 2782.7077 | 4513.168 | 2.3272 | 2.1888 | 1.7535 | 2.6241 | 1.6696 | 2.7079
1.91 | 0.37577 | 4997.802 | 0.3364 | 0.28187 | 0.39093 | 0.27137 | 0.40143 | 4474.1275 | 3748.9059 | 5199.349 | 3609.2486 | 5339.0064 | 2.9987 | 2.6845 | 2.2493 | 3.1196 | 2.1655 | 3.2034
1.7457 | 0.28263 | 3758.9314 | 0.29046 | 0.23593 | 0.34499 | 0.22543 | 0.35549 | 3863.1238 | 3137.9162 | 4588.3313 | 2998.2616 | 4727.986 | 2.2554 | 2.3179 | 1.8827 | 2.753 | 1.799 | 2.8368
1.6983 | 0.29706 | 3950.8925 | 0.27723 | 0.22269 | 0.33178 | 0.21218 | 0.34228 | 3687.169 | 2961.7213 | 4412.6167 | 2822.0204 | 4552.3176 | 2.3705 | 2.2123 | 1.777 | 2.6476 | 1.6932 | 2.7314
2.1706 | 0.44118 | 5867.7364 | 0.40925 | 0.35452 | 0.46399 | 0.34398 | 0.47453 | 5443.0718 | 4715.1333 | 6171.0103 | 4574.9527 | 6311.1909 | 3.5206 | 3.2658 | 2.8291 | 3.7026 | 2.745 | 3.7867
1.7486 | 0.31227 | 4153.1602 | 0.29127 | 0.23674 | 0.3458 | 0.22624 | 0.3563 | 3873.8861 | 3148.6896 | 4599.0825 | 3009.0371 | 4738.735 | 2.4919 | 2.3243 | 1.8892 | 2.7594 | 1.8054 | 2.8432
1.7495 | 0.31931 | 4246.7653 | 0.29153 | 0.237 | 0.34605 | 0.2265 | 0.35655 | 3877.312 | 3152.119 | 4602.5049 | 3012.4672 | 4742.1568 | 2.5481 | 2.3264 | 1.8913 | 2.7615 | 1.8075 | 2.8453
1.8877 | 0.33971 | 4518.1173 | 0.33017 | 0.27565 | 0.38469 | 0.26515 | 0.39519 | 4391.2729 | 3666.1304 | 5116.4154 | 3526.4883 | 5256.0575 | 2.7109 | 2.6348 | 2.1997 | 3.0698 | 2.1159 | 3.1536
1.6347 | 0.22436 | 2983.9629 | 0.25944 | 0.20486 | 0.31403 | 0.19435 | 0.32454 | 3450.5944 | 2724.652 | 4176.5368 | 2584.8559 | 4316.333 | 1.7904 | 2.0704 | 1.6348 | 2.5059 | 1.5509 | 2.5898
2.3951 | 0.50522 | 6719.4902 | 0.47202 | 0.41692 | 0.52713 | 0.4063 | 0.53774 | 6277.884 | 5544.9802 | 7010.7878 | 5403.8435 | 7151.9245 | 4.0317 | 3.7667 | 3.327 | 4.2065 | 3.2423 | 4.2912
2.0726 | 0.39946 | 5312.8734 | 0.38188 | 0.32725 | 0.4365 | 0.31673 | 0.44702 | 5078.9848 | 4352.4536 | 5805.516 | 4212.544 | 5945.4256 | 3.1877 | 3.0474 | 2.6115 | 3.4833 | 2.5275 | 3.5673
1.8613 | 0.30915 | 4111.6712 | 0.32278 | 0.26827 | 0.3773 | 0.25777 | 0.3878 | 4293.017 | 3567.9369 | 5018.0971 | 3428.3068 | 5157.7272 | 2.467 | 2.5758 | 2.1408 | 3.0109 | 2.057 | 3.0946
2.1214 | 0.42041 | 5591.4321 | 0.39551 | 0.34084 | 0.45019 | 0.33031 | 0.46071 | 5260.2867 | 4533.1126 | 5987.4608 | 4393.0793 | 6127.4941 | 3.3549 | 3.1562 | 2.7199 | 3.5925 | 2.6358 | 3.6765
1.7676 | 0.33037 | 4393.867 | 0.2966 | 0.24208 | 0.35112 | 0.23158 | 0.36162 | 3944.7655 | 3219.6323 | 4669.8987 | 3079.992 | 4809.5391 | 2.6363 | 2.3669 | 1.9318 | 2.8019 | 1.848 | 2.8857
1.707 | 0.26288 | 3496.369 | 0.27966 | 0.22512 | 0.33421 | 0.21462 | 0.34471 | 3719.5339 | 2994.1386 | 4444.9292 | 2854.4478 | 4584.62 | 2.0978 | 2.2317 | 1.7965 | 2.667 | 1.7127 | 2.7508
1.8804 | 0.33007 | 4389.9877 | 0.32814 | 0.27362 | 0.38266 | 0.26312 | 0.39316 | 4364.2227 | 3639.1008 | 5089.3446 | 3499.4627 | 5228.9828 | 2.634 | 2.6185 | 2.1835 | 3.0536 | 2.0997 | 3.1374
1.8729 | 0.35269 | 4690.7986 | 0.32603 | 0.27151 | 0.38055 | 0.26101 | 0.39105 | 4336.2192 | 3611.1159 | 5061.3226 | 3471.4813 | 5200.9571 | 2.8145 | 2.6017 | 2.1667 | 3.0368 | 2.0829 | 3.1206
1.6856 | 0.28774 | 3826.9118 | 0.27367 | 0.21911 | 0.32822 | 0.20861 | 0.33872 | 3639.7584 | 2914.2273 | 4365.2894 | 2774.5104 | 4505.0064 | 2.2961 | 2.1839 | 1.7485 | 2.6192 | 1.6647 | 2.703
1.6249 | 0.24169 | 3214.4881 | 0.25671 | 0.20212 | 0.3113 | 0.19161 | 0.32181 | 3414.2187 | 2688.1828 | 4140.2547 | 2548.3686 | 4280.0688 | 1.9287 | 2.0485 | 1.6129 | 2.4842 | 1.529 | 2.568
1.7934 | 0.28721 | 3819.8328 | 0.30382 | 0.2493 | 0.35834 | 0.2388 | 0.36884 | 4040.8103 | 3315.7344 | 4765.8861 | 3176.1052 | 4905.5154 | 2.2919 | 2.4245 | 1.9894 | 2.8595 | 1.9057 | 2.9433
1.8184 | 0.30684 | 4080.9318 | 0.3108 | 0.25628 | 0.36531 | 0.24578 | 0.37581 | 4133.5938 | 3408.5425 | 4858.6451 | 3268.918 | 4998.2697 | 2.4486 | 2.4802 | 2.0451 | 2.9152 | 1.9614 | 2.999
2.2533 | 0.45087 | 5996.5621 | 0.43239 | 0.37754 | 0.48724 | 0.36698 | 0.4978 | 5750.8332 | 5021.3446 | 6480.3218 | 4880.8655 | 6620.8009 | 3.5979 | 3.4505 | 3.0128 | 3.8882 | 2.9285 | 3.9725
2.1051 | 0.3907 | 5196.2553 | 0.39096 | 0.3363 | 0.44561 | 0.32577 | 0.45614 | 5199.721 | 4472.7744 | 5926.6675 | 4332.7849 | 6066.657 | 3.1178 | 3.1198 | 2.6837 | 3.556 | 2.5997 | 3.64
2.1385 | 0.44436 | 5910.0476 | 0.40028 | 0.34558 | 0.45497 | 0.33505 | 0.4655 | 5323.7026 | 4596.2766 | 6051.1287 | 4456.1947 | 6191.2106 | 3.546 | 3.1942 | 2.7578 | 3.6307 | 2.6737 | 3.7147
1.5683 | 0.2426 | 3226.6394 | 0.24088 | 0.18624 | 0.29552 | 0.17572 | 0.30604 | 3203.6871 | 2477.0186 | 3930.3556 | 2337.0827 | 4070.2916 | 1.936 | 1.9222 | 1.4862 | 2.3582 | 1.4022 | 2.4422
1.5488 | 0.24342 | 3237.4301 | 0.23544 | 0.18078 | 0.29009 | 0.17026 | 0.30062 | 3131.3152 | 2404.3934 | 3858.2371 | 2264.4086 | 3998.2218 | 1.9425 | 1.8788 | 1.4426 | 2.3149 | 1.3586 | 2.3989
1.774 | 0.33201 | 4415.7581 | 0.29837 | 0.24385 | 0.35289 | 0.23335 | 0.36339 | 3968.3469 | 3243.2308 | 4693.463 | 3103.5937 | 4833.1 | 2.6495 | 2.381 | 1.9459 | 2.8161 | 1.8622 | 2.8999
2.0499 | 0.38444 | 5113.0106 | 0.37551 | 0.3209 | 0.43012 | 0.31039 | 0.44063 | 4994.2765 | 4268.0061 | 5720.5468 | 4128.1468 | 5860.4061 | 3.0678 | 2.9966 | 2.5608 | 3.4323 | 2.4769 | 3.5162
1.6403 | 0.25991 | 3456.7593 | 0.261 | 0.20643 | 0.31558 | 0.19592 | 0.32609 | 3471.3648 | 2745.4738 | 4197.2559 | 2605.6875 | 4337.0422 | 2.0741 | 2.0828 | 1.6473 | 2.5184 | 1.5634 | 2.6022
1.9729 | 0.38311 | 5095.3789 | 0.35399 | 0.29944 | 0.40855 | 0.28893 | 0.41905 | 4708.127 | 3982.5514 | 5433.7025 | 3842.8259 | 5573.428 | 3.0572 | 2.8249 | 2.3895 | 3.2602 | 2.3057 | 3.3441
1.6373 | 0.22006 | 2926.7802 | 0.26016 | 0.20557 | 0.31474 | 0.19506 | 0.32525 | 3460.0659 | 2734.1471 | 4185.9847 | 2594.3555 | 4325.7763 | 1.7561 | 2.076 | 1.6405 | 2.5116 | 1.5566 | 2.5955
2.1603 | 0.43377 | 5769.1472 | 0.40638 | 0.35166 | 0.4611 | 0.34112 | 0.47163 | 5404.8135 | 4677.0447 | 6132.5824 | 4536.8968 | 6272.7303 | 3.4615 | 3.2429 | 2.8062 | 3.6795 | 2.7221 | 3.7636
1.919 | 0.29479 | 3920.7684 | 0.33891 | 0.28438 | 0.39344 | 0.27388 | 0.40395 | 4507.55 | 3782.2897 | 5232.8103 | 3642.6249 | 5372.4751 | 2.3525 | 2.7045 | 2.2694 | 3.1397 | 2.1856 | 3.2235
1.8788 | 0.36367 | 4836.8753 | 0.32768 | 0.27316 | 0.3822 | 0.26266 | 0.3927 | 4358.1275 | 3633.0098 | 5083.2451 | 3493.3725 | 5222.8824 | 2.9021 | 2.6149 | 2.1798 | 3.0499 | 2.096 | 3.1337
1.8623 | 0.31415 | 4178.1664 | 0.32306 | 0.26854 | 0.37758 | 0.25805 | 0.38808 | 4296.7262 | 3571.6444 | 5021.808 | 3432.0139 | 5161.4385 | 2.5069 | 2.578 | 2.143 | 3.0131 | 2.0592 | 3.0969
1.8044 | 0.26967 | 3586.6379 | 0.30688 | 0.25237 | 0.3614 | 0.24187 | 0.3719 | 4081.5417 | 3356.4804 | 4806.6031 | 3216.8539 | 4946.2296 | 2.152 | 2.4489 | 2.0139 | 2.884 | 1.9301 | 2.9677
1.6008 | 0.23253 | 3092.6713 | 0.24995 | 0.19534 | 0.30456 | 0.18483 | 0.31507 | 3324.3384 | 2598.0515 | 4050.6254 | 2458.189 | 4190.4879 | 1.8556 | 1.9946 | 1.5588 | 2.4304 | 1.4749 | 2.5143
1.7297 | 0.32539 | 4327.6597 | 0.286 | 0.23146 | 0.34053 | 0.22096 | 0.35103 | 3803.7544 | 3078.478 | 4529.0308 | 2938.8101 | 4668.6987 | 2.5966 | 2.2823 | 1.8471 | 2.7174 | 1.7633 | 2.8012
1.5538 | 0.26006 | 3458.7786 | 0.23681 | 0.18216 | 0.29146 | 0.17163 | 0.30198 | 3149.5592 | 2422.703 | 3876.4155 | 2282.7308 | 4016.3876 | 2.0753 | 1.8897 | 1.4536 | 2.3258 | 1.3696 | 2.4098
1.3 |  |  | 0.16587 | 0.11085 | 0.22089 | 0.10025 | 0.23148 | 2206.0158 | 1474.2473 | 2937.7843 | 1333.3292 | 3078.7024 |  | 1.3236 | 0.88455 | 1.7627 | 0.8 | 1.8472 | Dummy values
2.8 |  |  | 0.58523 | 0.529 | 0.64146 | 0.51817 | 0.65228 | 7783.5271 | 7035.7008 | 8531.3533 | 6891.6905 | 8675.3637 |  | 4.6701 | 4.2214 | 5.1188 | 4.135 | 5.2052
2 |  |  | 0.36157 | 0.307 | 0.41614 | 0.29649 | 0.42665 | 4808.8544 | 4083.0671 | 5534.6417 | 3943.3008 | 5674.408 |  | 2.8853 | 2.4498 | 3.3208 | 2.366 | 3.4046 | New prediction
1.97 | [13 empty] | 2.4498 |  |  |  |  | lower 90 bar
2.03 | [13 empty] | 2.4498
1.96 | [13 empty] | 2.366 |  |  |  |  | lower 95 bar
2.04 | [13 empty] | 2.366
1.97 | [13 empty] | 3.3208 |  |  |  |  | upper 90 bar
2.03 | [13 empty] | 3.3208
1.96 | [13 empty] | 3.4046 |  |  |  |  | upper 95 bar
2.04 | [13 empty] | 3.4046
2 | [13 empty] | 2.366 |  |  |  |  | vertical line
2 | [13 empty] | 3.4046
1 | [13 empty] | 3 |  |  |  |  | horizontal line
3 | [13 empty] | 3

## constants
lambda | 0.0019233