## global_power_plant_database
country | country_long | name | Type | gppd_idnr | Capacity (MW) | latitude | longitude | primary_fuel | other_fuel1 | other_fuel2 | other_fuel3 | commissioning_year | owner | source | url | geolocation_source | wepp_id | year_of_capacity_data | generation_gwh_2013 | generation_gwh_2014 | generation_gwh_2015 | generation_gwh_2016 | generation_gwh_2017 | generation_gwh_2018 | Generation 2019 (GWh) | generation_data_source | estimated_generation_gwh_2013 | estimated_generation_gwh_2014 | estimated_generation_gwh_2015 | estimated_generation_gwh_2016 | Estimated generation 2017 (GWh) | estimated_generation_note_2013 | estimated_generation_note_2014 | estimated_generation_note_2015 | estimated_generation_note_2016 | estimated_generation_note_2017 | Capacity factor (%) | Land area (km²) | Electrical power density (We/m²) | Electrical energy density
BEL | Belgium | Thorntonbank - C-Power - Area SW | Offshore | WRI1002274 | 177.6 | 51.5400 | 2.9210 | Wind |  |  |  | 2013.0 |  | 4C Offshore | http://publications.elia.be/upload/ProductionParkOverview.html?TS=20120416193815 | WRI |  |  |  |  | 582.87 | 537.701 | 567.871 |  |  | JRC-PPDB-OPEN |  | 741.96 | 772.53 | 706.42 | 669.21 | NO-ESTIMATION | NO-ESTIMATION | NO-ESTIMATION | NO-ESTIMATION | NO-ESTIMATION | 43.01%
BEL | Belgium | Thorntonbank - C-Power - Area NE | Offshore | WRI1002273 | 147.6 | 51.5560 | 2.9689 | Wind | [5 empty] | ELIA Belgian Grid Operator | http://publications.elia.be/upload/ProductionParkOverview.html?TS=20120416193815 | WRI |  |  |  |  | 501.381 | 427.702 | 448.031 |  |  | JRC-PPDB-OPEN |  |  |  |  | 342.51 | NO-ESTIMATION | NO-ESTIMATION | NO-ESTIMATION | NO-ESTIMATION | NO-ESTIMATION | 26.49%
BEL | Belgium | Northwind | Offshore | WRI1002260 | 216 | 51.6186 | 2.8998 | Wind |  |  |  | 2013.0 |  | 4C Offshore | http://www.4coffshore.com/windfarms/northwind-belgium-be02.html | WRI | 1066712 |  |  |  | 842.258 | 758.186 | 1222.506 |  |  | JRC-PPDB-OPEN |  | 886.20 | 911.83 | 834.85 | 791.07 | NO-ESTIMATION | NO-ESTIMATION | NO-ESTIMATION | NO-ESTIMATION | CAPACITY-FACTOR-V1 | 41.81% | 14.5 | 6.2279 | 0.054557
BEL | Belgium | Belwind Phase 1 | Offshore | WRI1002212 | 171 | 51.6600 | 2.8000 | Wind |  |  |  | 2010.0 |  | ELIA Belgian Grid Operator | http://publications.elia.be/upload/ProductionParkOverview.html?TS=20120416193815 | GEODB | 1066557 |  |  |  | 588.165 | 528.719 | 539.363 |  |  | JRC-PPDB-OPEN | 633.79 | 662.43 | 621.09 | 540.75 | 574.7 | NO-ESTIMATION | NO-ESTIMATION | NO-ESTIMATION | NO-ESTIMATION | CAPACITY-FACTOR-V1 | 38.37% | 13 | 5.0465 | 0.044208
BEL | Belgium | Rentel | Offshore |  | 309 |  |  | Wind | [22 empty] | 1000 | [5 empty] | 36.94% | 68 | 1.6788 | 0.014706
DEU | Germany | Albatross & Hohe | Offshore |  | 610 |  |  | Wind | [22 empty] | 2500 | [5 empty] | 46.78% | 53 | 5.3847 | 0.04717
FRA | France | Courseulles sur mer | Offshore |  | 450 |  |  | Wind | [22 empty] | 1684.62 | [5 empty] | 42.74% | 50 | 3.8462 | 0.033692
FRA | France | Saint Nazaire | Offshore |  | 480 |  |  | Wind | [22 empty] | 2139.2 | [5 empty] | 50.88% | 78 | 3.1308 | 0.027426
FRA | France | Saint Brieuc | Offshore |  | 496 |  |  | Wind | [22 empty] | 1820 | [5 empty] | 41.89% | 75 | 2.7702 | 0.024267
FRA | France | Yeu-Noirmoutier | Offshore |  | 496 |  |  | Wind | [22 empty] | 1900 | [5 empty] | 43.73% | 83 | 2.6132 | 0.022892
FRA | France | Dieppe-Le-Trépont | Offshore |  | 496 |  |  | Wind | [22 empty] | 2000 | [5 empty] | 46.03% | 110 | 2.0756 | 0.018182
NLD | Netherlands | Gemini | Offshore | WRI1005330 | 600 | 54.0360 | 5.9630 | Wind |  |  |  | 2016.0 |  | Wind Stats Netherlands | https://web.archive.org/web/20170818030302/http://www.windstats.nl:80/turbines.php | WRI | [5 empty] | 2895.0 |  |  |  | Wind Stats Netherlands |  |  |  |  | 2332.59 | NO-ESTIMATION | NO-ESTIMATION | NO-ESTIMATION | NO-ESTIMATION | CAPACITY-FACTOR-V1 | 44.38% | 68 | 3.9158 | 0.034303
SWE | Sweden | Lillgrund | Offshore | WRI1002127 | 110 | 55.5167 | 12.7833 | Wind |  |  |  | 2007.0 | 100% Vattenfall | Vattenfall | http://powerplants.vattenfall.com/#/countries=Sweden/view=list/sort=elcap | GEODB | 1044361 | [9 empty] | 321.33 | 301.16 | 347.07 | 310.39 | 410.83 | HYDRO-V1 | HYDRO-V1 | HYDRO-V1 | HYDRO-V1 | HYDRO-V1 | 42.63% | [6 empty] | 128
TAI | Taiwan | Formosa 1 | Offshore |  | 128 |  |  | Wind | [22 empty] | 609.52 | [5 empty] | 54.36% | 11.3 | 6.1575 | 0.05394
ARG | Argentina | GENERAL ACHA | Single string onshore | ARG0000182 | 1.8 | -37.4309 | -64.7160 | Wind |  |  |  |  | COOPERATIVA | Ministerio de EnergÃ­a y MinerÃ­a | http://energia3.mecon.gov.ar/contenidos/archivos/Reorganizacion/informacion_del_mercado/publicaciones/mercado_electrico/estadisticosectorelectrico/2015/A1.POT_GEN_COMB_POR_CENTRAL_2015.xlsx | Ministerio de EnergÃ­a y MinerÃ­a | 1062404 | 2015 | [12 empty] | 11.31 | SOLAR-V1-NO-AGE | SOLAR-V1-NO-AGE | SOLAR-V1-NO-AGE | SOLAR-V1-NO-AGE | SOLAR-V1-NO-AGE | 71.73% | 0.01925 | 67.0699 | 0.58753
ARG | Argentina | PARQUE EOLICO ARAUCO SAPEM I | Single string onshore | ARG0000192 | 25.2 | -28.6684 | -66.7524 | Wind |  |  |  |  | PARQUE EOLICO ARAUCO S.A. | Ministerio de EnergÃ­a y MinerÃ­a | http://energia3.mecon.gov.ar/contenidos/archivos/Reorganizacion/informacion_del_mercado/publicaciones/mercado_electrico/estadisticosectorelectrico/2015/A1.POT_GEN_COMB_POR_CENTRAL_2015.xlsx | Ministerio de EnergÃ­a y MinerÃ­a |  | 2015 | [12 empty] | 158.35 | HYDRO-V1 | HYDRO-V1 | HYDRO-V1 | HYDRO-V1 | HYDRO-V1 | 71.73% | 0.425 | 42.5329 | 0.37259
AUS | Australia | Mount Millar Wind Farm | Single string onshore | AUS0000061 | 70 | -33.6255 | 136.7039 | Wind |  |  |  |  | Meridian Energy Australia | Australian Renewable Energy Mapping Infrastructure | https://www.nationalmap.gov.au/ | Australian Renewable Energy Mapping Infrastructure |  |  |  | 184.46694444444444 | 186.81833333333333 | 182.92111111111112 | 160.27805555555557 | 193.14055555555555 |  | Australia Clean Energy Regulator |  |  |  |  | 183.09 | NO-ESTIMATION | SOLAR-V1-NO-AGE | SOLAR-V1-NO-AGE | SOLAR-V1-NO-AGE | SOLAR-V1-NO-AGE | 29.86% | [6 empty] | 8
AUS | Australia | Snowtown North | Single string onshore | AUS0000005 | 148 | -33.7140 | 138.1402 | Wind |  |  |  |  | Tilt Renewables | Australian Renewable Energy Mapping Infrastructure | https://www.nationalmap.gov.au/ | Australian Renewable Energy Mapping Infrastructure | 1060113 |  | 383.26666666666665 | 397.83 | 341.57666666666665 | 348.4372222222222 | 310.42555555555555 | 354.9658333333333 |  | Australia Clean Energy Regulator |  |  |  |  | 387.11 | NO-ESTIMATION | NO-ESTIMATION | NO-ESTIMATION | NO-ESTIMATION | CAPACITY-FACTOR-V1 | 29.86% | 1.532 | 28.8451 | 0.25268
BRA | Brazil | Alvorada | Single string onshore | BRA0030320 | 8 | -14.1852 | -42.5911 | Wind |  |  |  | 2014 |  | AgÃªncia Nacional de Energia ElÃ©trica (Brazil) | http://www2.aneel.gov.br/aplicacoes/capacidadebrasil/capacidadebrasil.cfm | AgÃªncia Nacional de Energia ElÃ©trica (Brazil) | 1088383 | 2017 | [10 empty] | 26.33 | 29.06 | 22.84 | NO-ESTIMATION | NO-ESTIMATION | NO-ESTIMATION | NO-ESTIMATION | CAPACITY-FACTOR-V1 | 32.59% | 1.535 | 1.6986 | 0.014879
LKA | Sri Lanka | Vidatamunai | Single string onshore | WRI1030406 | 10.4 | 8.0667 | 79.7939 | Wind |  |  |  |  | Vidatamunai Wind Power | Public Utilities Commission of Sri Lanka | http://www.pucsl.gov.lk/english/industries/electricity/license-applications/#tab3 | WRI | 1079789 | [13 empty] | 26.17 | HYDRO-V1 | HYDRO-V1 | HYDRO-V1 | HYDRO-V1 | HYDRO-V1 | 28.73% | 0.18432 | 16.2079 | 0.14198
LKA | Sri Lanka | Uppudaluwa | Single string onshore | WRI1030404 | 10.5 | 7.9811 | 79.7758 | Wind |  |  |  |  | PowerGen Lanka | Public Utilities Commission of Sri Lanka | http://www.pucsl.gov.lk/english/industries/electricity/license-applications/#tab3 | WRI | [14 empty] | 26.42 | HYDRO-V1 | HYDRO-V1 | HYDRO-V1 | HYDRO-V1 | HYDRO-V1 | 28.72% | 0.1872 | 16.111 | 0.14113
LKA | Sri Lanka | Seguwantivu | Single string onshore | WRI1030403 | 9.6 | 8.0538 | 79.8083 | Wind |  |  |  |  | Seguwantivu Wind Power | Public Utilities Commission of Sri Lanka | http://www.pucsl.gov.lk/english/industries/electricity/license-applications/#tab3 | WRI | 1079790 | [13 empty] | 24.16 | HYDRO-V1 | HYDRO-V1 | HYDRO-V1 | HYDRO-V1 | HYDRO-V1 | 28.73% | 0.19968 | 13.8121 | 0.12099
LKA | Sri Lanka | Vallimunai | Single string onshore | WRI1030405 | 12 | 9.5675 | 80.3367 | Wind |  |  |  |  | Beta Power | Public Utilities Commission of Sri Lanka | http://www.pucsl.gov.lk/english/industries/electricity/license-applications/#tab3 | WRI | [14 empty] | 30.2 | HYDRO-V1 | HYDRO-V1 | HYDRO-V1 | HYDRO-V1 | HYDRO-V1 | 28.73% | 0.36 | 9.5764 | 0.083889
LKA | Sri Lanka | Pollupalai | Single string onshore | WRI1030402 | 12 | 9.5778 | 80.3200 | Wind |  |  |  |  | Joule Power | Public Utilities Commission of Sri Lanka | http://www.pucsl.gov.lk/english/industries/electricity/license-applications/#tab3 | WRI | [14 empty] | 30.2 | HYDRO-V1 | HYDRO-V1 | HYDRO-V1 | HYDRO-V1 | HYDRO-V1 | 28.73% | 0.36 | 9.5764 | 0.083889
NOR | Norway | Hundhammerfjelle | Single string onshore | WRI1003239 | 55 | 64.7554 | 11.3764 | Wind | [5 empty] | ENTSOE | https://transparency.entsoe.eu/generation/r2/installedCapacityPerProductionUnit/show?name=&defaultValue=true&viewType=TABLE&areaType=BZN&atch=false&dateTime.dateTime=01.01.2016+00:00¦UTC¦YEAR&area.values=CTY¦10YNO-0--------C!BZN¦10YNO-1--------2&productionType.values=B01&productionType.values=B02&productionType.values=B03&productionType.values=B04&productionType.values=B05&productionType.values=B06&productionType.values=B07&productionType.values=B08&productionType.values=B09&productionType.values=B10&productionType.values=B11&productionType.values=B12&productionType.values=B13&productionType.values=B14&productionType.values=B20&productionType.values=B15&productionType.values=B16&productionType.values=B17&productionType.values=B18&productionType.values=B19&DataTables_Table_0_length=354 | WRI | [14 empty] | 211.1 | NO-ESTIMATION | NO-ESTIMATION | NO-ESTIMATION | NO-ESTIMATION | CAPACITY-FACTOR-V1 | 43.81% | 0.57 | 42.2775 | 0.37035
NOR | Norway | Sandoy | Single string onshore |  | 3.75 |  |  | Wind | [22 empty] | 10 | [5 empty] | 30.44% | 0.1 | 11.4155 | 0.1
NOR | Norway | Stigafjellet | Single string onshore |  | 30.1 |  |  | Wind | [22 empty] | 117.2 | [5 empty] | 44.45% | 1.3 | 10.2915 | 0.090154 |  | Power density | Energy density
NOR | Norway | Mehuken | Single string onshore |  | 25.3 |  |  | Wind | [22 empty] | 74 | [5 empty] | 33.39% | 0.96 | 8.7995 | 0.077083 | ASIA - PACIFIC | 1.1929 | 0.01045
NOR | Norway | Marker | Single string onshore |  | 54 |  |  | Wind | [22 empty] | 192 | [5 empty] | 40.59% | 6.2 | 3.5351 | 0.030968 | NORTH AMERICA | 1.071 | 0.0093818
ARG | Argentina | PUNTA ALTA - CENTENARIO |  | ARG0000017 | 1.8 | -38.7833 | -61.8984 | Wind |  |  |  |  | COOPERATIVAS | Ministerio de EnergÃ­a y MinerÃ­a | http://energia3.mecon.gov.ar/contenidos/archivos/Reorganizacion/informacion_del_mercado/publicaciones/mercado_electrico/estadisticosectorelectrico/2015/A1.POT_GEN_COMB_POR_CENTRAL_2015.xlsx | Ministerio de EnergÃ­a y MinerÃ­a | 1013293 | 2015 | [12 empty] | 11.31 | HYDRO-V1 | HYDRO-V1 | HYDRO-V1 | HYDRO-V1 | HYDRO-V1 | 71.73% | [6 empty] | 420
ARG | Argentina | MAYOR BURATOVICH |  | ARG0000015 | 2.02 | -39.2291 | -62.6497 | Wind | Oil |  |  |  | COOPERATIVAS | Ministerio de EnergÃ­a y MinerÃ­a | http://energia3.mecon.gov.ar/contenidos/archivos/Reorganizacion/informacion_del_mercado/publicaciones/mercado_electrico/estadisticosectorelectrico/2015/A1.POT_GEN_COMB_POR_CENTRAL_2015.xlsx | Ministerio de EnergÃ­a y MinerÃ­a | 1040106 | 2015 | [12 empty] | 12.69 | HYDRO-V1 | HYDRO-V1 | HYDRO-V1 | HYDRO-V1 | HYDRO-V1 | 71.71% | [6 empty] | 18.2
ARG | Argentina | PARQUE EOLICO RAWSON I (ENARSA) |  | ARG0000076 | 48.6 | -43.3522 | -65.1734 | Wind |  |  |  |  | ENARSA | Ministerio de EnergÃ­a y MinerÃ­a | http://energia3.mecon.gov.ar/contenidos/archivos/Reorganizacion/informacion_del_mercado/publicaciones/mercado_electrico/estadisticosectorelectrico/2015/A1.POT_GEN_COMB_POR_CENTRAL_2015.xlsx | Ministerio de EnergÃ­a y MinerÃ­a | 1082815 | 2015 | [12 empty] | 305.39 | NO-ESTIMATION | NO-ESTIMATION | NO-ESTIMATION | NO-ESTIMATION | NO-ESTIMATION | 71.73% | [6 empty] | 90.75
ARG | Argentina | PARQUE EOLICO RAWSON II (ENARSA) |  | ARG0000077 | 28.8 | -43.3522 | -65.1734 | Wind |  |  |  |  | ENARSA | Ministerio de EnergÃ­a y MinerÃ­a | http://energia3.mecon.gov.ar/contenidos/archivos/Reorganizacion/informacion_del_mercado/publicaciones/mercado_electrico/estadisticosectorelectrico/2015/A1.POT_GEN_COMB_POR_CENTRAL_2015.xlsx | Ministerio de EnergÃ­a y MinerÃ­a | 1082815 | 2015 | [12 empty] | 180.97 | HYDRO-V1 | HYDRO-V1 | HYDRO-V1 | HYDRO-V1 | HYDRO-V1 | 71.73% | [6 empty] | 131
ARG | Argentina | PARQUE EOLICO DIADEMA |  | ARG0000081 | 6.3 | -45.7458 | -67.6953 | Wind |  |  |  |  | HYCHICO SA | Ministerio de EnergÃ­a y MinerÃ­a | http://energia3.mecon.gov.ar/contenidos/archivos/Reorganizacion/informacion_del_mercado/publicaciones/mercado_electrico/estadisticosectorelectrico/2015/A1.POT_GEN_COMB_POR_CENTRAL_2015.xlsx | Ministerio de EnergÃ­a y MinerÃ­a |  | 2015 | [12 empty] | 39.58 | HYDRO-V1 | HYDRO-V1 | HYDRO-V1 | HYDRO-V1 | HYDRO-V1 | 71.72% | [6 empty] | 270
ARG | Argentina | COMODORO RIVADAVIA - ANTONIO MORAN |  | ARG0000067 | 16.56 | -45.8467 | -67.4964 | Wind |  |  |  |  | COOPERATIVA | Ministerio de EnergÃ­a y MinerÃ­a | http://energia3.mecon.gov.ar/contenidos/archivos/Reorganizacion/informacion_del_mercado/publicaciones/mercado_electrico/estadisticosectorelectrico/2015/A1.POT_GEN_COMB_POR_CENTRAL_2015.xlsx | Ministerio de EnergÃ­a y MinerÃ­a | 1029113 | 2015 | [12 empty] | 104.06 | HYDRO-V1 | HYDRO-V1 | HYDRO-V1 | HYDRO-V1 | HYDRO-V1 | 71.73% | [6 empty] | 126
ARG | Argentina | PARQUE EOLICO EL TORDILLO |  | ARG0000082 | 3 | -45.8507 | -67.9081 | Wind |  |  |  |  | VIENTOS DE LA PATAGONIA I.S.A./ENARSA | Ministerio de EnergÃ­a y MinerÃ­a | http://energia3.mecon.gov.ar/contenidos/archivos/Reorganizacion/informacion_del_mercado/publicaciones/mercado_electrico/estadisticosectorelectrico/2015/A1.POT_GEN_COMB_POR_CENTRAL_2015.xlsx | Ministerio de EnergÃ­a y MinerÃ­a |  | 2015 | [12 empty] | 18.85 | HYDRO-V1 | HYDRO-V1 | HYDRO-V1 | HYDRO-V1 | HYDRO-V1 | 71.73% | [6 empty] | 140
ARG | Argentina | PICO TRUNCADO - JORGE ROMANUTTI |  | ARG0000305 | 2.4 | -46.8065 | -67.9808 | Wind |  |  |  |  | MUNICIPAL | Ministerio de EnergÃ­a y MinerÃ­a | http://energia3.mecon.gov.ar/contenidos/archivos/Reorganizacion/informacion_del_mercado/publicaciones/mercado_electrico/estadisticosectorelectrico/2015/A1.POT_GEN_COMB_POR_CENTRAL_2015.xlsx | Ministerio de EnergÃ­a y MinerÃ­a |  | 2015 | [12 empty] | 15.08 | HYDRO-V1 | HYDRO-V1 | HYDRO-V1 | HYDRO-V1 | HYDRO-V1 | 71.73% | [6 empty] | 66
ARG | Argentina | PARQUE EOLICO LOMA BLANCA IV (ENARSA) |  | ARG0000075 | 50 | -43.0907 | -65.2298 | Wind |  |  |  |  | ENARSA | Ministerio de EnergÃ­a y MinerÃ­a | http://energia3.mecon.gov.ar/contenidos/archivos/Reorganizacion/informacion_del_mercado/publicaciones/mercado_electrico/estadisticosectorelectrico/2015/A1.POT_GEN_COMB_POR_CENTRAL_2015.xlsx | Ministerio de EnergÃ­a y MinerÃ­a |  | 2015 | [12 empty] | 314.19 | HYDRO-V1 | HYDRO-V1 | HYDRO-V1 | HYDRO-V1 | HYDRO-V1 | 71.73% | 15.02 | 2.3879 | 0.020918 | LATIN AMERICA | 2.5097 | 0.021985
ARG | Argentina | PARQUE EOLICO ARAUCO SAPEM II |  | ARG0000193 | 25.2 | -28.6684 | -66.7524 | Wind |  |  |  |  | PARQUE EOLICO ARAUCO S.A. | Ministerio de EnergÃ­a y MinerÃ­a | http://energia3.mecon.gov.ar/contenidos/archivos/Reorganizacion/informacion_del_mercado/publicaciones/mercado_electrico/estadisticosectorelectrico/2015/A1.POT_GEN_COMB_POR_CENTRAL_2015.xlsx | Ministerio de EnergÃ­a y MinerÃ­a |  | 2015 | [12 empty] | 158.35 | SOLAR-V1-NO-AGE | SOLAR-V1-NO-AGE | SOLAR-V1-NO-AGE | SOLAR-V1-NO-AGE | SOLAR-V1-NO-AGE | 71.73% | 7.87 | 2.2969 | 0.020121 | AFRICA | 1.0298 | 0.0090209
ATA | Antarctica | Ross Island |  | WRI1022458 | 1 | -77.8428 | 166.7271 | Wind |  |  |  |  | Meridian Energy | Meridian Energy | https://www.meridianenergy.co.nz/about-us/our-power-stations/wind/ross-island | WRI | 1084164 | [14 empty] | HYDRO-V1 | HYDRO-V1 | HYDRO-V1 | HYDRO-V1 | HYDRO-V1 | [7 empty] | 189
AUS | Australia | Windy Hill Wind Farm |  | AUS0000051 | 12 | -17.5922 | 145.5306 | Wind |  |  |  |  | RATCH-Australia | Australian Renewable Energy Mapping Infrastructure | https://www.nationalmap.gov.au/ | Australian Renewable Energy Mapping Infrastructure |  |  | 29.635277777777777 | 32.47638888888889 | 31.2425 | 27.285555555555554 | 27.82638888888889 | 30.274166666666666 |  | Australia Clean Energy Regulator |  |  |  |  | 31.38 | HYDRO-V1 | HYDRO-V1 | HYDRO-V1 | HYDRO-V1 | HYDRO-V1 | 29.85% | [6 empty] | 102.4
AUS | Australia | Kalbarri Wind Farm |  | AUS0000405 | 1.7 | -27.8995 | 114.1946 | Wind |  |  |  |  | Verve Energy | Australian Renewable Energy Mapping Infrastructure | https://www.nationalmap.gov.au/ | Australian Renewable Energy Mapping Infrastructure |  |  | 4.647777777777778 | 3.732222222222222 | 4.205555555555556 | 3.8405555555555555 | 4.008055555555556 | 3.158333333333333 |  | Australia Clean Energy Regulator |  |  |  |  | 4.44 | HYDRO-V1 | HYDRO-V1 | HYDRO-V1 | HYDRO-V1 | HYDRO-V1 | 29.81% | [6 empty] | 149.4
AUS | Australia | Walkaway Wind Farm |  | AUS0000002 | 90 | -28.9229 | 114.9282 | Wind |  |  |  |  | Infigen Energy Pty Ltd | Australian Renewable Energy Mapping Infrastructure | https://www.nationalmap.gov.au/ | Australian Renewable Energy Mapping Infrastructure | [14 empty] | 235.4 | HYDRO-V1 | HYDRO-V1 | HYDRO-V1 | HYDRO-V1 | HYDRO-V1 | 29.86% | [6 empty] | 138
AUS | Australia | Mumbida Wind Farm |  | AUS0000475 | 55 | -28.9918 | 114.9599 | Wind |  |  |  |  | Verve Energy Pty Ltd | Australian Renewable Energy Mapping Infrastructure | https://www.nationalmap.gov.au/ | Australian Renewable Energy Mapping Infrastructure | 1084190 |  |  |  |  | 151.95305555555555 | 204.61666666666667 | 189.9625 |  | Australia Clean Energy Regulator |  |  |  |  | 143.86 | NO-ESTIMATION | NO-ESTIMATION | NO-ESTIMATION | NO-ESTIMATION | NO-ESTIMATION | 29.86% | [6 empty] | 270
AUS | Australia | Emu Downs Wind Farm |  | AUS0000043 | 79.2 | -30.4882 | 115.3768 | Wind |  |  |  |  | Griffin Energy & Stanwell Corporation Ltd | Australian Renewable Energy Mapping Infrastructure | https://www.nationalmap.gov.au/ | Australian Renewable Energy Mapping Infrastructure | 1058036 |  | 226.46444444444444 | 241.58305555555555 | 253.84777777777776 | 226.4738888888889 | 258.8236111111111 | 240.195 |  | Australia Clean Energy Regulator |  |  |  |  | 207.15 | NO-ESTIMATION | SOLAR-V1-NO-AGE | SOLAR-V1-NO-AGE | SOLAR-V1-NO-AGE | SOLAR-V1-NO-AGE | 29.86% | [6 empty] | 101.2
AUS | Australia | Bodangora Wind Farm |  | AUS0000422 | 113 | -32.4146 | 149.0998 | Wind |  |  |  |  | Infigen Energy | Australian Renewable Energy Mapping Infrastructure | https://www.nationalmap.gov.au/ | Australian Renewable Energy Mapping Infrastructure | 1096627 | [13 empty] | 295.56 | NO-ESTIMATION | SOLAR-V1-NO-AGE | SOLAR-V1-NO-AGE | SOLAR-V1-NO-AGE | SOLAR-V1-NO-AGE | 29.86% | [6 empty] | 288
AUS | Australia | Lincoln Gap |  | AUS0000620 | 10 | -32.5645 | 137.5572 | Wind |  |  |  |  | Nexif Energy Australia | Australian Renewable Energy Mapping Infrastructure | https://www.nationalmap.gov.au/ | Australian Renewable Energy Mapping Infrastructure | [14 empty] | 26.15 | NO-ESTIMATION | SOLAR-V1-NO-AGE | SOLAR-V1-NO-AGE | SOLAR-V1-NO-AGE | SOLAR-V1-NO-AGE | 29.85% | [6 empty] | 399.6
AUS | Australia | North Brown Hill Wind Farm |  | AUS0000024 | 132.3 | -33.3093 | 138.7296 | Wind |  |  |  |  | AGL Energy Pty Ltd | Australian Renewable Energy Mapping Infrastructure | https://www.nationalmap.gov.au/ | Australian Renewable Energy Mapping Infrastructure | 1073191 |  | 425.6411111111111 | 484.3258333333333 | 428.80944444444447 | 457.2552777777778 | 395.84 | 474.48583333333335 |  | Australia Clean Energy Regulator |  |  |  |  | 346.05 | NO-ESTIMATION | SOLAR-V1-NO-AGE | SOLAR-V1-NO-AGE | SOLAR-V1-NO-AGE | SOLAR-V1-NO-AGE | 29.86% | [6 empty] | 160
AUS | Australia | Hallett 1 Brown Hill Wind Farm |  | AUS0000453 | 94.5 | -33.3397 | 138.7323 | Wind |  |  |  |  | AGL Energy Pty Ltd | Australian Renewable Energy Mapping Infrastructure | https://www.nationalmap.gov.au/ | Australian Renewable Energy Mapping Infrastructure | 1062649 |  | 331.6766666666667 | 358.90694444444443 | 315.74111111111114 | 322.41805555555555 | 285.59777777777776 | 312.8327777777778 |  | Australia Clean Energy Regulator |  |  |  |  | 247.17 | NO-ESTIMATION | SOLAR-V1-NO-AGE | SOLAR-V1-NO-AGE | SOLAR-V1-NO-AGE | SOLAR-V1-NO-AGE | 29.86% | [6 empty] | 209.3
AUS | Australia | Hallet 5 - The Bluff |  | AUS0000454 | 52.5 | -33.3855 | 138.7928 | Wind |  |  |  |  | AGL Energy Pty Ltd | Australian Renewable Energy Mapping Infrastructure | https://www.nationalmap.gov.au/ | Australian Renewable Energy Mapping Infrastructure | 1077096 |  | 150.24055555555555 | 167.77277777777778 | 135.84694444444443 | 150.01222222222222 | 122.29805555555555 | 161.69027777777777 |  | Australia Clean Energy Regulator |  |  |  |  | 137.32 | NO-ESTIMATION | SOLAR-V1-NO-AGE | SOLAR-V1-NO-AGE | SOLAR-V1-NO-AGE | SOLAR-V1-NO-AGE | 29.86% | [6 empty] | 207
AUS | Australia | Clements Gap Wind Farm |  | AUS0000025 | 57 | -33.5086 | 138.1192 | Wind |  |  |  |  | Pacific Hydro Pty Ltd | Australian Renewable Energy Mapping Infrastructure | https://www.nationalmap.gov.au/ | Australian Renewable Energy Mapping Infrastructure | 1058035 |  | 169.01361111111112 | 182.2225 | 171.02305555555554 | 175.4675 | 160.7275 | 189.04055555555556 |  | Australia Clean Energy Regulator |  |  |  |  | 149.09 | NO-ESTIMATION | NO-ESTIMATION | NO-ESTIMATION | NO-ESTIMATION | CAPACITY-FACTOR-V1 | 29.86% | [6 empty] | 547
AUS | Australia | Hallett 2 Hallet Hill Wind Farm |  | AUS0000455 | 71.4 | -33.5226 | 138.8552 | Wind |  |  |  |  | ANZ Energy Infrastructure Trust | Australian Renewable Energy Mapping Infrastructure | https://www.nationalmap.gov.au/ | Australian Renewable Energy Mapping Infrastructure | 1071423 |  | 256.2275 | 268.6691666666667 | 238.47666666666666 | 249.15916666666666 | 224.57722222222222 | 250.40694444444443 |  | Australia Clean Energy Regulator |  |  |  |  | 186.75 | NO-ESTIMATION | SOLAR-V1-NO-AGE | SOLAR-V1-NO-AGE | SOLAR-V1-NO-AGE | SOLAR-V1-NO-AGE | 29.86% | [6 empty] | 496
AUS | Australia | Blayney Wind Farm |  | AUS0000027 | 9.9 | -33.6219 | 149.1982 | Wind |  |  |  |  | Eraring Energy | Australian Renewable Energy Mapping Infrastructure | https://www.nationalmap.gov.au/ | Australian Renewable Energy Mapping Infrastructure | 1044068 |  | 15.761666666666667 | 18.21361111111111 | 20.08222222222222 | 18.890833333333333 |  |  |  | Australia Clean Energy Regulator |  |  |  |  | 25.89 | NO-ESTIMATION | NO-ESTIMATION | NO-ESTIMATION | NO-ESTIMATION | CAPACITY-FACTOR-V1 | 29.85% | [6 empty] | 17
AUS | Australia | Esperance Wind Farm Ten Mile Lagoon |  | AUS0000391 | 2.03 | -33.8802 | 121.7690 | Wind |  |  |  |  | Verve Energy | Australian Renewable Energy Mapping Infrastructure | https://www.nationalmap.gov.au/ | Australian Renewable Energy Mapping Infrastructure | 1030193 | [13 empty] | 5.3 | NO-ESTIMATION | NO-ESTIMATION | NO-ESTIMATION | NO-ESTIMATION | CAPACITY-FACTOR-V1 | 29.8% | [6 empty] | 14
AUS | Australia | Esperance Wind Farm Nine Mile Beach |  | AUS0000042 | 3.6 | -33.8927 | 121.7778 | Wind |  |  |  |  | Verve Energy | Australian Renewable Energy Mapping Infrastructure | https://www.nationalmap.gov.au/ | Australian Renewable Energy Mapping Infrastructure | 1055738 | [13 empty] | 9.41 | NO-ESTIMATION | SOLAR-V1-NO-AGE | SOLAR-V1-NO-AGE | SOLAR-V1-NO-AGE | SOLAR-V1-NO-AGE | 29.84% | [6 empty] | 72
AUS | Australia | Hopetoun Wind Turbines |  | AUS0000413 | 1.2 | -33.9078 | 120.1297 | Wind |  |  |  |  | Verve Energy | Australian Renewable Energy Mapping Infrastructure | https://www.nationalmap.gov.au/ | Australian Renewable Energy Mapping Infrastructure | [14 empty] | 3.13 | NO-ESTIMATION | SOLAR-V1-NO-AGE | SOLAR-V1-NO-AGE | SOLAR-V1-NO-AGE | SOLAR-V1-NO-AGE | 29.78% | [6 empty] | 36.8
AUS | Australia | Waterloo Wind Farm |  | AUS0000050 | 111 | -34.0010 | 138.9109 | Wind |  |  |  |  | TRUenergy | Australian Renewable Energy Mapping Infrastructure | https://www.nationalmap.gov.au/ | Australian Renewable Energy Mapping Infrastructure | 1078276 |  | 314.21472222222224 | 341.6486111111111 | 295.43916666666667 | 306.6638888888889 | 309.19694444444445 | 397.9941666666667 |  | Australia Clean Energy Regulator |  |  |  |  | 290.33 | NO-ESTIMATION | NO-ESTIMATION | NO-ESTIMATION | NO-ESTIMATION | CAPACITY-FACTOR-V1 | 29.86% | [6 empty] | 21.6
AUS | Australia | Taralga Wind Farm |  | AUS0000594 | 107 | -34.4314 | 149.8652 | Wind |  |  |  |  | State Power Investment Corperation | Australian Renewable Energy Mapping Infrastructure | https://www.nationalmap.gov.au/ | Australian Renewable Energy Mapping Infrastructure | [14 empty] | 279.87 | NO-ESTIMATION | SOLAR-V1-NO-AGE | SOLAR-V1-NO-AGE | SOLAR-V1-NO-AGE | SOLAR-V1-NO-AGE | 29.86% | [6 empty] | 184
AUS | Australia | Crookwell Wind Farm |  | AUS0000046 | 4.8 | -34.5165 | 149.5425 | Wind |  |  |  |  | Eraring Energy | Australian Renewable Energy Mapping Infrastructure | https://www.nationalmap.gov.au/ | Australian Renewable Energy Mapping Infrastructure |  |  | 6.875277777777778 | 0.4025 | 7.9225 | 8.729722222222222 |  |  |  | Australia Clean Energy Regulator |  |  |  |  | 12.55 | NO-ESTIMATION | NO-ESTIMATION | NO-ESTIMATION | NO-ESTIMATION | CAPACITY-FACTOR-V1 | 29.85% | [6 empty] | 389
AUS | Australia | Gullen Range Wind Farm |  | AUS0000482 | 165.5 | -34.6149 | 149.4597 | Wind |  |  |  |  | Tianrun Australia | Australian Renewable Energy Mapping Infrastructure | https://www.nationalmap.gov.au/ | Australian Renewable Energy Mapping Infrastructure |  |  |  | 48.59444444444444 | 359.9058333333333 | 466.47555555555556 | 473.4141666666667 | 506.94666666666666 |  | Australia Clean Energy Regulator |  |  |  |  | 432.89 | NO-ESTIMATION | NO-ESTIMATION | NO-ESTIMATION | NO-ESTIMATION | CAPACITY-FACTOR-V1 | 29.86% | [6 empty] | 33.6
AUS | Australia | Gunning |  | AUS0000040 | 47 | -34.6977 | 149.3861 | Wind |  |  |  |  | Acciona Energy Australia | Australian Renewable Energy Mapping Infrastructure | https://www.nationalmap.gov.au/ | Australian Renewable Energy Mapping Infrastructure | 1087733 |  | 165.39 | 172.9386111111111 | 157.69972222222222 | 165.34277777777777 | 156.24583333333334 | 167.15 |  | Australia Clean Energy Regulator |  |  |  |  | 122.93 | NO-ESTIMATION | NO-ESTIMATION | NO-ESTIMATION | NO-ESTIMATION | CAPACITY-FACTOR-V1 | 29.86% | [6 empty] | 660
AUS | Australia | Cullerin Range Wind Farm |  | AUS0000003 | 30 | -34.8050 | 149.4001 | Wind |  |  |  |  | Origin Energy | Australian Renewable Energy Mapping Infrastructure | https://www.nationalmap.gov.au/ | Australian Renewable Energy Mapping Infrastructure | 1071870 |  | 99.56388888888888 | 106.62611111111111 | 90.46694444444445 | 102.17805555555556 | 4.645277777777777 | 112.69111111111111 |  | Australia Clean Energy Regulator |  |  |  |  | 78.46 | NO-ESTIMATION | NO-ESTIMATION | NO-ESTIMATION | NO-ESTIMATION | CAPACITY-FACTOR-V1 | 29.86% | [6 empty] | 630
AUS | Australia | Grasmere Wind Farm (Albany Stage II) |  | AUS0000309 | 13.8 | -35.0507 | 117.7638 | Wind |  |  |  |  | Verve Energy | Australian Renewable Energy Mapping Infrastructure | https://www.nationalmap.gov.au/ | Australian Renewable Energy Mapping Infrastructure | [14 empty] | 36.09 | NO-ESTIMATION | NO-ESTIMATION | NO-ESTIMATION | NO-ESTIMATION | CAPACITY-FACTOR-V1 | 29.85% | [6 empty] | 109
AUS | Australia | Albany Wind Farm |  | AUS0000065 | 21.6 | -35.0641 | 117.7977 | Wind |  |  |  |  | Verve Energy | Australian Renewable Energy Mapping Infrastructure | https://www.nationalmap.gov.au/ | Australian Renewable Energy Mapping Infrastructure | 1049129 |  | 89.59527777777778 | 102.64277777777778 | 96.55555555555556 | 95.87277777777778 | 85.90027777777777 | 92.68222222222222 |  | Australia Clean Energy Regulator |  |  |  |  | 56.49 | NO-ESTIMATION | SOLAR-V1-NO-AGE | SOLAR-V1-NO-AGE | SOLAR-V1-NO-AGE | SOLAR-V1-NO-AGE | 29.85% | [6 empty] | 15
AUS | Australia | Woodlawn Wind Farm |  | AUS0000028 | 48 | -35.0861 | 149.5716 | Wind |  |  |  |  | Infigen Energy Pty Ltd | Australian Renewable Energy Mapping Infrastructure | https://www.nationalmap.gov.au/ | Australian Renewable Energy Mapping Infrastructure |  |  | 149.8386111111111 | 159.54083333333332 | 128.46416666666667 | 151.5325 | 146.91222222222223 | 157.3175 |  | Australia Clean Energy Regulator |  |  |  |  | 125.55 | NO-ESTIMATION | SOLAR-V1-NO-AGE | SOLAR-V1-NO-AGE | SOLAR-V1-NO-AGE | SOLAR-V1-NO-AGE | 29.86% | [6 empty] | 10
AUS | Australia | Starfish Hill Wind Farm |  | AUS0000052 | 34.5 | -35.5678 | 138.1432 | Wind |  |  |  |  | RATCH-Australia | Australian Renewable Energy Mapping Infrastructure | https://www.nationalmap.gov.au/ | Australian Renewable Energy Mapping Infrastructure | 1053885 |  | 72.63138888888889 | 100.10388888888889 | 90.82305555555556 | 90.6775 | 63.833888888888886 | 97.46 |  | Australia Clean Energy Regulator |  |  |  |  | 90.24 | NO-ESTIMATION | SOLAR-V1-NO-AGE | SOLAR-V1-NO-AGE | SOLAR-V1-NO-AGE | SOLAR-V1-NO-AGE | 29.86% | [6 empty] | 250.5
AUS | Australia | Kiata Wind Farm |  | AUS0000506 | 31.05 | -36.3966 | 141.7474 | Wind |  |  |  |  | Windlab Limited | Australian Renewable Energy Mapping Infrastructure | https://www.nationalmap.gov.au/ | Australian Renewable Energy Mapping Infrastructure | [7 empty] | 5.773333333333333 |  | Australia Clean Energy Regulator |  |  |  |  | 81.21 | NO-ESTIMATION | NO-ESTIMATION | NO-ESTIMATION | NO-ESTIMATION | CAPACITY-FACTOR-V1 | 29.86% | [6 empty] | 50.4
AUS | Australia | Murra Warra Wind Farm |  | AUS0000610 | 429 | -36.4333 | 142.3182 | Wind |  |  |  |  | RES Australia | Australian Renewable Energy Mapping Infrastructure | https://www.nationalmap.gov.au/ | Australian Renewable Energy Mapping Infrastructure | [14 empty] | 1122.11 | NO-ESTIMATION | NO-ESTIMATION | NO-ESTIMATION | NO-ESTIMATION | CAPACITY-FACTOR-V1 | 29.86% | [6 empty] | 138.6
AUS | Australia | Boco Rock |  | AUS0000394 | 113 | -36.5763 | 149.1267 | Wind |  |  |  |  | Boco Rock Wind Farm Pty Ltd | Australian Renewable Energy Mapping Infrastructure | https://www.nationalmap.gov.au/ | Australian Renewable Energy Mapping Infrastructure | 1083711 |  |  |  | 208.7786111111111 | 334.1141666666667 | 349.3016666666667 | 372.01944444444445 |  | Australia Clean Energy Regulator |  |  |  |  | 295.56 | NO-ESTIMATION | NO-ESTIMATION | NO-ESTIMATION | NO-ESTIMATION | CAPACITY-FACTOR-V1 | 29.86% | [6 empty] | 32.2
AUS | Australia | Crowlands Wind Farm |  | AUS0000518 | 80 | -37.1216 | 143.1537 | Wind |  |  |  |  | Pacific Hydro | Australian Renewable Energy Mapping Infrastructure | https://www.nationalmap.gov.au/ | Australian Renewable Energy Mapping Infrastructure | [7 empty] | 35.85194444444444 |  | Australia Clean Energy Regulator |  |  |  |  | 209.25 | NO-ESTIMATION | SOLAR-V1-NO-AGE | SOLAR-V1-NO-AGE | SOLAR-V1-NO-AGE | SOLAR-V1-NO-AGE | 29.86% | [6 empty] | 25.2
AUS | Australia | Ararat Wind Farm |  | AUS0000611 | 240 | -37.2385 | 143.0794 | Wind |  |  |  |  | Renewable Energy Systems Ltd | Australian Renewable Energy Mapping Infrastructure | https://www.nationalmap.gov.au/ | Australian Renewable Energy Mapping Infrastructure | [14 empty] | 627.75 | NO-ESTIMATION | NO-ESTIMATION | NO-ESTIMATION | NO-ESTIMATION | CAPACITY-FACTOR-V1 | 29.86% | [6 empty] | 94.6
AUS | Australia | Waubra Wind Farm |  | AUS0000019 | 192 | -37.3575 | 143.6037 | Wind |  |  |  |  | Acciona Energy Australia | Australian Renewable Energy Mapping Infrastructure | https://www.nationalmap.gov.au/ | Australian Renewable Energy Mapping Infrastructure | 1063722 |  | 668.3266666666667 | 696.3836111111111 | 683.8341666666666 | 653.3719444444445 | 612.4169444444444 | 643.7980555555556 |  | Australia Clean Energy Regulator |  |  |  |  | 502.2 | NO-ESTIMATION | NO-ESTIMATION | NO-ESTIMATION | NO-ESTIMATION | CAPACITY-FACTOR-V1 | 29.86% | [6 empty] | 112.2
AUS | Australia | Challicum Hills Wind Farm |  | AUS0000006 | 52.5 | -37.3898 | 143.1140 | Wind |  |  |  |  | Pacific Hydro Pty Ltd | Australian Renewable Energy Mapping Infrastructure | https://www.nationalmap.gov.au/ | Australian Renewable Energy Mapping Infrastructure | 1040167 |  | 136.70027777777779 | 152.39583333333334 | 135.42583333333334 | 136.62 | 127.16222222222223 | 132.74333333333334 |  | Australia Clean Energy Regulator |  |  |  |  | 137.32 | NO-ESTIMATION | NO-ESTIMATION | NO-ESTIMATION | NO-ESTIMATION | CAPACITY-FACTOR-V1 | 29.86% | [6 empty] | 39.1
AUS | Australia | Leonards Hill |  | AUS0000341 | 4.1 | -37.4271 | 144.1222 | Wind |  |  |  |  | Hepburn Community Wind Park Co-operative Ltd | Australian Renewable Energy Mapping Infrastructure | https://www.nationalmap.gov.au/ | Australian Renewable Energy Mapping Infrastructure | [14 empty] | 10.72 | NO-ESTIMATION | NO-ESTIMATION | NO-ESTIMATION | NO-ESTIMATION | CAPACITY-FACTOR-V1 | 29.85% | [6 empty] | 126
AUS | Australia | Moorabool North Wind Farm |  | AUS0000602 | 131 | -37.6550 | 144.1913 | Wind |  |  |  |  | Goldwind Australia | Australian Renewable Energy Mapping Infrastructure | https://www.nationalmap.gov.au/ | Australian Renewable Energy Mapping Infrastructure | [14 empty] | 342.65 | NO-ESTIMATION | SOLAR-V1-NO-AGE | SOLAR-V1-NO-AGE | SOLAR-V1-NO-AGE | SOLAR-V1-NO-AGE | 29.86% | [6 empty] | 40.5
AUS | Australia | Oakland Hills Wind Farm |  | AUS0000016 | 67 | -37.6871 | 142.5467 | Wind |  |  |  |  | AGL Energy Pty Ltd | Australian Renewable Energy Mapping Infrastructure | https://www.nationalmap.gov.au/ | Australian Renewable Energy Mapping Infrastructure |  |  | 149.74555555555557 | 168.8372222222222 | 146.26083333333332 | 167.865 | 170.18166666666667 | 188.28666666666666 |  | Australia Clean Energy Regulator |  |  |  |  | 175.24 | NO-ESTIMATION | SOLAR-V1-NO-AGE | SOLAR-V1-NO-AGE | SOLAR-V1-NO-AGE | SOLAR-V1-NO-AGE | 29.86% | [6 empty] | 74
AUS | Australia | Yaloak South Wind Farm |  | AUS0000519 | 131 | -37.7281 | 144.2408 | Wind |  |  |  |  | Pacific Hydro | Australian Renewable Energy Mapping Infrastructure | https://www.nationalmap.gov.au/ | Australian Renewable Energy Mapping Infrastructure | [7 empty] | 73.95916666666666 |  | Australia Clean Energy Regulator |  |  |  |  | 342.65 | NO-ESTIMATION | SOLAR-V1-NO-AGE | SOLAR-V1-NO-AGE | SOLAR-V1-NO-AGE | SOLAR-V1-NO-AGE | 29.86% | [6 empty] | 58
AUS | Australia | Moorabool South Wind Farm |  | AUS0000603 | 131 | -37.7402 | 144.1622 | Wind |  |  |  |  | Goldwind Australia | Australian Renewable Energy Mapping Infrastructure | https://www.nationalmap.gov.au/ | Australian Renewable Energy Mapping Infrastructure | [14 empty] | 342.65 | NO-ESTIMATION | NO-ESTIMATION | NO-ESTIMATION | NO-ESTIMATION | CAPACITY-FACTOR-V1 | 29.86% | [6 empty] | 113.4
AUS | Australia | Lake Bonney Stage 3 Wind Farm |  | AUS0000484 | 39 | -37.7505 | 140.3930 | Wind |  |  |  |  | Infigen Energy Pty Ltd | Australian Renewable Energy Mapping Infrastructure | https://www.nationalmap.gov.au/ | Australian Renewable Energy Mapping Infrastructure | [14 empty] | 102.01 | NO-ESTIMATION | SOLAR-V1-NO-AGE | SOLAR-V1-NO-AGE | SOLAR-V1-NO-AGE | SOLAR-V1-NO-AGE | 29.86% | [6 empty] | 30.1
AUS | Australia | Canunda Wind Farm |  | AUS0000064 | 46 | -37.7603 | 140.4033 | Wind |  |  |  |  | International Power - GDF Suez Australia | Australian Renewable Energy Mapping Infrastructure | https://www.nationalmap.gov.au/ | Australian Renewable Energy Mapping Infrastructure | 1059723 |  | 119.89972222222222 | 130.99277777777777 | 123.68722222222222 | 118.44888888888889 | 117.98805555555556 | 130.44027777777777 |  | Australia Clean Energy Regulator |  |  |  |  | 120.32 | NO-ESTIMATION | NO-ESTIMATION | NO-ESTIMATION | NO-ESTIMATION | CAPACITY-FACTOR-V1 | 29.86% | [6 empty] | 54
AUS | Australia | Lake Bonney Stage 1 Wind Farm |  | AUS0000483 | 80.5 | -37.7815 | 140.4058 | Wind |  |  |  |  | Infigen Energy Pty Ltd | Australian Renewable Energy Mapping Infrastructure | https://www.nationalmap.gov.au/ | Australian Renewable Energy Mapping Infrastructure | [14 empty] | 210.56 | NO-ESTIMATION | SOLAR-V1-NO-AGE | SOLAR-V1-NO-AGE | SOLAR-V1-NO-AGE | SOLAR-V1-NO-AGE | 29.86% | [6 empty] | 98.9
AUS | Australia | Lake Bonney Stage 2 Wind Farm |  | AUS0000062 | 159 | -37.8149 | 140.4195 | Wind |  |  |  |  | Infigen Energy Pty Ltd | Australian Renewable Energy Mapping Infrastructure | https://www.nationalmap.gov.au/ | Australian Renewable Energy Mapping Infrastructure | 1056888 |  | 673.5808333333333 | 728.1808333333333 | 688.3136111111111 | 665.0408333333334 | 666.7163888888889 | 717.6397222222222 |  | Australia Clean Energy Regulator |  |  |  |  | 415.88 | NO-ESTIMATION | NO-ESTIMATION | NO-ESTIMATION | NO-ESTIMATION | CAPACITY-FACTOR-V1 | 29.86% | [6 empty] | 255.6
AUS | Australia | Mortons Lane Wind Farm |  | AUS0000492 | 20 | -37.8413 | 142.4653 | Wind |  |  |  |  | China Guangdong Nuclear Wind Energy Company | Australian Renewable Energy Mapping Infrastructure | https://www.nationalmap.gov.au/ | Australian Renewable Energy Mapping Infrastructure |  |  | 33.20027777777778 | 68.94027777777778 | 62.304722222222225 | 61.166666666666664 | 60.945277777777775 | 64.5575 |  | Australia Clean Energy Regulator |  |  |  |  | 52.31 | NO-ESTIMATION | NO-ESTIMATION | NO-ESTIMATION | NO-ESTIMATION | CAPACITY-FACTOR-V1 | 29.86% | [6 empty] | 160
AUS | Australia | Mt Gellibrand Wind Farm |  | AUS0000494 | 189 | -38.2587 | 143.8019 | Wind |  |  |  |  | Acciona Energy | Australian Renewable Energy Mapping Infrastructure | https://www.nationalmap.gov.au/ | Australian Renewable Energy Mapping Infrastructure | [7 empty] | 27.058333333333334 |  | Australia Clean Energy Regulator |  |  |  |  | 494.35 | NO-ESTIMATION | NO-ESTIMATION | NO-ESTIMATION | NO-ESTIMATION | CAPACITY-FACTOR-V1 | 29.86% | [6 empty] | 58.8
AUS | Australia | Yambuk Wind Farm |  | AUS0000020 | 30 | -38.3079 | 142.0151 | Wind |  |  |  |  | Energy Pacific (Victoria) Pty Ltd | Australian Renewable Energy Mapping Infrastructure | https://www.nationalmap.gov.au/ | Australian Renewable Energy Mapping Infrastructure | 1060724 |  | 90.2925 | 93.52083333333333 | 90.24083333333333 | 85.81194444444445 | 86.7125 | 90.71138888888889 |  | Australia Clean Energy Regulator |  |  |  |  | 78.46 | NO-ESTIMATION | NO-ESTIMATION | NO-ESTIMATION | NO-ESTIMATION | CAPACITY-FACTOR-V1 | 29.86% | [6 empty] | 50.4
AUS | Australia | Cape Bridgewater Wind Farm |  | AUS0000007 | 58 | -38.3577 | 141.3850 | Wind |  |  |  |  | Pacific Hydro Pty Ltd | Australian Renewable Energy Mapping Infrastructure | https://www.nationalmap.gov.au/ | Australian Renewable Energy Mapping Infrastructure | 1078632 | [13 empty] | 151.7 | NO-ESTIMATION | NO-ESTIMATION | NO-ESTIMATION | NO-ESTIMATION | CAPACITY-FACTOR-V1 | 29.86% | [6 empty] | 149.6
AUS | Australia | Cape Nelson North Wind Farm |  | AUS0000112 | 22 | -38.3676 | 141.5430 | Wind |  |  |  |  | Pacific Hydro Pty Ltd | Australian Renewable Energy Mapping Infrastructure | https://www.nationalmap.gov.au/ | Australian Renewable Energy Mapping Infrastructure | [14 empty] | 57.54 | NO-ESTIMATION | NO-ESTIMATION | NO-ESTIMATION | NO-ESTIMATION | CAPACITY-FACTOR-V1 | 29.86% | [6 empty] | 288
AUS | Australia | Cape Sir William Grant Wind Farm |  | AUS0000110 | 54 | -38.3976 | 141.6209 | Wind |  |  |  |  | Pacific Hydro Pty Ltd | Australian Renewable Energy Mapping Infrastructure | https://www.nationalmap.gov.au/ | Australian Renewable Energy Mapping Infrastructure | [14 empty] | 141.24 | NO-ESTIMATION | NO-ESTIMATION | NO-ESTIMATION | NO-ESTIMATION | CAPACITY-FACTOR-V1 | 29.86% | [6 empty] | 208.3
AUS | Australia | Cape Nelson South Wind Farm |  | AUS0000111 | 44 | -38.4120 | 141.5430 | Wind |  |  |  |  | Pacific Hydro Pty Ltd | Australian Renewable Energy Mapping Infrastructure | https://www.nationalmap.gov.au/ | Australian Renewable Energy Mapping Infrastructure | 1055739 | [13 empty] | 115.08 | NO-ESTIMATION | SOLAR-V1-NO-AGE | SOLAR-V1-NO-AGE | SOLAR-V1-NO-AGE | SOLAR-V1-NO-AGE | 29.86% | [6 empty] | 197.4
AUS | Australia | Wonthaggi Wind Farm |  | AUS0000001 | 12 | -38.6037 | 145.5462 | Wind |  |  |  |  | Origin Energy | Australian Renewable Energy Mapping Infrastructure | https://www.nationalmap.gov.au/ | Australian Renewable Energy Mapping Infrastructure | 1061232 |  |  | 30.488611111111112 | 28.36861111111111 |  | 3.0327777777777776 | 28.973333333333333 |  | Australia Clean Energy Regulator |  |  |  |  | 31.38 | NO-ESTIMATION | SOLAR-V1-NO-AGE | SOLAR-V1-NO-AGE | SOLAR-V1-NO-AGE | SOLAR-V1-NO-AGE | 29.85% | [6 empty] | 39.1
AUS | Australia | Toora Wind Farm |  | AUS0000069 | 21 | -38.6451 | 146.3441 | Wind |  |  |  |  | RATCH-Australia | Australian Renewable Energy Mapping Infrastructure | https://www.nationalmap.gov.au/ | Australian Renewable Energy Mapping Infrastructure | 1010536 |  | 52.76916666666666 | 63.594166666666666 | 51.66722222222222 | 51.826388888888886 | 49.51444444444444 | 49.27027777777778 |  | Australia Clean Energy Regulator |  |  |  |  | 54.92 | NO-ESTIMATION | SOLAR-V1-NO-AGE | SOLAR-V1-NO-AGE | SOLAR-V1-NO-AGE | SOLAR-V1-NO-AGE | 29.85% | [6 empty] | 51.75
AUS | Australia | Bluff Point (Woolnorth) Wind Farm |  | AUS0000009 | 65 | -40.7207 | 144.6869 | Wind |  |  |  |  | Hydro-Electric Corporation (Tasmania) | Australian Renewable Energy Mapping Infrastructure | https://www.nationalmap.gov.au/ | Australian Renewable Energy Mapping Infrastructure |  |  | 250.4438888888889 | 276.2263888888889 | 242.43472222222223 | 234.79861111111111 | 230.33194444444445 | 249.36555555555555 |  | Australia Clean Energy Regulator |  |  |  |  | 170.01 | NO-ESTIMATION | SOLAR-V1-NO-AGE | SOLAR-V1-NO-AGE | SOLAR-V1-NO-AGE | SOLAR-V1-NO-AGE | 29.86% | [6 empty] | 180.6
AUS | Australia | Studland Bay (Woolnorth) Wind Farm |  | AUS0000010 | 75 | -40.7788 | 144.7362 | Wind |  |  |  |  | Hydro-Electric Corporation (Tasmania) | Australian Renewable Energy Mapping Infrastructure | https://www.nationalmap.gov.au/ | Australian Renewable Energy Mapping Infrastructure |  |  | 266.59527777777777 | 288.8222222222222 | 280.075 | 271.26416666666665 | 266.40472222222223 | 288.4002777777778 |  | Australia Clean Energy Regulator |  |  |  |  | 196.17 | NO-ESTIMATION | NO-ESTIMATION | NO-ESTIMATION | NO-ESTIMATION | CAPACITY-FACTOR-V1 | 29.86% | [6 empty] | 150.4
AUS | Australia | Musselroe |  | AUS0000420 | 168 | -40.7798 | 148.0097 | Wind |  |  |  |  | Hydro Tasmania Wind Operations Pty Ltd | Australian Renewable Energy Mapping Infrastructure | https://www.nationalmap.gov.au/ | Australian Renewable Energy Mapping Infrastructure | 1057778 | [13 empty] | 439.43 | HYDRO-V1 | HYDRO-V1 | HYDRO-V1 | HYDRO-V1 | HYDRO-V1 | 29.86% | [6 empty] | 84
AUS | Australia | Macarthur Wind Farm |  | AUS0000417 | 420 | -38.0648 | 142.1844 | Wind |  |  |  |  | AGL Energy Pty Ltd | Australian Renewable Energy Mapping Infrastructure | https://www.nationalmap.gov.au/ | Australian Renewable Energy Mapping Infrastructure | 1067793 |  | 577.6252777777778 | 1066.2675 | 997.1522222222222 | 1006.7011111111111 | 894.0766666666667 | 1047.4972222222223 |  | Australia Clean Energy Regulator |  |  |  |  | 1098.57 | NO-ESTIMATION | NO-ESTIMATION | NO-ESTIMATION | NO-ESTIMATION | CAPACITY-FACTOR-V1 | 29.86% | 55 | 2.2801 | 0.019974 | EUROPE | 3.8989 | 0.034154
AUS | Australia | Codrington Wind Farm |  | AUS0000015 | 18.2 | -38.2835 | 141.9547 | Wind |  |  |  |  | Energy Pacific (Victoria) Pty Ltd | Australian Renewable Energy Mapping Infrastructure | https://www.nationalmap.gov.au/ | Australian Renewable Energy Mapping Infrastructure | 1045053 |  |  | 44.778055555555554 | 44.69833333333333 | 41.11638888888889 | 41.481944444444444 | 43.585277777777776 |  | Australia Clean Energy Regulator |  |  |  |  | 47.6 | NO-ESTIMATION | SOLAR-V1-NO-AGE | SOLAR-V1-NO-AGE | SOLAR-V1-NO-AGE | SOLAR-V1-NO-AGE | 29.86% | 2.4 | 2.2641 | 0.019833 | CIS | 2.1208 | 0.018578
AUS | Australia | Wattle Point Wind Farm |  | AUS0000004 | 90.75 | -35.1104 | 137.7058 | Wind |  |  |  |  | ANZ Energy Infrastructure Trust | Australian Renewable Energy Mapping Infrastructure | https://www.nationalmap.gov.au/ | Australian Renewable Energy Mapping Infrastructure | 1058722 |  | 239.105 | 295.8497222222222 | 260.43833333333333 | 267.5061111111111 | 233.05305555555555 | 271.585 |  | Australia Clean Energy Regulator |  |  |  |  | 237.37 | NO-ESTIMATION | SOLAR-V1-NO-AGE | SOLAR-V1-NO-AGE | SOLAR-V1-NO-AGE | SOLAR-V1-NO-AGE | 29.86% | 17.5 | 1.5484 | 0.013564 | MIDDLE EAST | 2.1208 | 0.018578
AUS | Australia | Mt Mercer Wind Farm |  | AUS0000478 | 131 | -37.8317 | 143.8892 | Wind | [5 empty] | Australian Renewable Energy Mapping Infrastructure | https://www.nationalmap.gov.au/ | Australian Renewable Energy Mapping Infrastructure |  |  |  | 100.355 | 349.81555555555553 | 353.23805555555555 | 362.3386111111111 | 375.87305555555554 |  | Australia Clean Energy Regulator |  |  |  |  | 342.65 | NO-ESTIMATION | NO-ESTIMATION | NO-ESTIMATION | NO-ESTIMATION | CAPACITY-FACTOR-V1 | 29.86% | 26 | 1.5044 | 0.013179 | World | 2.1208 | 0.018578
AUS | Australia | Sapphire Wind Farm |  | AUS0000607 | 270 | -29.6997 | 151.4119 | Wind |  |  |  |  | CWP Renewables | Australian Renewable Energy Mapping Infrastructure | https://www.nationalmap.gov.au/ | Australian Renewable Energy Mapping Infrastructure | [14 empty] | 706.22 | NO-ESTIMATION | SOLAR-V1-NO-AGE | SOLAR-V1-NO-AGE | SOLAR-V1-NO-AGE | SOLAR-V1-NO-AGE | 29.86% | 89.21 | 0.9037 | 0.0079164
AUS | Australia | Snowtown South |  | AUS0000456 | 126 | -33.8302 | 138.1184 | Wind |  |  |  |  | Tilt Renewables | Australian Renewable Energy Mapping Infrastructure | https://www.nationalmap.gov.au/ | Australian Renewable Energy Mapping Infrastructure | 1060113 |  |  | 310.2297222222222 | 842.2086111111112 | 890.0097222222222 | 823.2825 | 928.1761111111111 |  | Australia Clean Energy Regulator |  |  |  |  | 329.57 | NO-ESTIMATION | NO-ESTIMATION | NO-ESTIMATION | NO-ESTIMATION | CAPACITY-FACTOR-V1 | 29.86% | 46.72 | 0.80527 | 0.0070542
AUS | Australia | Capital Hill Wind Farm |  | AUS0000047 | 140 | -35.1660 | 149.5186 | Wind |  |  |  |  | Infigen Energy Pty Ltd | Australian Renewable Energy Mapping Infrastructure | https://www.nationalmap.gov.au/ | Australian Renewable Energy Mapping Infrastructure | 1071422 |  | 354.07916666666665 | 382.00888888888886 | 328.94 | 370.51416666666665 | 354.6427777777778 | 384.11055555555555 |  | Australia Clean Energy Regulator |  |  |  |  | 366.19 | HYDRO-V1 | HYDRO-V1 | HYDRO-V1 | HYDRO-V1 | HYDRO-V1 | 29.86% | 60 | 0.69671 | 0.0061032
AUS | Australia | Cathedral Rocks Wind Farm |  | AUS0000063 | 66 | -34.8509 | 135.5852 | Wind |  |  |  |  | TRUenergy & Acciona Energy | Australian Renewable Energy Mapping Infrastructure | https://www.nationalmap.gov.au/ | Australian Renewable Energy Mapping Infrastructure | 1058286 |  | 177.61388888888888 | 198.77444444444444 | 172.33916666666667 | 171.23 | 153.18777777777777 | 153.04166666666666 |  | Australia Clean Energy Regulator |  |  |  |  | 172.63 | NO-ESTIMATION | NO-ESTIMATION | NO-ESTIMATION | NO-ESTIMATION | CAPACITY-FACTOR-V1 | 29.86% | 29 | 0.67954 | 0.0059528
AUS | Australia | Collgar Wind Farm |  | AUS0000307 | 206 | -31.5432 | 118.4566 | Wind |  |  |  |  | UBS IIT/ REST | Australian Renewable Energy Mapping Infrastructure | https://www.nationalmap.gov.au/ | Australian Renewable Energy Mapping Infrastructure | 1081301 |  | 605.5608333333333 | 696.6516666666666 | 712.8902777777778 | 670.7066666666667 | 696.3058333333333 | 715.4997222222222 |  | Australia Clean Energy Regulator |  |  |  |  | 538.82 | NO-ESTIMATION | NO-ESTIMATION | NO-ESTIMATION | NO-ESTIMATION | CAPACITY-FACTOR-V1 | 29.86% | 180 | 0.34172 | 0.0029934
AUT | Austria | Wind Park Bruck an der Leitha |  | WRI1005268 | 9 | 48.0338 | 16.7264 | Wind |  |  |  | 2000.0 | Verbund | Verbund | http://www.verbund.com/pp/de/region/oesterreich | GEODB | 1049946 | [9 empty] | 17.41 | 17.21 | 16.07 | 16.61 | 13.24 | HYDRO-V1 | HYDRO-V1 | HYDRO-V1 | HYDRO-V1 | HYDRO-V1 | 16.79% | [6 empty] | 286.4
AUT | Austria | Wind Park Hollern II |  | WRI1005270 | 37 | 48.0900 | 16.8440 | Wind |  |  |  | 2014.0 | Verbund | Verbund | http://www.verbund.com/pp/de/region/oesterreich | GEODB | 1066248 | [11 empty] | 104.39 | 111.46 | 107.26 | HYDRO-V1 | HYDRO-V1 | HYDRO-V1 | HYDRO-V1 | HYDRO-V1 | 33.09% | [6 empty] | 845
AUT | Austria | Wind Park Petronell-Carnuntum II |  | WRI1005271 | 21 | 48.0900 | 16.8440 | Wind |  |  |  |  | Verbund | Verbund | http://www.verbund.com/pp/de/region/oesterreich | GEODB | 1066249 | [13 empty] | 47.82 | NO-ESTIMATION | NO-ESTIMATION | NO-ESTIMATION | NO-ESTIMATION | CAPACITY-FACTOR-V1 | 25.99% | [6 empty] | 150
AUT | Austria | Windpark Bruck-GÃ¶ttlesbrunn |  | WRI1005269 | 21 | 48.0950 | 16.8900 | Wind |  |  |  | 2015.0 | Verbund | Verbund | http://www.verbund.com/pp/de/region/oesterreich | GEODB | [13 empty] | 63.37 | 70.84 | NO-ESTIMATION | NO-ESTIMATION | NO-ESTIMATION | NO-ESTIMATION | CAPACITY-FACTOR-V1 | 38.51% | [6 empty] | 148.5
BEL | Belgium | Froidchapelle Wind |  | WRI1002229 | 25 | 50.2233 | 4.3200 | Wind | [5 empty] | ELIA Belgian Grid Operator | http://publications.elia.be/upload/ProductionParkOverview.html?TS=20120416193815 | GEODB | [14 empty] | 58.01 | NO-ESTIMATION | NO-ESTIMATION | NO-ESTIMATION | NO-ESTIMATION | CAPACITY-FACTOR-V1 | 26.49% | [6 empty] | 78.2
BEL | Belgium | Windvision Estinnes WIND |  | WRI1002281 | 80 | 50.4116 | 4.0804 | Wind | [5 empty] | ELIA Belgian Grid Operator | http://publications.elia.be/upload/ProductionParkOverview.html?TS=20120416193815 | GEODB | 1074259 | [13 empty] | 185.64 | NO-ESTIMATION | NO-ESTIMATION | NO-ESTIMATION | NO-ESTIMATION | CAPACITY-FACTOR-V1 | 26.49% | [6 empty] | 50
BEL | Belgium | SCHELLE WIND |  | WRI1002270 | 4.5 | 51.1265 | 4.3226 | Wind | [5 empty] | ELIA Belgian Grid Operator | http://publications.elia.be/upload/ProductionParkOverview.html?TS=20120416193815 | GEODB | [14 empty] | 10.44 | NO-ESTIMATION | NO-ESTIMATION | NO-ESTIMATION | NO-ESTIMATION | CAPACITY-FACTOR-V1 | 26.48% | [6 empty] | 36.8
BEL | Belgium | RODENHUIZE WIND |  | WRI1002266 | 4.5 | 51.1357 | 3.7878 | Wind | [5 empty] | ELIA Belgian Grid Operator | http://publications.elia.be/upload/ProductionParkOverview.html?TS=20120416193815 | GEODB | 1053252 | [13 empty] | 10.44 | NO-ESTIMATION | NO-ESTIMATION | NO-ESTIMATION | NO-ESTIMATION | CAPACITY-FACTOR-V1 | 26.48% | [6 empty] | 53
BEL | Belgium | Aspiravi Wuustwezel |  | WRI1002209 | 22.1 | 51.2488 | 3.2166 | Wind | [5 empty] | ELIA Belgian Grid Operator | http://publications.elia.be/upload/ProductionParkOverview.html?TS=20120416193815 | GEODB | [14 empty] | 51.28 | HYDRO-V1 | HYDRO-V1 | HYDRO-V1 | HYDRO-V1 | HYDRO-V1 | 26.49% | [6 empty] | 102.5
BEL | Belgium | HERDERSBRUG WIND |  | WRI1002235 | 3 | 51.2622 | 3.2132 | Wind | [5 empty] | ELIA Belgian Grid Operator | http://publications.elia.be/upload/ProductionParkOverview.html?TS=20120416193815 | GEODB | [14 empty] | 6.96 | NO-ESTIMATION | NO-ESTIMATION | NO-ESTIMATION | NO-ESTIMATION | CAPACITY-FACTOR-V1 | 26.48% | [6 empty] | 102.5
BEL | Belgium | WM Park Powerport Zeebrugge |  | WRI1002282 | 12 | 51.3290 | 3.1819 | Wind | [5 empty] | ELIA Belgian Grid Operator | http://publications.elia.be/upload/ProductionParkOverview.html?TS=20120416193815 | CARMA | [14 empty] | 27.84 | HYDRO-V1 | HYDRO-V1 | HYDRO-V1 | HYDRO-V1 | HYDRO-V1 | 26.48% | [6 empty] | 150
BEL | Belgium | ZEEBRUGGE WIND |  | WRI1002287 | 12 | 51.3596 | 3.2219 | Wind | [5 empty] | ELIA Belgian Grid Operator | http://publications.elia.be/upload/ProductionParkOverview.html?TS=20120416193815 | GEODB | [14 empty] | 27.84 | NO-ESTIMATION | NO-ESTIMATION | NO-ESTIMATION | NO-ESTIMATION | CAPACITY-FACTOR-V1 | 26.48% | [6 empty] | 150
BGR | Bulgaria | SVETI NIKOLA |  | WRI1008062 | 156 | 43.4229 | 28.3760 | Wind | [5 empty] | ENTSOE | https://transparency.entsoe.eu/generation/r2/installedCapacityPerProductionUnit/show | WRI | 1068536 | [13 empty] | 335.96 | HYDRO-V1 | HYDRO-V1 | HYDRO-V1 | HYDRO-V1 | HYDRO-V1 | 24.58% | [6 empty] | 108
BRA | Brazil | Bons Ventos |  | BRA0028887 | 50 | -4.4472 | -37.7596 | Wind |  |  |  | 2010 |  | AgÃªncia Nacional de Energia ElÃ©trica (Brazil) | http://www2.aneel.gov.br/aplicacoes/capacidadebrasil/capacidadebrasil.cfm | AgÃªncia Nacional de Energia ElÃ©trica (Brazil) | 1070857 | 2017 | [8 empty] | 192.85 | 183.75 | 178.50 | 165.22 | 171.33 | HYDRO-V1 | HYDRO-V1 | HYDRO-V1 | HYDRO-V1 | HYDRO-V1 | 39.12% | [6 empty] | 97.8
BRA | Brazil | Ventos de Campo Formoso II |  | BRA0031010 | 30 | -10.5196 | -40.6114 | Wind |  |  |  | 2015 |  | AgÃªncia Nacional de Energia ElÃ©trica (Brazil) | http://www2.aneel.gov.br/aplicacoes/capacidadebrasil/capacidadebrasil.cfm | AgÃªncia Nacional de Energia ElÃ©trica (Brazil) | 1093759 | 2017 | [11 empty] | 118.75 | 118.26 | HYDRO-V1 | HYDRO-V1 | HYDRO-V1 | HYDRO-V1 | HYDRO-V1 | 45% | [6 empty] | 155.5
BRA | Brazil | Ventos do SertÃ£o |  | BRA0030946 | 30 | -10.5567 | -40.5687 | Wind |  |  |  | 2016 |  | AgÃªncia Nacional de Energia ElÃ©trica (Brazil) | http://www2.aneel.gov.br/aplicacoes/capacidadebrasil/capacidadebrasil.cfm | AgÃªncia Nacional de Energia ElÃ©trica (Brazil) |  | 2017 | [12 empty] | 124.93 | NO-ESTIMATION | NO-ESTIMATION | NO-ESTIMATION | NO-ESTIMATION | CAPACITY-FACTOR-V1 | 47.54% | [6 empty] | 52.8
BRA | Brazil | Ventos de Morrinhos |  | BRA0030945 | 30 | -10.5696 | -40.6286 | Wind |  |  |  | 2015 |  | AgÃªncia Nacional de Energia ElÃ©trica (Brazil) | http://www2.aneel.gov.br/aplicacoes/capacidadebrasil/capacidadebrasil.cfm | AgÃªncia Nacional de Energia ElÃ©trica (Brazil) | 1086238 | 2017 | [11 empty] | 121.08 | 121.84 | NO-ESTIMATION | NO-ESTIMATION | NO-ESTIMATION | NO-ESTIMATION | CAPACITY-FACTOR-V1 | 46.36% | [6 empty] | 396
BRA | Brazil | Ventos da Andorinha |  | BRA0030944 | 30 | -10.5833 | -40.6374 | Wind |  |  |  | 2015 |  | AgÃªncia Nacional de Energia ElÃ©trica (Brazil) | http://www2.aneel.gov.br/aplicacoes/capacidadebrasil/capacidadebrasil.cfm | AgÃªncia Nacional de Energia ElÃ©trica (Brazil) |  | 2017 | [11 empty] | 121.08 | 121.84 | NO-ESTIMATION | NO-ESTIMATION | NO-ESTIMATION | NO-ESTIMATION | CAPACITY-FACTOR-V1 | 46.36% | [6 empty] | 449.7
BRA | Brazil | Ventos de GuarÃ¡s I |  | BRA0031563 | 30 | -10.6060 | -40.6544 | Wind |  |  |  | 2016 |  | AgÃªncia Nacional de Energia ElÃ©trica (Brazil) | http://www2.aneel.gov.br/aplicacoes/capacidadebrasil/capacidadebrasil.cfm | AgÃªncia Nacional de Energia ElÃ©trica (Brazil) | 1101544 | 2017 | [12 empty] | 124.93 | HYDRO-V1 | HYDRO-V1 | HYDRO-V1 | HYDRO-V1 | HYDRO-V1 | 47.54% | [6 empty] | 99
BRA | Brazil | Ventos de Campo Formoso I |  | BRA0030943 | 30 | -10.6277 | -40.6855 | Wind |  |  |  | 2016 |  | AgÃªncia Nacional de Energia ElÃ©trica (Brazil) | http://www2.aneel.gov.br/aplicacoes/capacidadebrasil/capacidadebrasil.cfm | AgÃªncia Nacional de Energia ElÃ©trica (Brazil) | 1093759 | 2017 | [12 empty] | 119.45 | HYDRO-V1 | HYDRO-V1 | HYDRO-V1 | HYDRO-V1 | HYDRO-V1 | 45.45% | [6 empty] | 322
BRA | Brazil | Barra dos Coqueiros |  | BRA0030296 | 34.5 | -10.8100 | -36.9293 | Wind |  |  |  | 2012 |  | AgÃªncia Nacional de Energia ElÃ©trica (Brazil) | http://www2.aneel.gov.br/aplicacoes/capacidadebrasil/capacidadebrasil.cfm | AgÃªncia Nacional de Energia ElÃ©trica (Brazil) | 1088998 | 2017 | [8 empty] | 129.56 | 120.32 | 107.50 | 114.17 | 108.97 | NO-ESTIMATION | NO-ESTIMATION | NO-ESTIMATION | NO-ESTIMATION | CAPACITY-FACTOR-V1 | 36.06% | [6 empty] | 135
BRA | Brazil | AssuruÃ¡ II |  | BRA0031343 | 30 | -11.1573 | -42.6791 | Wind |  |  |  | 2016 |  | AgÃªncia Nacional de Energia ElÃ©trica (Brazil) | http://www2.aneel.gov.br/aplicacoes/capacidadebrasil/capacidadebrasil.cfm | AgÃªncia Nacional de Energia ElÃ©trica (Brazil) |  | 2017 | [12 empty] | 121.34 | NO-ESTIMATION | NO-ESTIMATION | NO-ESTIMATION | NO-ESTIMATION | CAPACITY-FACTOR-V1 | 46.17% | [6 empty] | 212
BRA | Brazil | AssuruÃ¡ VII |  | BRA0031356 | 18 | -11.1674 | -42.7000 | Wind |  |  |  | 2016 |  | AgÃªncia Nacional de Energia ElÃ©trica (Brazil) | http://www2.aneel.gov.br/aplicacoes/capacidadebrasil/capacidadebrasil.cfm | AgÃªncia Nacional de Energia ElÃ©trica (Brazil) |  | 2017 | [12 empty] | 72.03 | NO-ESTIMATION | NO-ESTIMATION | NO-ESTIMATION | NO-ESTIMATION | CAPACITY-FACTOR-V1 | 45.68% | [6 empty] | 30
BRA | Brazil | AssuruÃ¡ V |  | BRA0031341 | 20 | -11.1967 | -42.6949 | Wind |  |  |  | 2016 |  | AgÃªncia Nacional de Energia ElÃ©trica (Brazil) | http://www2.aneel.gov.br/aplicacoes/capacidadebrasil/capacidadebrasil.cfm | AgÃªncia Nacional de Energia ElÃ©trica (Brazil) |  | 2017 | [12 empty] | 80.03 | NO-ESTIMATION | NO-ESTIMATION | NO-ESTIMATION | NO-ESTIMATION | CAPACITY-FACTOR-V1 | 45.68% | [6 empty] | 119
BRA | Brazil | Dois Riachos |  | BRA0031121 | 30 | -11.8225 | -41.4591 | Wind |  |  |  | 2015 |  | AgÃªncia Nacional de Energia ElÃ©trica (Brazil) | http://www2.aneel.gov.br/aplicacoes/capacidadebrasil/capacidadebrasil.cfm | AgÃªncia Nacional de Energia ElÃ©trica (Brazil) | 1101358 | 2017 | [11 empty] | 116.40 | 111.69 | HYDRO-V1 | HYDRO-V1 | HYDRO-V1 | HYDRO-V1 | HYDRO-V1 | 42.5% | [6 empty] | 200
BRA | Brazil | Damascena |  | BRA0031338 | 30 | -11.8567 | -41.4742 | Wind |  |  |  | 2016 |  | AgÃªncia Nacional de Energia ElÃ©trica (Brazil) | http://www2.aneel.gov.br/aplicacoes/capacidadebrasil/capacidadebrasil.cfm | AgÃªncia Nacional de Energia ElÃ©trica (Brazil) | 1098336 | 2017 | [12 empty] | 113.73 | NO-ESTIMATION | NO-ESTIMATION | NO-ESTIMATION | NO-ESTIMATION | CAPACITY-FACTOR-V1 | 43.28% | [6 empty] | 40
BRA | Brazil | Seabra |  | BRA0030306 | 30.06 | -12.2787 | -42.3626 | Wind |  |  |  | 2012 |  | AgÃªncia Nacional de Energia ElÃ©trica (Brazil) | http://www2.aneel.gov.br/aplicacoes/capacidadebrasil/capacidadebrasil.cfm | AgÃªncia Nacional de Energia ElÃ©trica (Brazil) | 1106786 | 2017 | [8 empty] | 97.93 | 88.39 | 91.14 | 95.99 | 101.27 | NO-ESTIMATION | NO-ESTIMATION | NO-ESTIMATION | NO-ESTIMATION | CAPACITY-FACTOR-V1 | 38.46% | [6 empty] | 99
BRA | Brazil | Novo Horizonte |  | BRA0030305 | 30.06 | -12.3127 | -42.3510 | Wind |  |  |  | 2012 |  | AgÃªncia Nacional de Energia ElÃ©trica (Brazil) | http://www2.aneel.gov.br/aplicacoes/capacidadebrasil/capacidadebrasil.cfm | AgÃªncia Nacional de Energia ElÃ©trica (Brazil) | 1106787 | 2017 | [8 empty] | 97.93 | 88.39 | 91.14 | 95.99 | 101.27 | NO-ESTIMATION | NO-ESTIMATION | NO-ESTIMATION | NO-ESTIMATION | CAPACITY-FACTOR-V1 | 38.46% | [6 empty] | 135
BRA | Brazil | MacaÃºbas |  | BRA0030283 | 35.07 | -12.3512 | -42.3385 | Wind |  |  |  | 2012 |  | AgÃªncia Nacional de Energia ElÃ©trica (Brazil) | http://www2.aneel.gov.br/aplicacoes/capacidadebrasil/capacidadebrasil.cfm | AgÃªncia Nacional de Energia ElÃ©trica (Brazil) |  | 2017 | [8 empty] | 114.26 | 103.13 | 103.53 | 111.99 | 118.15 | NO-ESTIMATION | NO-ESTIMATION | NO-ESTIMATION | NO-ESTIMATION | CAPACITY-FACTOR-V1 | 38.46% | [6 empty] | 95.9
BRA | Brazil | IgaporÃ£ |  | BRA0030321 | 30.4 | -13.8606 | -42.6573 | Wind |  |  |  | 2014 |  | AgÃªncia Nacional de Energia ElÃ©trica (Brazil) | http://www2.aneel.gov.br/aplicacoes/capacidadebrasil/capacidadebrasil.cfm | AgÃªncia Nacional de Energia ElÃ©trica (Brazil) | 1084756 | 2017 | [10 empty] | 102.60 | 115.02 | 107.25 | HYDRO-V1 | HYDRO-V1 | HYDRO-V1 | HYDRO-V1 | HYDRO-V1 | 40.27% | [6 empty] | 735.5
BRA | Brazil | Porto Seguro |  | BRA0030323 | 6.4 | -13.8629 | -42.6727 | Wind |  |  |  | 2014 |  | AgÃªncia Nacional de Energia ElÃ©trica (Brazil) | http://www2.aneel.gov.br/aplicacoes/capacidadebrasil/capacidadebrasil.cfm | AgÃªncia Nacional de Energia ElÃ©trica (Brazil) | 1084762 | 2017 | [10 empty] | 21.14 | 22.46 | 18.35 | HYDRO-V1 | HYDRO-V1 | HYDRO-V1 | HYDRO-V1 | HYDRO-V1 | 32.73% | [6 empty] | 156.6
BRA | Brazil | IlhÃ©us |  | BRA0030315 | 11.2 | -13.8823 | -42.6630 | Wind |  |  |  | 2014 |  | AgÃªncia Nacional de Energia ElÃ©trica (Brazil) | http://www2.aneel.gov.br/aplicacoes/capacidadebrasil/capacidadebrasil.cfm | AgÃªncia Nacional de Energia ElÃ©trica (Brazil) |  | 2017 | [10 empty] | 35.57 | 42.75 | 37.85 | NO-ESTIMATION | NO-ESTIMATION | NO-ESTIMATION | NO-ESTIMATION | CAPACITY-FACTOR-V1 | 38.58% | [6 empty] | 162
BRA | Brazil | Nossa Senhora da ConceiÃ§Ã£o |  | BRA0030318 | 28.8 | -13.8957 | -42.6769 | Wind |  |  |  | 2014 |  | AgÃªncia Nacional de Energia ElÃ©trica (Brazil) | http://www2.aneel.gov.br/aplicacoes/capacidadebrasil/capacidadebrasil.cfm | AgÃªncia Nacional de Energia ElÃ©trica (Brazil) |  | 2017 | [10 empty] | 97.20 | 108.96 | 101.6 | NO-ESTIMATION | NO-ESTIMATION | NO-ESTIMATION | NO-ESTIMATION | CAPACITY-FACTOR-V1 | 40.27% | [6 empty] | 66
BRA | Brazil | Emiliana |  | BRA0030807 | 28.2 | -13.9100 | -42.6242 | Wind |  |  |  | 2014 |  | AgÃªncia Nacional de Energia ElÃ©trica (Brazil) | http://www2.aneel.gov.br/aplicacoes/capacidadebrasil/capacidadebrasil.cfm | AgÃªncia Nacional de Energia ElÃ©trica (Brazil) | 1098340 | 2017 | [10 empty] | 95.17 | 110.50 | 99.49 | NO-ESTIMATION | NO-ESTIMATION | NO-ESTIMATION | NO-ESTIMATION | CAPACITY-FACTOR-V1 | 40.27% | [6 empty] | 143
BRA | Brazil | Joana |  | BRA0030801 | 28.2 | -13.9180 | -42.6204 | Wind |  |  |  | 2014 |  | AgÃªncia Nacional de Energia ElÃ©trica (Brazil) | http://www2.aneel.gov.br/aplicacoes/capacidadebrasil/capacidadebrasil.cfm | AgÃªncia Nacional de Energia ElÃ©trica (Brazil) | 1098339 | 2017 | [10 empty] | 95.17 | 110.50 | 99.49 | NO-ESTIMATION | NO-ESTIMATION | NO-ESTIMATION | NO-ESTIMATION | CAPACITY-FACTOR-V1 | 40.27% | [6 empty] | 199
BRA | Brazil | Da Prata |  | BRA0030490 | 21.84 | -13.9643 | -42.6389 | Wind |  |  |  | 2014 |  | AgÃªncia Nacional de Energia ElÃ©trica (Brazil) | http://www2.aneel.gov.br/aplicacoes/capacidadebrasil/capacidadebrasil.cfm | AgÃªncia Nacional de Energia ElÃ©trica (Brazil) | 1084768 | 2017 | [10 empty] | 74.07 | 87.38 | 80.6 | NO-ESTIMATION | NO-ESTIMATION | NO-ESTIMATION | NO-ESTIMATION | CAPACITY-FACTOR-V1 | 42.13% | [6 empty] | 100.5
BRA | Brazil | Planaltina |  | BRA0030322 | 27.2 | -13.9879 | -42.6389 | Wind |  |  |  | 2014 |  | AgÃªncia Nacional de Energia ElÃ©trica (Brazil) | http://www2.aneel.gov.br/aplicacoes/capacidadebrasil/capacidadebrasil.cfm | AgÃªncia Nacional de Energia ElÃ©trica (Brazil) | 1084761 | 2017 | [10 empty] | 91.80 | 106.58 | 95.96 | HYDRO-V1 | HYDRO-V1 | HYDRO-V1 | HYDRO-V1 | HYDRO-V1 | 40.27% | [6 empty] | 100.5
BRA | Brazil | PajeÃº do Vento |  | BRA0030319 | 25.6 | -14.0147 | -42.6339 | Wind |  |  |  | 2014 |  | AgÃªncia Nacional de Energia ElÃ©trica (Brazil) | http://www2.aneel.gov.br/aplicacoes/capacidadebrasil/capacidadebrasil.cfm | AgÃªncia Nacional de Energia ElÃ©trica (Brazil) |  | 2017 | [10 empty] | 86.40 | 100.31 | 90.31 | HYDRO-V1 | HYDRO-V1 | HYDRO-V1 | HYDRO-V1 | HYDRO-V1 | 40.27% | [6 empty] | 342.7
BRA | Brazil | PilÃµes |  | BRA0030776 | 30.24 | -14.0292 | -42.6161 | Wind |  |  |  | 2015 |  | AgÃªncia Nacional de Energia ElÃ©trica (Brazil) | http://www2.aneel.gov.br/aplicacoes/capacidadebrasil/capacidadebrasil.cfm | AgÃªncia Nacional de Energia ElÃ©trica (Brazil) |  | 2017 | [11 empty] | 120.98 | 119.2 | NO-ESTIMATION | NO-ESTIMATION | NO-ESTIMATION | NO-ESTIMATION | CAPACITY-FACTOR-V1 | 45% | [6 empty] | 161
BRA | Brazil | MorrÃ£o |  | BRA0030506 | 30.24 | -14.0885 | -42.6827 | Wind |  |  |  | 2014 |  | AgÃªncia Nacional de Energia ElÃ©trica (Brazil) | http://www2.aneel.gov.br/aplicacoes/capacidadebrasil/capacidadebrasil.cfm | AgÃªncia Nacional de Energia ElÃ©trica (Brazil) |  | 2017 | [10 empty] | 102.06 | 118.50 | 106.69 | NO-ESTIMATION | NO-ESTIMATION | NO-ESTIMATION | NO-ESTIMATION | CAPACITY-FACTOR-V1 | 40.28% | [6 empty] | 75
BRA | Brazil | Tanque |  | BRA0030544 | 30 | -14.1026 | -42.6107 | Wind |  |  |  | 2014 |  | AgÃªncia Nacional de Energia ElÃ©trica (Brazil) | http://www2.aneel.gov.br/aplicacoes/capacidadebrasil/capacidadebrasil.cfm | AgÃªncia Nacional de Energia ElÃ©trica (Brazil) | 1084771 | 2017 | [10 empty] | 101.25 | 117.56 | 104.97 | NO-ESTIMATION | NO-ESTIMATION | NO-ESTIMATION | NO-ESTIMATION | CAPACITY-FACTOR-V1 | 39.94% | [6 empty] | 120
BRA | Brazil | CaetitÃ© C |  | BRA0031523 | 8.5 | -14.1082 | -42.4746 | Wind |  |  |  | 2015 |  | AgÃªncia Nacional de Energia ElÃ©trica (Brazil) | http://www2.aneel.gov.br/aplicacoes/capacidadebrasil/capacidadebrasil.cfm | AgÃªncia Nacional de Energia ElÃ©trica (Brazil) |  | 2017 | [11 empty] | 31.87 | 30.82 | NO-ESTIMATION | NO-ESTIMATION | NO-ESTIMATION | NO-ESTIMATION | CAPACITY-FACTOR-V1 | 41.39% | [6 empty] | 76.2
BRA | Brazil | Serra do EspinhaÃ§o |  | BRA0030802 | 18.48 | -14.1140 | -42.5528 | Wind |  |  |  | 2016 |  | AgÃªncia Nacional de Energia ElÃ©trica (Brazil) | http://www2.aneel.gov.br/aplicacoes/capacidadebrasil/capacidadebrasil.cfm | AgÃªncia Nacional de Energia ElÃ©trica (Brazil) |  | 2017 | [12 empty] | 73.95 | NO-ESTIMATION | NO-ESTIMATION | NO-ESTIMATION | NO-ESTIMATION | CAPACITY-FACTOR-V1 | 45.68% | [6 empty] | 112
BRA | Brazil | CaetitÃ© B |  | BRA0031342 | 22.1 | -14.1146 | -42.4749 | Wind |  |  |  | 2015 |  | AgÃªncia Nacional de Energia ElÃ©trica (Brazil) | http://www2.aneel.gov.br/aplicacoes/capacidadebrasil/capacidadebrasil.cfm | AgÃªncia Nacional de Energia ElÃ©trica (Brazil) | 1107743 | 2017 | [11 empty] | 90.24 | 88.93 | NO-ESTIMATION | NO-ESTIMATION | NO-ESTIMATION | NO-ESTIMATION | CAPACITY-FACTOR-V1 | 45.94% | [6 empty] | 400
BRA | Brazil | Ventos do Nordeste |  | BRA0030476 | 23.52 | -14.1195 | -42.6141 | Wind |  |  |  | 2014 |  | AgÃªncia Nacional de Energia ElÃ©trica (Brazil) | http://www2.aneel.gov.br/aplicacoes/capacidadebrasil/capacidadebrasil.cfm | AgÃªncia Nacional de Energia ElÃ©trica (Brazil) |  | 2017 | [10 empty] | 79.38 | 92.16 | 82.98 | NO-ESTIMATION | NO-ESTIMATION | NO-ESTIMATION | NO-ESTIMATION | CAPACITY-FACTOR-V1 | 40.27% | [6 empty] | 81
BRA | Brazil | CaetitÃ© |  | BRA0030792 | 30.24 | -14.1272 | -42.5471 | Wind |  |  |  | 2016 |  | AgÃªncia Nacional de Energia ElÃ©trica (Brazil) | http://www2.aneel.gov.br/aplicacoes/capacidadebrasil/capacidadebrasil.cfm | AgÃªncia Nacional de Energia ElÃ©trica (Brazil) | 1094294 | 2017 | [12 empty] | 122.31 | NO-ESTIMATION | NO-ESTIMATION | NO-ESTIMATION | NO-ESTIMATION | CAPACITY-FACTOR-V1 | 46.17% | [6 empty] | 100.5
BRA | Brazil | Dos AraÃ§Ã¡s |  | BRA0030495 | 31.86 | -14.1296 | -42.5597 | Wind |  |  |  | 2014 |  | AgÃªncia Nacional de Energia ElÃ©trica (Brazil) | http://www2.aneel.gov.br/aplicacoes/capacidadebrasil/capacidadebrasil.cfm | AgÃªncia Nacional de Energia ElÃ©trica (Brazil) |  | 2017 | [10 empty] | 107.52 | 124.84 | 111.48 | NO-ESTIMATION | NO-ESTIMATION | NO-ESTIMATION | NO-ESTIMATION | CAPACITY-FACTOR-V1 | 39.94% | [6 empty] | 75
BRA | Brazil | Maron |  | BRA0030768 | 30.24 | -14.1337 | -42.6024 | Wind |  |  |  | 2015 |  | AgÃªncia Nacional de Energia ElÃ©trica (Brazil) | http://www2.aneel.gov.br/aplicacoes/capacidadebrasil/capacidadebrasil.cfm | AgÃªncia Nacional de Energia ElÃ©trica (Brazil) | 1102938 | 2017 | [11 empty] | 120.98 | 119.2 | NO-ESTIMATION | NO-ESTIMATION | NO-ESTIMATION | NO-ESTIMATION | CAPACITY-FACTOR-V1 | 45% | [6 empty] | 500
BRA | Brazil | CaetitÃ© A |  | BRA0031344 | 23.8 | -14.1415 | -42.4783 | Wind |  |  |  | 2015 |  | AgÃªncia Nacional de Energia ElÃ©trica (Brazil) | http://www2.aneel.gov.br/aplicacoes/capacidadebrasil/capacidadebrasil.cfm | AgÃªncia Nacional de Energia ElÃ©trica (Brazil) |  | 2017 | [11 empty] | 95.21 | 93.82 | NO-ESTIMATION | NO-ESTIMATION | NO-ESTIMATION | NO-ESTIMATION | CAPACITY-FACTOR-V1 | 45% | [6 empty] | 56.7
BRA | Brazil | SeraÃ­ma |  | BRA0030546 | 30.24 | -14.1473 | -42.7119 | Wind |  |  |  | 2014 |  | AgÃªncia Nacional de Energia ElÃ©trica (Brazil) | http://www2.aneel.gov.br/aplicacoes/capacidadebrasil/capacidadebrasil.cfm | AgÃªncia Nacional de Energia ElÃ©trica (Brazil) |  | 2017 | [10 empty] | 102.06 | 118.50 | 106.69 | NO-ESTIMATION | NO-ESTIMATION | NO-ESTIMATION | NO-ESTIMATION | CAPACITY-FACTOR-V1 | 40.28% | [6 empty] | 781.5
BRA | Brazil | Dourados |  | BRA0030778 | 28.56 | -14.1523 | -42.6816 | Wind |  |  |  | 2015 |  | AgÃªncia Nacional de Energia ElÃ©trica (Brazil) | http://www2.aneel.gov.br/aplicacoes/capacidadebrasil/capacidadebrasil.cfm | AgÃªncia Nacional de Energia ElÃ©trica (Brazil) | 1012680 | 2017 | [11 empty] | 114.26 | 113.4 | NO-ESTIMATION | NO-ESTIMATION | NO-ESTIMATION | NO-ESTIMATION | CAPACITY-FACTOR-V1 | 45.33% | [6 empty] | 49.5
BRA | Brazil | Serra do Salto |  | BRA0030314 | 19.2 | -14.1555 | -42.6382 | Wind |  |  |  | 2014 |  | AgÃªncia Nacional de Energia ElÃ©trica (Brazil) | http://www2.aneel.gov.br/aplicacoes/capacidadebrasil/capacidadebrasil.cfm | AgÃªncia Nacional de Energia ElÃ©trica (Brazil) | 1084764 | 2017 | [10 empty] | 64.75 | 74.75 | 66.35 | NO-ESTIMATION | NO-ESTIMATION | NO-ESTIMATION | NO-ESTIMATION | CAPACITY-FACTOR-V1 | 39.45% | [6 empty] | 150
BRA | Brazil | CaetitÃ© 1 |  | BRA0030976 | 30 | -14.1632 | -42.4845 | Wind |  |  |  | 2014 |  | AgÃªncia Nacional de Energia ElÃ©trica (Brazil) | http://www2.aneel.gov.br/aplicacoes/capacidadebrasil/capacidadebrasil.cfm | AgÃªncia Nacional de Energia ElÃ©trica (Brazil) |  | 2017 | [10 empty] | 101.25 | 117.56 | 104.97 | HYDRO-V1 | HYDRO-V1 | HYDRO-V1 | HYDRO-V1 | HYDRO-V1 | 39.94% | [6 empty] | 81
BRA | Brazil | Rio Verde |  | BRA0030341 | 30.4 | -14.1640 | -42.6006 | Wind |  |  |  | 2014 |  | AgÃªncia Nacional de Energia ElÃ©trica (Brazil) | http://www2.aneel.gov.br/aplicacoes/capacidadebrasil/capacidadebrasil.cfm | AgÃªncia Nacional de Energia ElÃ©trica (Brazil) | 1084763 | 2017 | [10 empty] | 102.60 | 119.12 | 107.25 | NO-ESTIMATION | NO-ESTIMATION | NO-ESTIMATION | NO-ESTIMATION | CAPACITY-FACTOR-V1 | 40.27% | [6 empty] | 44.6
BRA | Brazil | Ametista |  | BRA0030779 | 28.56 | -14.1720 | -42.7002 | Wind |  |  |  | 2015 |  | AgÃªncia Nacional de Energia ElÃ©trica (Brazil) | http://www2.aneel.gov.br/aplicacoes/capacidadebrasil/capacidadebrasil.cfm | AgÃªncia Nacional de Energia ElÃ©trica (Brazil) | 1102944 | 2017 | [11 empty] | 114.26 | 113.4 | SOLAR-V1-NO-AGE | SOLAR-V1-NO-AGE | SOLAR-V1-NO-AGE | SOLAR-V1-NO-AGE | SOLAR-V1-NO-AGE | 45.33% | [6 empty] | 240
BRA | Brazil | LicÃ­nio de Almeida |  | BRA0030317 | 24 | -14.1769 | -42.6541 | Wind |  |  |  | 2014 |  | AgÃªncia Nacional de Energia ElÃ©trica (Brazil) | http://www2.aneel.gov.br/aplicacoes/capacidadebrasil/capacidadebrasil.cfm | AgÃªncia Nacional de Energia ElÃ©trica (Brazil) |  | 2017 | [10 empty] | 81.00 | 94.04 | 84.67 | HYDRO-V1 | HYDRO-V1 | HYDRO-V1 | HYDRO-V1 | HYDRO-V1 | 40.27% | [6 empty] | 203.5
BRA | Brazil | Candiba |  | BRA0030316 | 9.6 | -14.1831 | -42.6227 | Wind |  |  |  | 2014 |  | AgÃªncia Nacional de Energia ElÃ©trica (Brazil) | http://www2.aneel.gov.br/aplicacoes/capacidadebrasil/capacidadebrasil.cfm | AgÃªncia Nacional de Energia ElÃ©trica (Brazil) | 1084753 | 2017 | [10 empty] | 32.10 | 38.08 | 33.4 | NO-ESTIMATION | NO-ESTIMATION | NO-ESTIMATION | NO-ESTIMATION | CAPACITY-FACTOR-V1 | 39.72% | [6 empty] | 200
BRA | Brazil | CaetitÃ© 2 |  | BRA0030437 | 30 | -14.1850 | -42.5030 | Wind |  |  |  | 2014 |  | AgÃªncia Nacional de Energia ElÃ©trica (Brazil) | http://www2.aneel.gov.br/aplicacoes/capacidadebrasil/capacidadebrasil.cfm | AgÃªncia Nacional de Energia ElÃ©trica (Brazil) |  | 2017 | [10 empty] | 101.25 | 117.56 | 104.97 | NO-ESTIMATION | NO-ESTIMATION | NO-ESTIMATION | NO-ESTIMATION | CAPACITY-FACTOR-V1 | 39.94% | [6 empty] | 200
BRA | Brazil | Guanambi |  | BRA0030328 | 20.8 | -14.2017 | -42.6183 | Wind |  |  |  | 2014 |  | AgÃªncia Nacional de Energia ElÃ©trica (Brazil) | http://www2.aneel.gov.br/aplicacoes/capacidadebrasil/capacidadebrasil.cfm | AgÃªncia Nacional de Energia ElÃ©trica (Brazil) | 1084754 | 2017 | [10 empty] | 70.54 | 83.22 | 76.76 | NO-ESTIMATION | NO-ESTIMATION | NO-ESTIMATION | NO-ESTIMATION | CAPACITY-FACTOR-V1 | 42.13% | [6 empty] | 201.3
BRA | Brazil | PindaÃ­ |  | BRA0030324 | 24 | -14.2021 | -42.6589 | Wind |  |  |  | 2014 |  | AgÃªncia Nacional de Energia ElÃ©trica (Brazil) | http://www2.aneel.gov.br/aplicacoes/capacidadebrasil/capacidadebrasil.cfm | AgÃªncia Nacional de Energia ElÃ©trica (Brazil) |  | 2017 | [10 empty] | 81.00 | 94.04 | 84.67 | NO-ESTIMATION | NO-ESTIMATION | NO-ESTIMATION | NO-ESTIMATION | CAPACITY-FACTOR-V1 | 40.27% | [6 empty] | 103
BRA | Brazil | GuirapÃ¡ |  | BRA0030342 | 28.8 | -14.2189 | -42.6414 | Wind |  |  |  | 2014 |  | AgÃªncia Nacional de Energia ElÃ©trica (Brazil) | http://www2.aneel.gov.br/aplicacoes/capacidadebrasil/capacidadebrasil.cfm | AgÃªncia Nacional de Energia ElÃ©trica (Brazil) | 1111966 | 2017 | [10 empty] | 97.20 | 112.85 | 101.6 | NO-ESTIMATION | NO-ESTIMATION | NO-ESTIMATION | NO-ESTIMATION | CAPACITY-FACTOR-V1 | 40.27% | [6 empty] | 600
BRA | Brazil | CaetitÃ© 3 |  | BRA0030448 | 30 | -14.2194 | -42.5070 | Wind |  |  |  | 2014 |  | AgÃªncia Nacional de Energia ElÃ©trica (Brazil) | http://www2.aneel.gov.br/aplicacoes/capacidadebrasil/capacidadebrasil.cfm | AgÃªncia Nacional de Energia ElÃ©trica (Brazil) |  | 2017 | [10 empty] | 101.25 | 117.56 | 104.97 | NO-ESTIMATION | NO-ESTIMATION | NO-ESTIMATION | NO-ESTIMATION | CAPACITY-FACTOR-V1 | 39.94% | [6 empty] | 200.6
BRA | Brazil | CorrupiÃ£o |  | BRA0030752 | 27.75 | -14.2927 | -42.5853 | Wind |  |  |  | 2016 |  | AgÃªncia Nacional de Energia ElÃ©trica (Brazil) | http://www2.aneel.gov.br/aplicacoes/capacidadebrasil/capacidadebrasil.cfm | AgÃªncia Nacional de Energia ElÃ©trica (Brazil) |  | 2017 | [12 empty] | 112.24 | NO-ESTIMATION | NO-ESTIMATION | NO-ESTIMATION | NO-ESTIMATION | CAPACITY-FACTOR-V1 | 46.17% | [6 empty] | 99
BRA | Brazil | Teiu |  | BRA0030731 | 16.65 | -14.3381 | -42.5911 | Wind |  |  |  | 2016 |  | AgÃªncia Nacional de Energia ElÃ©trica (Brazil) | http://www2.aneel.gov.br/aplicacoes/capacidadebrasil/capacidadebrasil.cfm | AgÃªncia Nacional de Energia ElÃ©trica (Brazil) | 1111961 | 2017 | [12 empty] | 66.63 | NO-ESTIMATION | NO-ESTIMATION | NO-ESTIMATION | NO-ESTIMATION | CAPACITY-FACTOR-V1 | 45.68% | [6 empty] | 11.9
BRA | Brazil | Angical |  | BRA0030732 | 12.95 | -14.3461 | -42.6137 | Wind |  |  |  | 2016 |  | AgÃªncia Nacional de Energia ElÃ©trica (Brazil) | http://www2.aneel.gov.br/aplicacoes/capacidadebrasil/capacidadebrasil.cfm | AgÃªncia Nacional de Energia ElÃ©trica (Brazil) | 1111967 | 2017 | [12 empty] | 51.82 | NO-ESTIMATION | NO-ESTIMATION | NO-ESTIMATION | NO-ESTIMATION | CAPACITY-FACTOR-V1 | 45.68% | [6 empty] | 200
BRA | Brazil | TamanduÃ¡ Mirim |  | BRA0030753 | 29.6 | -14.3776 | -42.6094 | Wind |  |  |  | 2016 |  | AgÃªncia Nacional de Energia ElÃ©trica (Brazil) | http://www2.aneel.gov.br/aplicacoes/capacidadebrasil/capacidadebrasil.cfm | AgÃªncia Nacional de Energia ElÃ©trica (Brazil) | 1111964 | 2017 | [12 empty] | 119.72 | NO-ESTIMATION | NO-ESTIMATION | NO-ESTIMATION | NO-ESTIMATION | CAPACITY-FACTOR-V1 | 46.17% | [6 empty] | 200
BRA | Brazil | Inhambu |  | BRA0030751 | 31.45 | -14.3912 | -42.5939 | Wind |  |  |  | 2016 |  | AgÃªncia Nacional de Energia ElÃ©trica (Brazil) | http://www2.aneel.gov.br/aplicacoes/capacidadebrasil/capacidadebrasil.cfm | AgÃªncia Nacional de Energia ElÃ©trica (Brazil) | 1111963 | 2017 | [12 empty] | 127.2 | NO-ESTIMATION | NO-ESTIMATION | NO-ESTIMATION | NO-ESTIMATION | CAPACITY-FACTOR-V1 | 46.17% | [6 empty] | 100.8
BRA | Brazil | Coqueirinho |  | BRA0030738 | 29.6 | -14.4199 | -42.6287 | Wind |  |  |  | 2016 |  | AgÃªncia Nacional de Energia ElÃ©trica (Brazil) | http://www2.aneel.gov.br/aplicacoes/capacidadebrasil/capacidadebrasil.cfm | AgÃªncia Nacional de Energia ElÃ©trica (Brazil) | 1106812 | 2017 | [12 empty] | 119.72 | NO-ESTIMATION | NO-ESTIMATION | NO-ESTIMATION | NO-ESTIMATION | CAPACITY-FACTOR-V1 | 46.17% | [6 empty] | 200
BRA | Brazil | Caititu |  | BRA0030739 | 22.2 | -14.4528 | -42.6410 | Wind |  |  |  | 2016 |  | AgÃªncia Nacional de Energia ElÃ©trica (Brazil) | http://www2.aneel.gov.br/aplicacoes/capacidadebrasil/capacidadebrasil.cfm | AgÃªncia Nacional de Energia ElÃ©trica (Brazil) | 1111962 | 2017 | [12 empty] | 91.62 | NO-ESTIMATION | NO-ESTIMATION | NO-ESTIMATION | NO-ESTIMATION | CAPACITY-FACTOR-V1 | 47.11% | [6 empty] | 443.9
BRA | Brazil | EspigÃ£o |  | BRA0030803 | 10.08 | -14.4770 | -42.5853 | Wind |  |  |  | 2016 |  | AgÃªncia Nacional de Energia ElÃ©trica (Brazil) | http://www2.aneel.gov.br/aplicacoes/capacidadebrasil/capacidadebrasil.cfm | AgÃªncia Nacional de Energia ElÃ©trica (Brazil) |  | 2017 | [12 empty] | 40.34 | NO-ESTIMATION | NO-ESTIMATION | NO-ESTIMATION | NO-ESTIMATION | CAPACITY-FACTOR-V1 | 45.68% | [6 empty] | 100
BRA | Brazil | Borgo |  | BRA0030837 | 20.16 | -14.5084 | -42.5867 | Wind |  |  |  | 2016 |  | AgÃªncia Nacional de Energia ElÃ©trica (Brazil) | http://www2.aneel.gov.br/aplicacoes/capacidadebrasil/capacidadebrasil.cfm | AgÃªncia Nacional de Energia ElÃ©trica (Brazil) | 1102943 | 2017 | [12 empty] | 80.67 | NO-ESTIMATION | NO-ESTIMATION | NO-ESTIMATION | NO-ESTIMATION | CAPACITY-FACTOR-V1 | 45.68% | [6 empty] | 138
BRA | Brazil | Pelourinho |  | BRA0030793 | 21.84 | -14.5292 | -42.5867 | Wind |  |  |  | 2016 |  | AgÃªncia Nacional de Energia ElÃ©trica (Brazil) | http://www2.aneel.gov.br/aplicacoes/capacidadebrasil/capacidadebrasil.cfm | AgÃªncia Nacional de Energia ElÃ©trica (Brazil) | 1102947 | 2017 | [12 empty] | 91.88 | NO-ESTIMATION | NO-ESTIMATION | NO-ESTIMATION | NO-ESTIMATION | CAPACITY-FACTOR-V1 | 48.02% | [6 empty] | 73.8
BRA | Brazil | Testa Branca I |  | BRA0031666 | 22 | -2.8010 | -41.7917 | Wind |  |  |  | 2016 |  | AgÃªncia Nacional de Energia ElÃ©trica (Brazil) | http://www2.aneel.gov.br/aplicacoes/capacidadebrasil/capacidadebrasil.cfm | AgÃªncia Nacional de Energia ElÃ©trica (Brazil) |  | 2017 | [12 empty] | 87.67 | NO-ESTIMATION | NO-ESTIMATION | NO-ESTIMATION | NO-ESTIMATION | CAPACITY-FACTOR-V1 | 45.49%
BRA | Brazil | Praia do Morgado |  | BRA0028440 | 28.8 | -2.8151 | -40.2349 | Wind |  |  |  | 2010 |  | AgÃªncia Nacional de Energia ElÃ©trica (Brazil) | http://www2.aneel.gov.br/aplicacoes/capacidadebrasil/capacidadebrasil.cfm | AgÃªncia Nacional de Energia ElÃ©trica (Brazil) | 1063845 | 2017 | [8 empty] | 107.56 | 101.98 | 99.45 | 85.07 | 91.62 | NO-ESTIMATION | NO-ESTIMATION | NO-ESTIMATION | NO-ESTIMATION | CAPACITY-FACTOR-V1 | 36.32%
BRA | Brazil | Porto das Barcas |  | BRA0030827 | 20 | -2.8207 | -41.7418 | Wind |  |  |  | 2014 |  | AgÃªncia Nacional de Energia ElÃ©trica (Brazil) | http://www2.aneel.gov.br/aplicacoes/capacidadebrasil/capacidadebrasil.cfm | AgÃªncia Nacional de Energia ElÃ©trica (Brazil) | 1103463 | 2017 | [10 empty] | 79.64 | 73.79 | 66.65 | NO-ESTIMATION | NO-ESTIMATION | NO-ESTIMATION | NO-ESTIMATION | CAPACITY-FACTOR-V1 | 38.04%
BRA | Brazil | Testa Branca III |  | BRA0033479 | 22 | -2.8222 | -41.8039 | Wind |  |  |  | 2016 |  | AgÃªncia Nacional de Energia ElÃ©trica (Brazil) | http://www2.aneel.gov.br/aplicacoes/capacidadebrasil/capacidadebrasil.cfm | AgÃªncia Nacional de Energia ElÃ©trica (Brazil) |  | 2017 | [12 empty] | 90.06 | NO-ESTIMATION | NO-ESTIMATION | NO-ESTIMATION | NO-ESTIMATION | CAPACITY-FACTOR-V1 | 46.73%
BRA | Brazil | Pedra do Sal |  | BRA0028731 | 18 | -2.8262 | -41.7071 | Wind |  |  |  | 2008 |  | AgÃªncia Nacional de Energia ElÃ©trica (Brazil) | http://www2.aneel.gov.br/aplicacoes/capacidadebrasil/capacidadebrasil.cfm | AgÃªncia Nacional de Energia ElÃ©trica (Brazil) | 1058037 | 2017 | [8 empty] | 56.65 | 44.63 | 51.28 | 51.25 | 53.41 | NO-ESTIMATION | NO-ESTIMATION | NO-ESTIMATION | NO-ESTIMATION | CAPACITY-FACTOR-V1 | 33.87%
BRA | Brazil | Delta do ParnaÃ­ba |  | BRA0030838 | 30 | -2.8318 | -41.7136 | Wind |  |  |  | 2014 |  | AgÃªncia Nacional de Energia ElÃ©trica (Brazil) | http://www2.aneel.gov.br/aplicacoes/capacidadebrasil/capacidadebrasil.cfm | AgÃªncia Nacional de Energia ElÃ©trica (Brazil) | 1102300 | 2017 | [10 empty] | 120.34 | 111.65 | 102.83 | NO-ESTIMATION | NO-ESTIMATION | NO-ESTIMATION | NO-ESTIMATION | CAPACITY-FACTOR-V1 | 39.13%
BRA | Brazil | Porto Salgado |  | BRA0030830 | 20 | -2.8398 | -41.7270 | Wind |  |  |  | 2014 |  | AgÃªncia Nacional de Energia ElÃ©trica (Brazil) | http://www2.aneel.gov.br/aplicacoes/capacidadebrasil/capacidadebrasil.cfm | AgÃªncia Nacional de Energia ElÃ©trica (Brazil) |  | 2017 | [10 empty] | 79.64 | 73.79 | 67.36 | NO-ESTIMATION | NO-ESTIMATION | NO-ESTIMATION | NO-ESTIMATION | CAPACITY-FACTOR-V1 | 38.45%
BRA | Brazil | Porto do Delta |  | BRA0030639 | 30.8 | -2.8463 | -41.6907 | Wind |  |  |  | 2016 |  | AgÃªncia Nacional de Energia ElÃ©trica (Brazil) | http://www2.aneel.gov.br/aplicacoes/capacidadebrasil/capacidadebrasil.cfm | AgÃªncia Nacional de Energia ElÃ©trica (Brazil) | 1087672 | 2017 | [12 empty] | 121.08 | NO-ESTIMATION | NO-ESTIMATION | NO-ESTIMATION | NO-ESTIMATION | CAPACITY-FACTOR-V1 | 44.88%
BRA | Brazil | Volta do Rio |  | BRA0028441 | 42 | -2.8513 | -39.9659 | Wind |  |  |  | 2010 |  | AgÃªncia Nacional de Energia ElÃ©trica (Brazil) | http://www2.aneel.gov.br/aplicacoes/capacidadebrasil/capacidadebrasil.cfm | AgÃªncia Nacional de Energia ElÃ©trica (Brazil) | 1076490 | 2017 | [8 empty] | 162.84 | 151.96 | 143.99 | 127.73 | 136.14 | NO-ESTIMATION | NO-ESTIMATION | NO-ESTIMATION | NO-ESTIMATION | CAPACITY-FACTOR-V1 | 37%
BRA | Brazil | Buriti |  | BRA0030279 | 30 | -2.8853 | -39.9839 | Wind |  |  |  | 2014 |  | AgÃªncia Nacional de Energia ElÃ©trica (Brazil) | http://www2.aneel.gov.br/aplicacoes/capacidadebrasil/capacidadebrasil.cfm | AgÃªncia Nacional de Energia ElÃ©trica (Brazil) |  | 2017 | [10 empty] | 123.08 | 110.31 | 100.53 | NO-ESTIMATION | NO-ESTIMATION | NO-ESTIMATION | NO-ESTIMATION | CAPACITY-FACTOR-V1 | 38.25%
BRA | Brazil | Coqueiros |  | BRA0030282 | 27 | -2.8855 | -39.9721 | Wind |  |  |  | 2014 |  | AgÃªncia Nacional de Energia ElÃ©trica (Brazil) | http://www2.aneel.gov.br/aplicacoes/capacidadebrasil/capacidadebrasil.cfm | AgÃªncia Nacional de Energia ElÃ©trica (Brazil) | 1097644 | 2017 | [10 empty] | 106.41 | 99.28 | 88.03 | NO-ESTIMATION | NO-ESTIMATION | NO-ESTIMATION | NO-ESTIMATION | CAPACITY-FACTOR-V1 | 37.22%
BRA | Brazil | Praia Formosa |  | BRA0028631 | 105 | -2.9051 | -41.0392 | Wind |  |  |  | 2009 |  | AgÃªncia Nacional de Energia ElÃ©trica (Brazil) | http://www2.aneel.gov.br/aplicacoes/capacidadebrasil/capacidadebrasil.cfm | AgÃªncia Nacional de Energia ElÃ©trica (Brazil) | 1078145 | 2017 | [8 empty] | 386.87 | 321.68 | 367.08 | 353.04 | 343.18 | NO-ESTIMATION | NO-ESTIMATION | NO-ESTIMATION | NO-ESTIMATION | CAPACITY-FACTOR-V1 | 37.31%
BRA | Brazil | Cajucoco |  | BRA0030294 | 30 | -2.9159 | -39.9544 | Wind |  |  |  | 2014 |  | AgÃªncia Nacional de Energia ElÃ©trica (Brazil) | http://www2.aneel.gov.br/aplicacoes/capacidadebrasil/capacidadebrasil.cfm | AgÃªncia Nacional de Energia ElÃ©trica (Brazil) | 1097647 | 2017 | [10 empty] | 123.08 | 112.14 | 95.27 | NO-ESTIMATION | NO-ESTIMATION | NO-ESTIMATION | NO-ESTIMATION | CAPACITY-FACTOR-V1 | 36.25%
BRA | Brazil | Itarema II |  | BRA0031483 | 27 | -2.9211 | -39.8617 | Wind |  |  |  | 2016 |  | AgÃªncia Nacional de Energia ElÃ©trica (Brazil) | http://www2.aneel.gov.br/aplicacoes/capacidadebrasil/capacidadebrasil.cfm | AgÃªncia Nacional de Energia ElÃ©trica (Brazil) |  | 2017 | [12 empty] | 105.42 | NO-ESTIMATION | NO-ESTIMATION | NO-ESTIMATION | NO-ESTIMATION | CAPACITY-FACTOR-V1 | 44.57%
BRA | Brazil | Itarema I |  | BRA0031485 | 27 | -2.9225 | -39.8407 | Wind |  |  |  | 2016 |  | AgÃªncia Nacional de Energia ElÃ©trica (Brazil) | http://www2.aneel.gov.br/aplicacoes/capacidadebrasil/capacidadebrasil.cfm | AgÃªncia Nacional de Energia ElÃ©trica (Brazil) |  | 2017 | [12 empty] | 105.42 | NO-ESTIMATION | NO-ESTIMATION | NO-ESTIMATION | NO-ESTIMATION | CAPACITY-FACTOR-V1 | 44.57%
BRA | Brazil | Itarema III |  | BRA0031484 | 15 | -2.9476 | -39.8369 | Wind |  |  |  | 2016 |  | AgÃªncia Nacional de Energia ElÃ©trica (Brazil) | http://www2.aneel.gov.br/aplicacoes/capacidadebrasil/capacidadebrasil.cfm | AgÃªncia Nacional de Energia ElÃ©trica (Brazil) |  | 2017 | [12 empty] | 58.3 | NO-ESTIMATION | NO-ESTIMATION | NO-ESTIMATION | NO-ESTIMATION | CAPACITY-FACTOR-V1 | 44.37%
BRA | Brazil | Itarema IX |  | BRA0031814 | 30 | -2.9481 | -39.9012 | Wind |  |  |  | 2016 |  | AgÃªncia Nacional de Energia ElÃ©trica (Brazil) | http://www2.aneel.gov.br/aplicacoes/capacidadebrasil/capacidadebrasil.cfm | AgÃªncia Nacional de Energia ElÃ©trica (Brazil) |  | 2017 | [12 empty] | 113.09 | NO-ESTIMATION | NO-ESTIMATION | NO-ESTIMATION | NO-ESTIMATION | CAPACITY-FACTOR-V1 | 43.03%
BRA | Brazil | Itarema V |  | BRA0031482 | 21 | -2.9665 | -39.8795 | Wind |  |  |  | 2016 |  | AgÃªncia Nacional de Energia ElÃ©trica (Brazil) | http://www2.aneel.gov.br/aplicacoes/capacidadebrasil/capacidadebrasil.cfm | AgÃªncia Nacional de Energia ElÃ©trica (Brazil) |  | 2017 | [12 empty] | 82.28 | NO-ESTIMATION | NO-ESTIMATION | NO-ESTIMATION | NO-ESTIMATION | CAPACITY-FACTOR-V1 | 44.73%
BRA | Brazil | GargaÃº |  | BRA0028730 | 28.05 | -21.5657 | -41.0731 | Wind |  |  |  | 2010 |  | AgÃªncia Nacional de Energia ElÃ©trica (Brazil) | http://www2.aneel.gov.br/aplicacoes/capacidadebrasil/capacidadebrasil.cfm | AgÃªncia Nacional de Energia ElÃ©trica (Brazil) | 1058038 | 2017 | [8 empty] | 83.11 | 76.41 | 80.65 | 94.56 | 90.51 | NO-ESTIMATION | NO-ESTIMATION | NO-ESTIMATION | NO-ESTIMATION | CAPACITY-FACTOR-V1 | 36.83%
BRA | Brazil | EÃ³lio - ElÃ©trica de Palmas |  | BRA0027908 | 2.5 | -26.5781 | -51.7004 | Wind |  |  |  | 1999 |  | AgÃªncia Nacional de Energia ElÃ©trica (Brazil) | http://www2.aneel.gov.br/aplicacoes/capacidadebrasil/capacidadebrasil.cfm | AgÃªncia Nacional de Energia ElÃ©trica (Brazil) |  | 2017 | [8 empty] | 2.73 | 2.25 | 2.52 | 1.14 | 1.14 | NO-ESTIMATION | NO-ESTIMATION | NO-ESTIMATION | NO-ESTIMATION | CAPACITY-FACTOR-V1
BRA | Brazil | EÃ³lica Ãgua Doce |  | BRA0028793 | 9 | -26.5839 | -51.6876 | Wind |  |  |  | 2006 |  | AgÃªncia Nacional de Energia ElÃ©trica (Brazil) | http://www2.aneel.gov.br/aplicacoes/capacidadebrasil/capacidadebrasil.cfm | AgÃªncia Nacional de Energia ElÃ©trica (Brazil) |  | 2017 | [8 empty] | 15.92 | 12.31 | 17.13 | 18.88 | 23.79 | NO-ESTIMATION | NO-ESTIMATION | NO-ESTIMATION | NO-ESTIMATION | CAPACITY-FACTOR-V1 | 30.18%
BRA | Brazil | AquibatÃ£ |  | BRA0029052 | 30 | -26.5848 | -51.7532 | Wind |  |  |  | 2011 |  | AgÃªncia Nacional de Energia ElÃ©trica (Brazil) | http://www2.aneel.gov.br/aplicacoes/capacidadebrasil/capacidadebrasil.cfm | AgÃªncia Nacional de Energia ElÃ©trica (Brazil) | 1059910 | 2017 | [8 empty] | 58.82 | 46.30 | 50.02 | 59.52 | 65.51 | NO-ESTIMATION | NO-ESTIMATION | NO-ESTIMATION | NO-ESTIMATION | CAPACITY-FACTOR-V1 | 24.93%
BRA | Brazil | Salto |  | BRA0029056 | 30 | -26.5886 | -51.8138 | Wind |  |  |  | 2011 |  | AgÃªncia Nacional de Energia ElÃ©trica (Brazil) | http://www2.aneel.gov.br/aplicacoes/capacidadebrasil/capacidadebrasil.cfm | AgÃªncia Nacional de Energia ElÃ©trica (Brazil) |  | 2017 | [8 empty] | 58.82 | 46.30 | 50.02 | 59.52 | 65.51 | NO-ESTIMATION | NO-ESTIMATION | NO-ESTIMATION | NO-ESTIMATION | CAPACITY-FACTOR-V1 | 24.93%
BRA | Brazil | Cascata |  | BRA0029054 | 6 | -26.5889 | -51.7427 | Wind |  |  |  | 2011 |  | AgÃªncia Nacional de Energia ElÃ©trica (Brazil) | http://www2.aneel.gov.br/aplicacoes/capacidadebrasil/capacidadebrasil.cfm | AgÃªncia Nacional de Energia ElÃ©trica (Brazil) |  | 2017 | [8 empty] | 10.43 | 7.55 | 9.09 | 9.93 | 11.13 | NO-ESTIMATION | NO-ESTIMATION | NO-ESTIMATION | NO-ESTIMATION | CAPACITY-FACTOR-V1 | 21.18%
BRA | Brazil | Cruz Alta |  | BRA0029070 | 30 | -26.5994 | -51.7255 | Wind |  |  |  | 2011 |  | AgÃªncia Nacional de Energia ElÃ©trica (Brazil) | http://www2.aneel.gov.br/aplicacoes/capacidadebrasil/capacidadebrasil.cfm | AgÃªncia Nacional de Energia ElÃ©trica (Brazil) | 1059618 | 2017 | [8 empty] | 58.82 | 46.30 | 50.02 | 59.52 | 65.51 | NO-ESTIMATION | NO-ESTIMATION | NO-ESTIMATION | NO-ESTIMATION | CAPACITY-FACTOR-V1 | 24.93%
BRA | Brazil | Parque EÃ³lico do Horizonte |  | BRA0028674 | 4.8 | -26.6000 | -52.7167 | Wind |  |  |  | 2004 |  | AgÃªncia Nacional de Energia ElÃ©trica (Brazil) | http://www2.aneel.gov.br/aplicacoes/capacidadebrasil/capacidadebrasil.cfm | AgÃªncia Nacional de Energia ElÃ©trica (Brazil) |  | 2017 | [8 empty] | 8.19 | 6.22 | 10.11 | 9.61 | 7.11 | NO-ESTIMATION | NO-ESTIMATION | NO-ESTIMATION | NO-ESTIMATION | CAPACITY-FACTOR-V1 | 16.91%
BRA | Brazil | Campo Belo |  | BRA0029065 | 10.5 | -26.6123 | -51.7401 | Wind |  |  |  | 2011 |  | AgÃªncia Nacional de Energia ElÃ©trica (Brazil) | http://www2.aneel.gov.br/aplicacoes/capacidadebrasil/capacidadebrasil.cfm | AgÃªncia Nacional de Energia ElÃ©trica (Brazil) | 1059619 | 2017 | [8 empty] | 20.55 | 16.73 | 18.47 | 21.96 | 24.05 | NO-ESTIMATION | NO-ESTIMATION | NO-ESTIMATION | NO-ESTIMATION | CAPACITY-FACTOR-V1 | 26.15%
BRA | Brazil | Amparo |  | BRA0029069 | 22.5 | -26.6183 | -51.5646 | Wind |  |  |  | 2011 |  | AgÃªncia Nacional de Energia ElÃ©trica (Brazil) | http://www2.aneel.gov.br/aplicacoes/capacidadebrasil/capacidadebrasil.cfm | AgÃªncia Nacional de Energia ElÃ©trica (Brazil) | 1059617 | 2017 | [8 empty] | 44.11 | 34.72 | 40.03 | 47.17 | 51.65 | NO-ESTIMATION | NO-ESTIMATION | NO-ESTIMATION | NO-ESTIMATION | CAPACITY-FACTOR-V1 | 26.2%
BRA | Brazil | Bom Jardim |  | BRA0029062 | 30 | -28.4403 | -49.5703 | Wind |  |  |  | 2011 |  | AgÃªncia Nacional de Energia ElÃ©trica (Brazil) | http://www2.aneel.gov.br/aplicacoes/capacidadebrasil/capacidadebrasil.cfm | AgÃªncia Nacional de Energia ElÃ©trica (Brazil) |  | 2017 | [8 empty] | 100.18 | 85.63 | 100.82 | 110.46 | 97.99 | NO-ESTIMATION | NO-ESTIMATION | NO-ESTIMATION | NO-ESTIMATION | CAPACITY-FACTOR-V1 | 37.29%
BRA | Brazil | Rio do Ouro |  | BRA0029055 | 30 | -28.4464 | -49.6076 | Wind |  |  |  | 2011 |  | AgÃªncia Nacional de Energia ElÃ©trica (Brazil) | http://www2.aneel.gov.br/aplicacoes/capacidadebrasil/capacidadebrasil.cfm | AgÃªncia Nacional de Energia ElÃ©trica (Brazil) | 1092464 | 2017 | [8 empty] | 99.58 | 85.63 | 100.82 | 109.84 | 97.99 | NO-ESTIMATION | NO-ESTIMATION | NO-ESTIMATION | NO-ESTIMATION | CAPACITY-FACTOR-V1 | 37.29%
BRA | Brazil | Santo AntÃ´nio |  | BRA0029053 | 3 | -28.4551 | -49.5984 | Wind |  |  |  | 2011 |  | AgÃªncia Nacional de Energia ElÃ©trica (Brazil) | http://www2.aneel.gov.br/aplicacoes/capacidadebrasil/capacidadebrasil.cfm | AgÃªncia Nacional de Energia ElÃ©trica (Brazil) |  | 2017 | [8 empty] | 7.40 | 4.67 | 7.81 | 6.76 | 5.52 | NO-ESTIMATION | NO-ESTIMATION | NO-ESTIMATION | NO-ESTIMATION | CAPACITY-FACTOR-V1 | 21%
BRA | Brazil | PÃºlpito |  | BRA0029051 | 30 | -28.4710 | -49.6050 | Wind |  |  |  | 2011 |  | AgÃªncia Nacional de Energia ElÃ©trica (Brazil) | http://www2.aneel.gov.br/aplicacoes/capacidadebrasil/capacidadebrasil.cfm | AgÃªncia Nacional de Energia ElÃ©trica (Brazil) | 1059614 | 2017 | [8 empty] | 100.18 | 85.63 | 100.82 | 110.46 | 97.99 | NO-ESTIMATION | NO-ESTIMATION | NO-ESTIMATION | NO-ESTIMATION | CAPACITY-FACTOR-V1 | 37.29%
BRA | Brazil | Xangri-lÃ¡ |  | BRA0031302 | 27.675 | -29.7767 | -50.0736 | Wind |  |  |  | 2014 |  | AgÃªncia Nacional de Energia ElÃ©trica (Brazil) | http://www2.aneel.gov.br/aplicacoes/capacidadebrasil/capacidadebrasil.cfm | AgÃªncia Nacional de Energia ElÃ©trica (Brazil) | 1058884 | 2017 | [10 empty] | 89.13 | 107.28 | 97.64 | NO-ESTIMATION | NO-ESTIMATION | NO-ESTIMATION | NO-ESTIMATION | CAPACITY-FACTOR-V1 | 40.28%
BRA | Brazil | Sangradouro 2 |  | BRA0030381 | 29.9 | -29.9120 | -50.2823 | Wind |  |  |  | 2012 |  | AgÃªncia Nacional de Energia ElÃ©trica (Brazil) | http://www2.aneel.gov.br/aplicacoes/capacidadebrasil/capacidadebrasil.cfm | AgÃªncia Nacional de Energia ElÃ©trica (Brazil) | 1065727 | 2017 | [8 empty] | 107.20 | 81.43 | 85.43 | 97.30 | 99.59 | NO-ESTIMATION | NO-ESTIMATION | NO-ESTIMATION | NO-ESTIMATION | CAPACITY-FACTOR-V1 | 38.02%
BRA | Brazil | Parque EÃ³lico Sangradouro |  | BRA0028811 | 50 | -29.9324 | -50.2984 | Wind |  |  |  | 2006 |  | AgÃªncia Nacional de Energia ElÃ©trica (Brazil) | http://www2.aneel.gov.br/aplicacoes/capacidadebrasil/capacidadebrasil.cfm | AgÃªncia Nacional de Energia ElÃ©trica (Brazil) |  | 2017 | [8 empty] | 131.70 | 94.03 | 136.60 | 158.56 | 169.52 | NO-ESTIMATION | NO-ESTIMATION | NO-ESTIMATION | NO-ESTIMATION | CAPACITY-FACTOR-V1 | 38.7%
BRA | Brazil | OsÃ³rio 2 |  | BRA0030286 | 27.6 | -29.9445 | -50.2516 | Wind |  |  |  | 2012 |  | AgÃªncia Nacional de Energia ElÃ©trica (Brazil) | http://www2.aneel.gov.br/aplicacoes/capacidadebrasil/capacidadebrasil.cfm | AgÃªncia Nacional de Energia ElÃ©trica (Brazil) |  | 2017 | [8 empty] | 97.79 | 78.77 | 81.47 | 90.47 | 91.93 | NO-ESTIMATION | NO-ESTIMATION | NO-ESTIMATION | NO-ESTIMATION | CAPACITY-FACTOR-V1 | 38.02%
BRA | Brazil | Sangradouro 3 |  | BRA0030330 | 27.6 | -29.9595 | -50.3114 | Wind |  |  |  | 2012 |  | AgÃªncia Nacional de Energia ElÃ©trica (Brazil) | http://www2.aneel.gov.br/aplicacoes/capacidadebrasil/capacidadebrasil.cfm | AgÃªncia Nacional de Energia ElÃ©trica (Brazil) | 1065727 | 2017 | [8 empty] | 98.96 | 78.77 | 78.85 | 89.82 | 91.93 | NO-ESTIMATION | NO-ESTIMATION | NO-ESTIMATION | NO-ESTIMATION | CAPACITY-FACTOR-V1 | 38.02%
BRA | Brazil | Parque EÃ³lico de OsÃ³rio |  | BRA0028810 | 50 | -29.9631 | -50.2826 | Wind |  |  |  | 2006 |  | AgÃªncia Nacional de Energia ElÃ©trica (Brazil) | http://www2.aneel.gov.br/aplicacoes/capacidadebrasil/capacidadebrasil.cfm | AgÃªncia Nacional de Energia ElÃ©trica (Brazil) |  | 2017 | [8 empty] | 131.70 | 100.58 | 136.60 | 159.75 | 169.52 | NO-ESTIMATION | NO-ESTIMATION | NO-ESTIMATION | NO-ESTIMATION | CAPACITY-FACTOR-V1 | 38.7%
BRA | Brazil | OsÃ³rio 3 |  | BRA0030449 | 26 | -29.9815 | -50.2549 | Wind |  |  |  | 2013 |  | AgÃªncia Nacional de Energia ElÃ©trica (Brazil) | http://www2.aneel.gov.br/aplicacoes/capacidadebrasil/capacidadebrasil.cfm | AgÃªncia Nacional de Energia ElÃ©trica (Brazil) |  | 2017 | [9 empty] | 74.06 | 85.94 | 89.86 | 86.36 | NO-ESTIMATION | NO-ESTIMATION | NO-ESTIMATION | NO-ESTIMATION | CAPACITY-FACTOR-V1 | 37.92%
BRA | Brazil | Parque EÃ³lico dos Ãndios 3 |  | BRA0030894 | 23 | -29.9831 | -50.3324 | Wind |  |  |  | 2014 |  | AgÃªncia Nacional de Energia ElÃ©trica (Brazil) | http://www2.aneel.gov.br/aplicacoes/capacidadebrasil/capacidadebrasil.cfm | AgÃªncia Nacional de Energia ElÃ©trica (Brazil) |  | 2017 | [10 empty] | 74.60 | 86.26 | 77.33 | NO-ESTIMATION | NO-ESTIMATION | NO-ESTIMATION | NO-ESTIMATION | CAPACITY-FACTOR-V1 | 38.38%
BRA | Brazil | Parque EÃ³lico dos Ãndios |  | BRA0028864 | 50 | -29.9915 | -50.2880 | Wind |  |  |  | 2006 |  | AgÃªncia Nacional de Energia ElÃ©trica (Brazil) | http://www2.aneel.gov.br/aplicacoes/capacidadebrasil/capacidadebrasil.cfm | AgÃªncia Nacional de Energia ElÃ©trica (Brazil) |  | 2017 | [8 empty] | 129.59 | 100.58 | 142.56 | 159.75 | 169.52 | NO-ESTIMATION | NO-ESTIMATION | NO-ESTIMATION | NO-ESTIMATION | CAPACITY-FACTOR-V1 | 38.7%
BRA | Brazil | EÃ³lica Icaraizinho |  | BRA0028699 | 54.6 | -3.0179 | -39.6741 | Wind |  |  |  | 2009 |  | AgÃªncia Nacional de Energia ElÃ©trica (Brazil) | http://www2.aneel.gov.br/aplicacoes/capacidadebrasil/capacidadebrasil.cfm | AgÃªncia Nacional de Energia ElÃ©trica (Brazil) | 1078144 | 2017 | [8 empty] | 201.53 | 187.53 | 186.94 | 191.31 | 166.28 | NO-ESTIMATION | NO-ESTIMATION | NO-ESTIMATION | NO-ESTIMATION | CAPACITY-FACTOR-V1 | 34.77%
BRA | Brazil | IcaraÃ­ |  | BRA0030289 | 16.8 | -3.0274 | -39.6209 | Wind |  |  |  | 2013 |  | AgÃªncia Nacional de Energia ElÃ©trica (Brazil) | http://www2.aneel.gov.br/aplicacoes/capacidadebrasil/capacidadebrasil.cfm | AgÃªncia Nacional de Energia ElÃ©trica (Brazil) |  | 2017 | [9 empty] | 70.10 | 69.75 | 54.38 | 44.72 | NO-ESTIMATION | NO-ESTIMATION | NO-ESTIMATION | NO-ESTIMATION | CAPACITY-FACTOR-V1 | 30.39%
BRA | Brazil | IcaraÃ­ II |  | BRA0030356 | 37.8 | -3.0660 | -39.5969 | Wind |  |  |  | 2014 |  | AgÃªncia Nacional de Energia ElÃ©trica (Brazil) | http://www2.aneel.gov.br/aplicacoes/capacidadebrasil/capacidadebrasil.cfm | AgÃªncia Nacional de Energia ElÃ©trica (Brazil) |  | 2017 | [10 empty] | 159.78 | 145.51 | 123.08 | NO-ESTIMATION | NO-ESTIMATION | NO-ESTIMATION | NO-ESTIMATION | CAPACITY-FACTOR-V1 | 37.17%
BRA | Brazil | Ilha Grande |  | BRA0030691 | 29.7 | -3.0666 | -39.7026 | Wind |  |  |  | 2014 |  | AgÃªncia Nacional de Energia ElÃ©trica (Brazil) | http://www2.aneel.gov.br/aplicacoes/capacidadebrasil/capacidadebrasil.cfm | AgÃªncia Nacional de Energia ElÃ©trica (Brazil) |  | 2017 | [10 empty] | 117.05 | 109.21 | 98.32 | NO-ESTIMATION | NO-ESTIMATION | NO-ESTIMATION | NO-ESTIMATION | CAPACITY-FACTOR-V1 | 37.79%
BRA | Brazil | IcaraÃ­ I |  | BRA0030372 | 27.3 | -3.0812 | -39.5949 | Wind |  |  |  | 2014 |  | AgÃªncia Nacional de Energia ElÃ©trica (Brazil) | http://www2.aneel.gov.br/aplicacoes/capacidadebrasil/capacidadebrasil.cfm | AgÃªncia Nacional de Energia ElÃ©trica (Brazil) |  | 2017 | [10 empty] | 115.39 | 105.09 | 82.19 | NO-ESTIMATION | NO-ESTIMATION | NO-ESTIMATION | NO-ESTIMATION | CAPACITY-FACTOR-V1 | 34.37%
BRA | Brazil | RibeirÃ£o |  | BRA0030695 | 21.6 | -3.0982 | -39.6786 | Wind |  |  |  | 2014 |  | AgÃªncia Nacional de Energia ElÃ©trica (Brazil) | http://www2.aneel.gov.br/aplicacoes/capacidadebrasil/capacidadebrasil.cfm | AgÃªncia Nacional de Energia ElÃ©trica (Brazil) |  | 2017 | [10 empty] | 93.08 | 86.36 | 68.24 | NO-ESTIMATION | NO-ESTIMATION | NO-ESTIMATION | NO-ESTIMATION | CAPACITY-FACTOR-V1 | 36.06%
BRA | Brazil | Boca do CÃ³rrego |  | BRA0030697 | 24.3 | -3.0984 | -39.6663 | Wind |  |  |  | 2014 |  | AgÃªncia Nacional de Energia ElÃ©trica (Brazil) | http://www2.aneel.gov.br/aplicacoes/capacidadebrasil/capacidadebrasil.cfm | AgÃªncia Nacional de Energia ElÃ©trica (Brazil) |  | 2017 | [10 empty] | 102.71 | 93.54 | 73.16 | NO-ESTIMATION | NO-ESTIMATION | NO-ESTIMATION | NO-ESTIMATION | CAPACITY-FACTOR-V1 | 34.37%
BRA | Brazil | MundaÃº |  | BRA0030656 | 30.004 | -3.1936 | -39.3746 | Wind |  |  |  | 2014 |  | AgÃªncia Nacional de Energia ElÃ©trica (Brazil) | http://www2.aneel.gov.br/aplicacoes/capacidadebrasil/capacidadebrasil.cfm | AgÃªncia Nacional de Energia ElÃ©trica (Brazil) | 1087673 | 2017 | [10 empty] | 126.82 | 115.49 | 97.7 | NO-ESTIMATION | NO-ESTIMATION | NO-ESTIMATION | NO-ESTIMATION | CAPACITY-FACTOR-V1 | 37.17%
BRA | Brazil | Fleixeiras I |  | BRA0030670 | 30.004 | -3.2011 | -39.3647 | Wind |  |  |  | 2014 |  | AgÃªncia Nacional de Energia ElÃ©trica (Brazil) | http://www2.aneel.gov.br/aplicacoes/capacidadebrasil/capacidadebrasil.cfm | AgÃªncia Nacional de Energia ElÃ©trica (Brazil) | 1087674 | 2017 | [10 empty] | 126.82 | 115.49 | 97.7 | NO-ESTIMATION | NO-ESTIMATION | NO-ESTIMATION | NO-ESTIMATION | CAPACITY-FACTOR-V1 | 37.17%
BRA | Brazil | Embuaca |  | BRA0030336 | 27.3 | -3.2147 | -39.3288 | Wind |  |  |  | 2014 |  | AgÃªncia Nacional de Energia ElÃ©trica (Brazil) | http://www2.aneel.gov.br/aplicacoes/capacidadebrasil/capacidadebrasil.cfm | AgÃªncia Nacional de Energia ElÃ©trica (Brazil) |  | 2017 | [10 empty] | 115.39 | 105.09 | 88.89 | NO-ESTIMATION | NO-ESTIMATION | NO-ESTIMATION | NO-ESTIMATION | CAPACITY-FACTOR-V1 | 37.17%
BRA | Brazil | TrairÃ­ |  | BRA0030662 | 25.388 | -3.2217 | -39.2900 | Wind |  |  |  | 2013 |  | AgÃªncia Nacional de Energia ElÃ©trica (Brazil) | http://www2.aneel.gov.br/aplicacoes/capacidadebrasil/capacidadebrasil.cfm | AgÃªncia Nacional de Energia ElÃ©trica (Brazil) | 1088626 | 2017 | [9 empty] | 105.82 | 105.99 | 83.92 | 74.15 | NO-ESTIMATION | NO-ESTIMATION | NO-ESTIMATION | NO-ESTIMATION | CAPACITY-FACTOR-V1 | 33.34%
BRA | Brazil | SÃ£o Jorge |  | BRA0030911 | 24 | -3.2470 | -39.2502 | Wind |  |  |  | 2014 |  | AgÃªncia Nacional de Energia ElÃ©trica (Brazil) | http://www2.aneel.gov.br/aplicacoes/capacidadebrasil/capacidadebrasil.cfm | AgÃªncia Nacional de Energia ElÃ©trica (Brazil) |  | 2017 | [10 empty] | 101.44 | 92.38 | 72.26 | NO-ESTIMATION | NO-ESTIMATION | NO-ESTIMATION | NO-ESTIMATION | CAPACITY-FACTOR-V1 | 34.37%
BRA | Brazil | Estrela |  | BRA0032010 | 29.7 | -3.2480 | -39.2943 | Wind |  |  |  | 2017 |  | AgÃªncia Nacional de Energia ElÃ©trica (Brazil) | http://www2.aneel.gov.br/aplicacoes/capacidadebrasil/capacidadebrasil.cfm | AgÃªncia Nacional de Energia ElÃ©trica (Brazil) | 1114962 | 2017 | [12 empty] | 102.4 | NO-ESTIMATION | NO-ESTIMATION | NO-ESTIMATION | NO-ESTIMATION | CAPACITY-FACTOR-V1 | 39.36%
BRA | Brazil | Cacimbas 1 |  | BRA0032011 | 18.9 | -3.2532 | -39.2809 | Wind |  |  |  | 2016 |  | AgÃªncia Nacional de Energia ElÃ©trica (Brazil) | http://www2.aneel.gov.br/aplicacoes/capacidadebrasil/capacidadebrasil.cfm | AgÃªncia Nacional de Energia ElÃ©trica (Brazil) |  | 2017 | [12 empty] | 72.08 | NO-ESTIMATION | NO-ESTIMATION | NO-ESTIMATION | NO-ESTIMATION | CAPACITY-FACTOR-V1 | 43.54%
BRA | Brazil | SÃ£o CristovÃ£o |  | BRA0030912 | 26 | -3.2579 | -39.2475 | Wind |  |  |  | 2014 |  | AgÃªncia Nacional de Energia ElÃ©trica (Brazil) | http://www2.aneel.gov.br/aplicacoes/capacidadebrasil/capacidadebrasil.cfm | AgÃªncia Nacional de Energia ElÃ©trica (Brazil) |  | 2017 | [10 empty] | 110.26 | 100.44 | 84.19 | NO-ESTIMATION | NO-ESTIMATION | NO-ESTIMATION | NO-ESTIMATION | CAPACITY-FACTOR-V1 | 36.96%
BRA | Brazil | Santa MÃ´nica I |  | BRA0032013 | 18.9 | -3.2597 | -39.2816 | Wind |  |  |  | 2016 |  | AgÃªncia Nacional de Energia ElÃ©trica (Brazil) | http://www2.aneel.gov.br/aplicacoes/capacidadebrasil/capacidadebrasil.cfm | AgÃªncia Nacional de Energia ElÃ©trica (Brazil) |  | 2017 | [12 empty] | 71.63 | NO-ESTIMATION | NO-ESTIMATION | NO-ESTIMATION | NO-ESTIMATION | CAPACITY-FACTOR-V1 | 43.26%
BRA | Brazil | GuajirÃº |  | BRA0030663 | 30.004 | -3.2632 | -39.2159 | Wind |  |  |  | 2013 |  | AgÃªncia Nacional de Energia ElÃ©trica (Brazil) | http://www2.aneel.gov.br/aplicacoes/capacidadebrasil/capacidadebrasil.cfm | AgÃªncia Nacional de Energia ElÃ©trica (Brazil) | 1087676 | 2017 | [9 empty] | 121.94 | 125.68 | 99.60 | 79.46 | NO-ESTIMATION | NO-ESTIMATION | NO-ESTIMATION | NO-ESTIMATION | CAPACITY-FACTOR-V1 | 30.23%
BRA | Brazil | Santo AntÃ´nio de PÃ¡dua |  | BRA0030916 | 14 | -3.2733 | -39.2247 | Wind |  |  |  | 2014 |  | AgÃªncia Nacional de Energia ElÃ©trica (Brazil) | http://www2.aneel.gov.br/aplicacoes/capacidadebrasil/capacidadebrasil.cfm | AgÃªncia Nacional de Energia ElÃ©trica (Brazil) |  | 2017 | [10 empty] | 59.12 | 53.51 | 49.09 | NO-ESTIMATION | NO-ESTIMATION | NO-ESTIMATION | NO-ESTIMATION | CAPACITY-FACTOR-V1 | 40.03%
BRA | Brazil | Ouro Verde |  | BRA0032012 | 29.7 | -3.2792 | -39.3061 | Wind |  |  |  | 2017 |  | AgÃªncia Nacional de Energia ElÃ©trica (Brazil) | http://www2.aneel.gov.br/aplicacoes/capacidadebrasil/capacidadebrasil.cfm | AgÃªncia Nacional de Energia ElÃ©trica (Brazil) |  | 2017 | [12 empty] | 102.4 | NO-ESTIMATION | NO-ESTIMATION | NO-ESTIMATION | NO-ESTIMATION | CAPACITY-FACTOR-V1 | 39.36%
BRA | Brazil | FaÃ­sa II |  | BRA0030331 | 27.3 | -3.3188 | -39.2396 | Wind |  |  |  | 2014 |  | AgÃªncia Nacional de Energia ElÃ©trica (Brazil) | http://www2.aneel.gov.br/aplicacoes/capacidadebrasil/capacidadebrasil.cfm | AgÃªncia Nacional de Energia ElÃ©trica (Brazil) |  | 2017 | [10 empty] | 115.77 | 102.58 | 100.31 | NO-ESTIMATION | NO-ESTIMATION | NO-ESTIMATION | NO-ESTIMATION | CAPACITY-FACTOR-V1 | 41.94%
BRA | Brazil | FaÃ­sa I |  | BRA0030352 | 29.4 | -3.3218 | -39.2671 | Wind |  |  |  | 2014 |  | AgÃªncia Nacional de Energia ElÃ©trica (Brazil) | http://www2.aneel.gov.br/aplicacoes/capacidadebrasil/capacidadebrasil.cfm | AgÃªncia Nacional de Energia ElÃ©trica (Brazil) |  | 2017 | [10 empty] | 122.63 | 109.60 | 106.73 | NO-ESTIMATION | NO-ESTIMATION | NO-ESTIMATION | NO-ESTIMATION | CAPACITY-FACTOR-V1 | 41.44%
BRA | Brazil | FaÃ­sa IV |  | BRA0030329 | 25.2 | -3.3221 | -39.2671 | Wind |  |  |  | 2014 |  | AgÃªncia Nacional de Energia ElÃ©trica (Brazil) | http://www2.aneel.gov.br/aplicacoes/capacidadebrasil/capacidadebrasil.cfm | AgÃªncia Nacional de Energia ElÃ©trica (Brazil) |  | 2017 | [10 empty] | 105.11 | 93.95 | 91.49 | NO-ESTIMATION | NO-ESTIMATION | NO-ESTIMATION | NO-ESTIMATION | CAPACITY-FACTOR-V1 | 41.44%
BRA | Brazil | FaÃ­sa III |  | BRA0030332 | 25.2 | -3.3478 | -39.2652 | Wind |  |  |  | 2014 |  | AgÃªncia Nacional de Energia ElÃ©trica (Brazil) | http://www2.aneel.gov.br/aplicacoes/capacidadebrasil/capacidadebrasil.cfm | AgÃªncia Nacional de Energia ElÃ©trica (Brazil) |  | 2017 | [10 empty] | 103.60 | 93.95 | 90.75 | HYDRO-V1 | HYDRO-V1 | HYDRO-V1 | HYDRO-V1 | HYDRO-V1 | 41.11%
BRA | Brazil | FaÃ­sa V |  | BRA0030309 | 29.4 | -3.3699 | -39.2621 | Wind |  |  |  | 2014 |  | AgÃªncia Nacional de Energia ElÃ©trica (Brazil) | http://www2.aneel.gov.br/aplicacoes/capacidadebrasil/capacidadebrasil.cfm | AgÃªncia Nacional de Energia ElÃ©trica (Brazil) |  | 2017 | [10 empty] | 120.87 | 107.25 | 105.12 | SOLAR-V1-NO-AGE | SOLAR-V1-NO-AGE | SOLAR-V1-NO-AGE | SOLAR-V1-NO-AGE | SOLAR-V1-NO-AGE | 40.82%
BRA | Brazil | EÃ³lica Paracuru |  | BRA0028706 | 25.2 | -3.4315 | -38.9620 | Wind |  |  |  | 2008 |  | AgÃªncia Nacional de Energia ElÃ©trica (Brazil) | http://www2.aneel.gov.br/aplicacoes/capacidadebrasil/capacidadebrasil.cfm | AgÃªncia Nacional de Energia ElÃ©trica (Brazil) | 1070265 | 2017 | [8 empty] | 88.57 | 73.04 | 82.38 | 76.06 | 77.24 | SOLAR-V1-NO-AGE | SOLAR-V1-NO-AGE | SOLAR-V1-NO-AGE | SOLAR-V1-NO-AGE | SOLAR-V1-NO-AGE | 34.99%
BRA | Brazil | Dunas de Paracuru |  | BRA0030299 | 42 | -3.4367 | -38.9854 | Wind |  |  |  | 2012 |  | AgÃªncia Nacional de Energia ElÃ©trica (Brazil) | http://www2.aneel.gov.br/aplicacoes/capacidadebrasil/capacidadebrasil.cfm | AgÃªncia Nacional de Energia ElÃ©trica (Brazil) | 1084681 | 2017 | [8 empty] | 176.59 | 170.88 | 158.79 | 125.50 | 137.39 | SOLAR-V1-NO-AGE | SOLAR-V1-NO-AGE | SOLAR-V1-NO-AGE | SOLAR-V1-NO-AGE | SOLAR-V1-NO-AGE | 37.34%
BRA | Brazil | EÃ³lica de TaÃ­ba |  | BRA0002801 | 5 | -3.4953 | -38.9339 | Wind |  |  |  | 1998 |  | AgÃªncia Nacional de Energia ElÃ©trica (Brazil) | http://www2.aneel.gov.br/aplicacoes/capacidadebrasil/capacidadebrasil.cfm | AgÃªncia Nacional de Energia ElÃ©trica (Brazil) |  | 2017 | [8 empty] | 12.58 | 10.50 | 10.04 | 6.59 | 6.53 | NO-ESTIMATION | NO-ESTIMATION | NO-ESTIMATION | NO-ESTIMATION | CAPACITY-FACTOR-V1 | 14.91%
BRA | Brazil | TaÃ­ba Albatroz |  | BRA0028858 | 16.5 | -3.5103 | -38.9164 | Wind |  |  |  | 2008 |  | AgÃªncia Nacional de Energia ElÃ©trica (Brazil) | http://www2.aneel.gov.br/aplicacoes/capacidadebrasil/capacidadebrasil.cfm | AgÃªncia Nacional de Energia ElÃ©trica (Brazil) | 1076509 | 2017 | [8 empty] | 51.95 | 41.86 | 46.45 | 44.28 | 44.96 | NO-ESTIMATION | NO-ESTIMATION | NO-ESTIMATION | NO-ESTIMATION | CAPACITY-FACTOR-V1 | 31.11%
BRA | Brazil | TaÃ­ba Andorinha |  | BRA0030373 | 14.7 | -3.5283 | -38.8985 | Wind |  |  |  | 2014 |  | AgÃªncia Nacional de Energia ElÃ©trica (Brazil) | http://www2.aneel.gov.br/aplicacoes/capacidadebrasil/capacidadebrasil.cfm | AgÃªncia Nacional de Energia ElÃ©trica (Brazil) |  | 2017 | [10 empty] | 59.34 | 54.15 | 47.66 | NO-ESTIMATION | NO-ESTIMATION | NO-ESTIMATION | NO-ESTIMATION | CAPACITY-FACTOR-V1 | 37.01%
BRA | Brazil | ColÃ´nia |  | BRA0030295 | 18.9 | -3.5422 | -38.8784 | Wind |  |  |  | 2014 |  | AgÃªncia Nacional de Energia ElÃ©trica (Brazil) | http://www2.aneel.gov.br/aplicacoes/capacidadebrasil/capacidadebrasil.cfm | AgÃªncia Nacional de Energia ElÃ©trica (Brazil) |  | 2017 | [10 empty] | 76.30 | 69.63 | 61.28 | HYDRO-V1 | HYDRO-V1 | HYDRO-V1 | HYDRO-V1 | HYDRO-V1 | 37.01%
BRA | Brazil | TaÃ­ba Ãguia |  | BRA0028857 | 23.1 | -3.5448 | -38.8887 | Wind |  |  |  | 2014 |  | AgÃªncia Nacional de Energia ElÃ©trica (Brazil) | http://www2.aneel.gov.br/aplicacoes/capacidadebrasil/capacidadebrasil.cfm | AgÃªncia Nacional de Energia ElÃ©trica (Brazil) |  | 2017 | [10 empty] | 94.05 | 87.95 | 78.37 | HYDRO-V1 | HYDRO-V1 | HYDRO-V1 | HYDRO-V1 | HYDRO-V1 | 38.73%
BRA | Brazil | Mucuripe |  | BRA0028375 | 2.4 | -3.7053 | -38.4711 | Wind | [5 empty] | AgÃªncia Nacional de Energia ElÃ©trica (Brazil) | http://www2.aneel.gov.br/aplicacoes/capacidadebrasil/capacidadebrasil.cfm | AgÃªncia Nacional de Energia ElÃ©trica (Brazil) | 1025297 | 2017 | [12 empty] | 8.27 | HYDRO-V1 | HYDRO-V1 | HYDRO-V1 | HYDRO-V1 | HYDRO-V1 | 39.34%
BRA | Brazil | Ventos de TianguÃ¡ Norte |  | BRA0030584 | 27.04 | -3.8353 | -41.1759 | Wind |  |  |  | 2016 |  | AgÃªncia Nacional de Energia ElÃ©trica (Brazil) | http://www2.aneel.gov.br/aplicacoes/capacidadebrasil/capacidadebrasil.cfm | AgÃªncia Nacional de Energia ElÃ©trica (Brazil) |  | 2017 | [12 empty] | 110.15 | HYDRO-V1 | HYDRO-V1 | HYDRO-V1 | HYDRO-V1 | HYDRO-V1 | 46.5%
BRA | Brazil | Vento Formoso |  | BRA0030595 | 25.35 | -3.8552 | -41.1323 | Wind |  |  |  | 2016 |  | AgÃªncia Nacional de Energia ElÃ©trica (Brazil) | http://www2.aneel.gov.br/aplicacoes/capacidadebrasil/capacidadebrasil.cfm | AgÃªncia Nacional de Energia ElÃ©trica (Brazil) |  | 2017 | [12 empty] | 103.26 | HYDRO-V1 | HYDRO-V1 | HYDRO-V1 | HYDRO-V1 | HYDRO-V1 | 46.5%
BRA | Brazil | Ventos do Parazinho |  | BRA0030596 | 27.04 | -3.8685 | -41.1583 | Wind |  |  |  | 2016 |  | AgÃªncia Nacional de Energia ElÃ©trica (Brazil) | http://www2.aneel.gov.br/aplicacoes/capacidadebrasil/capacidadebrasil.cfm | AgÃªncia Nacional de Energia ElÃ©trica (Brazil) |  | 2017 | [12 empty] | 110.15 | NO-ESTIMATION | NO-ESTIMATION | NO-ESTIMATION | NO-ESTIMATION | CAPACITY-FACTOR-V1 | 46.5%
BRA | Brazil | EÃ³lica de Prainha |  | BRA0002142 | 10 | -3.8708 | -38.3803 | Wind | [5 empty] | AgÃªncia Nacional de Energia ElÃ©trica (Brazil) | http://www2.aneel.gov.br/aplicacoes/capacidadebrasil/capacidadebrasil.cfm | AgÃªncia Nacional de Energia ElÃ©trica (Brazil) |  | 2017 | [12 empty] | 34.48 | HYDRO-V1 | HYDRO-V1 | HYDRO-V1 | HYDRO-V1 | HYDRO-V1 | 39.36%
BRA | Brazil | Ventos de TianguÃ¡ |  | BRA0030585 | 25.35 | -3.8711 | -41.1878 | Wind |  |  |  | 2016 |  | AgÃªncia Nacional de Energia ElÃ©trica (Brazil) | http://www2.aneel.gov.br/aplicacoes/capacidadebrasil/capacidadebrasil.cfm | AgÃªncia Nacional de Energia ElÃ©trica (Brazil) | 1106248 | 2017 | [12 empty] | 103.26 | NO-ESTIMATION | NO-ESTIMATION | NO-ESTIMATION | NO-ESTIMATION | CAPACITY-FACTOR-V1 | 46.5%
BRA | Brazil | Ventos do Morro do ChapÃ©u |  | BRA0030582 | 25.35 | -3.8810 | -41.1843 | Wind |  |  |  | 2016 |  | AgÃªncia Nacional de Energia ElÃ©trica (Brazil) | http://www2.aneel.gov.br/aplicacoes/capacidadebrasil/capacidadebrasil.cfm | AgÃªncia Nacional de Energia ElÃ©trica (Brazil) |  | 2017 | [12 empty] | 102.53 | NO-ESTIMATION | NO-ESTIMATION | NO-ESTIMATION | NO-ESTIMATION | CAPACITY-FACTOR-V1 | 46.17%
BRA | Brazil | Malhadinha 1 |  | BRA0030841 | 23.1 | -3.9466 | -41.1230 | Wind |  |  |  | 2016 |  | AgÃªncia Nacional de Energia ElÃ©trica (Brazil) | http://www2.aneel.gov.br/aplicacoes/capacidadebrasil/capacidadebrasil.cfm | AgÃªncia Nacional de Energia ElÃ©trica (Brazil) | 1089851 | 2017 | [12 empty] | 95.33 | NO-ESTIMATION | NO-ESTIMATION | NO-ESTIMATION | NO-ESTIMATION | CAPACITY-FACTOR-V1 | 47.11%
BRA | Brazil | Parque EÃ³lico dos Ãndios 2 |  | BRA0030734 | 29.9 | -30.0194 | -50.3362 | Wind |  |  |  | 2014 |  | AgÃªncia Nacional de Energia ElÃ©trica (Brazil) | http://www2.aneel.gov.br/aplicacoes/capacidadebrasil/capacidadebrasil.cfm | AgÃªncia Nacional de Energia ElÃ©trica (Brazil) |  | 2017 | [10 empty] | 96.98 | 111.49 | 105.76 | HYDRO-V1 | HYDRO-V1 | HYDRO-V1 | HYDRO-V1 | HYDRO-V1 | 40.38%
BRA | Brazil | Parque EÃ³lico ElebrÃ¡s Cidreira 1 |  | BRA0028712 | 70 | -30.0791 | -50.1721 | Wind |  |  |  | 2011 |  | AgÃªncia Nacional de Energia ElÃ©trica (Brazil) | http://www2.aneel.gov.br/aplicacoes/capacidadebrasil/capacidadebrasil.cfm | AgÃªncia Nacional de Energia ElÃ©trica (Brazil) |  | 2017 | [8 empty] | 239.47 | 186.53 | 187.52 | 231.33 | 228.54 | HYDRO-V1 | HYDRO-V1 | HYDRO-V1 | HYDRO-V1 | HYDRO-V1 | 37.27%
BRA | Brazil | Pontal 3 B |  | BRA0030901 | 27 | -30.2561 | -50.7661 | Wind |  |  |  | 2017 |  | AgÃªncia Nacional de Energia ElÃ©trica (Brazil) | http://www2.aneel.gov.br/aplicacoes/capacidadebrasil/capacidadebrasil.cfm | AgÃªncia Nacional de Energia ElÃ©trica (Brazil) | 1099258 | 2017 | [12 empty] | 93.09 | HYDRO-V1 | HYDRO-V1 | HYDRO-V1 | HYDRO-V1 | HYDRO-V1 | 39.36%
BRA | Brazil | Pontal 2 A |  | BRA0031509 | 21.6 | -30.2648 | -50.7834 | Wind |  |  |  | 2016 |  | AgÃªncia Nacional de Energia ElÃ©trica (Brazil) | http://www2.aneel.gov.br/aplicacoes/capacidadebrasil/capacidadebrasil.cfm | AgÃªncia Nacional de Energia ElÃ©trica (Brazil) | 1105502 | 2017 | [12 empty] | 85.32 | NO-ESTIMATION | NO-ESTIMATION | NO-ESTIMATION | NO-ESTIMATION | CAPACITY-FACTOR-V1 | 45.09%
BRA | Brazil | Pontal 2 B |  | BRA0030460 | 11.2 | -30.2779 | -50.7978 | Wind |  |  |  | 2015 |  | AgÃªncia Nacional de Energia ElÃ©trica (Brazil) | http://www2.aneel.gov.br/aplicacoes/capacidadebrasil/capacidadebrasil.cfm | AgÃªncia Nacional de Energia ElÃ©trica (Brazil) | 1086801 | 2017 | [11 empty] | 45.58 | 40.68 | NO-ESTIMATION | NO-ESTIMATION | NO-ESTIMATION | NO-ESTIMATION | CAPACITY-FACTOR-V1 | 41.46%
BRA | Brazil | AtlÃ¢ntica V |  | BRA0030480 | 30 | -30.2915 | -50.3050 | Wind |  |  |  | 2013 |  | AgÃªncia Nacional de Energia ElÃ©trica (Brazil) | http://www2.aneel.gov.br/aplicacoes/capacidadebrasil/capacidadebrasil.cfm | AgÃªncia Nacional de Energia ElÃ©trica (Brazil) |  | 2017 | [9 empty] | 98.87 | 105.68 | 96.35 | 79.45 | NO-ESTIMATION | NO-ESTIMATION | NO-ESTIMATION | NO-ESTIMATION | CAPACITY-FACTOR-V1 | 30.23%
BRA | Brazil | AtlÃ¢ntica IV |  | BRA0030461 | 30 | -30.2919 | -50.3350 | Wind |  |  |  | 2014 |  | AgÃªncia Nacional de Energia ElÃ©trica (Brazil) | http://www2.aneel.gov.br/aplicacoes/capacidadebrasil/capacidadebrasil.cfm | AgÃªncia Nacional de Energia ElÃ©trica (Brazil) |  | 2017 | [10 empty] | 103.96 | 110.85 | 109.23 | HYDRO-V1 | HYDRO-V1 | HYDRO-V1 | HYDRO-V1 | HYDRO-V1 | 41.56%
BRA | Brazil | AtlÃ¢ntica I |  | BRA0030457 | 30 | -30.3188 | -50.3161 | Wind |  |  |  | 2014 |  | AgÃªncia Nacional de Energia ElÃ©trica (Brazil) | http://www2.aneel.gov.br/aplicacoes/capacidadebrasil/capacidadebrasil.cfm | AgÃªncia Nacional de Energia ElÃ©trica (Brazil) |  | 2017 | [10 empty] | 116.84 | 112.51 | 102.26 | NO-ESTIMATION | NO-ESTIMATION | NO-ESTIMATION | NO-ESTIMATION | CAPACITY-FACTOR-V1 | 38.91%
BRA | Brazil | AtlÃ¢ntica II |  | BRA0030462 | 30 | -30.3265 | -50.3234 | Wind |  |  |  | 2014 |  | AgÃªncia Nacional de Energia ElÃ©trica (Brazil) | http://www2.aneel.gov.br/aplicacoes/capacidadebrasil/capacidadebrasil.cfm | AgÃªncia Nacional de Energia ElÃ©trica (Brazil) |  | 2017 | [10 empty] | 116.84 | 112.51 | 97.8 | NO-ESTIMATION | NO-ESTIMATION | NO-ESTIMATION | NO-ESTIMATION | CAPACITY-FACTOR-V1 | 37.21%
BRA | Brazil | Fazenda RosÃ¡rio 2 |  | BRA0030478 | 23 | -30.4398 | -50.4053 | Wind |  |  |  | 2013 |  | AgÃªncia Nacional de Energia ElÃ©trica (Brazil) | http://www2.aneel.gov.br/aplicacoes/capacidadebrasil/capacidadebrasil.cfm | AgÃªncia Nacional de Energia ElÃ©trica (Brazil) |  | 2017 | [9 empty] | 72.93 | 80.47 | 79.09 | 71.13 | HYDRO-V1 | HYDRO-V1 | HYDRO-V1 | HYDRO-V1 | HYDRO-V1 | 35.3%
BRA | Brazil | Fazenda RosÃ¡rio |  | BRA0030343 | 9.2 | -30.4469 | -50.3888 | Wind |  |  |  | 2011 |  | AgÃªncia Nacional de Energia ElÃ©trica (Brazil) | http://www2.aneel.gov.br/aplicacoes/capacidadebrasil/capacidadebrasil.cfm | AgÃªncia Nacional de Energia ElÃ©trica (Brazil) | 1097891 | 2017 | [8 empty] | 33.35 | 22.43 | 25.17 | 26.89 | 26.98 | HYDRO-V1 | HYDRO-V1 | HYDRO-V1 | HYDRO-V1 | HYDRO-V1 | 33.48%
BRA | Brazil | Fazenda RosÃ¡rio 3 |  | BRA0030334 | 16.1 | -30.4525 | -50.4226 | Wind |  |  |  | 2011 |  | AgÃªncia Nacional de Energia ElÃ©trica (Brazil) | http://www2.aneel.gov.br/aplicacoes/capacidadebrasil/capacidadebrasil.cfm | AgÃªncia Nacional de Energia ElÃ©trica (Brazil) |  | 2017 | [8 empty] | 57.92 | 46.48 | 49.17 | 46.67 | 44.33 | NO-ESTIMATION | NO-ESTIMATION | NO-ESTIMATION | NO-ESTIMATION | CAPACITY-FACTOR-V1 | 31.43%
BRA | Brazil | Parque EÃ³lico de Palmares |  | BRA0028855 | 9.2 | -30.4580 | -50.3906 | Wind |  |  |  | 2010 |  | AgÃªncia Nacional de Energia ElÃ©trica (Brazil) | http://www2.aneel.gov.br/aplicacoes/capacidadebrasil/capacidadebrasil.cfm | AgÃªncia Nacional de Energia ElÃ©trica (Brazil) |  | 2017 | [8 empty] | 25.55 | 21.05 | 23.97 | 26.84 | 27.69 | NO-ESTIMATION | NO-ESTIMATION | NO-ESTIMATION | NO-ESTIMATION | CAPACITY-FACTOR-V1 | 34.36%
BRA | Brazil | IbirapuitÃ£ I |  | BRA0030750 | 25.2 | -30.7709 | -55.6629 | Wind |  |  |  | 2015 |  | AgÃªncia Nacional de Energia ElÃ©trica (Brazil) | http://www2.aneel.gov.br/aplicacoes/capacidadebrasil/capacidadebrasil.cfm | AgÃªncia Nacional de Energia ElÃ©trica (Brazil) |  | 2017 | [11 empty] | 95.80 | 89.19 | NO-ESTIMATION | NO-ESTIMATION | NO-ESTIMATION | NO-ESTIMATION | CAPACITY-FACTOR-V1 | 40.4%
BRA | Brazil | Cerro Chato VI |  | BRA0030756 | 24 | -30.7830 | -55.6906 | Wind |  |  |  | 2014 |  | AgÃªncia Nacional de Energia ElÃ©trica (Brazil) | http://www2.aneel.gov.br/aplicacoes/capacidadebrasil/capacidadebrasil.cfm | AgÃªncia Nacional de Energia ElÃ©trica (Brazil) | 1082646 | 2017 | [10 empty] | 77.84 | 89.07 | 80.69 | SOLAR-V1-NO-AGE | SOLAR-V1-NO-AGE | SOLAR-V1-NO-AGE | SOLAR-V1-NO-AGE | SOLAR-V1-NO-AGE | 38.38%
BRA | Brazil | Cerro Chato V |  | BRA0030786 | 12 | -30.7957 | -55.7556 | Wind |  |  |  | 2014 |  | AgÃªncia Nacional de Energia ElÃ©trica (Brazil) | http://www2.aneel.gov.br/aplicacoes/capacidadebrasil/capacidadebrasil.cfm | AgÃªncia Nacional de Energia ElÃ©trica (Brazil) | 1082646 | 2017 | [10 empty] | 38.98 | 44.32 | 39.76 | HYDRO-V1 | HYDRO-V1 | HYDRO-V1 | HYDRO-V1 | HYDRO-V1 | 37.82%
BRA | Brazil | Cerro Chato III (Antiga Coxilha Negra VII) |  | BRA0030350 | 30 | -30.8018 | -55.7142 | Wind |  |  |  | 2011 |  | AgÃªncia Nacional de Energia ElÃ©trica (Brazil) | http://www2.aneel.gov.br/aplicacoes/capacidadebrasil/capacidadebrasil.cfm | AgÃªncia Nacional de Energia ElÃ©trica (Brazil) | 1114730 | 2017 | [8 empty] | 99.89 | 80.68 | 85.13 | 97.01 | 95.61 | NO-ESTIMATION | NO-ESTIMATION | NO-ESTIMATION | NO-ESTIMATION | CAPACITY-FACTOR-V1 | 36.38%
BRA | Brazil | Cerro Chato IV |  | BRA0030784 | 10 | -30.8327 | -55.7558 | Wind |  |  |  | 2014 |  | AgÃªncia Nacional de Energia ElÃ©trica (Brazil) | http://www2.aneel.gov.br/aplicacoes/capacidadebrasil/capacidadebrasil.cfm | AgÃªncia Nacional de Energia ElÃ©trica (Brazil) | 1082646 | 2017 | [10 empty] | 31.11 | 36.94 | 33.14 | NO-ESTIMATION | NO-ESTIMATION | NO-ESTIMATION | NO-ESTIMATION | CAPACITY-FACTOR-V1 | 37.83%
BRA | Brazil | Cerro Chato I (Antiga Coxilha Negra V) |  | BRA0030348 | 30 | -30.8407 | -55.7251 | Wind |  |  |  | 2012 |  | AgÃªncia Nacional de Energia ElÃ©trica (Brazil) | http://www2.aneel.gov.br/aplicacoes/capacidadebrasil/capacidadebrasil.cfm | AgÃªncia Nacional de Energia ElÃ©trica (Brazil) |  | 2017 | [8 empty] | 102.59 | 87.72 | 86.40 | 96.73 | 95.82 | NO-ESTIMATION | NO-ESTIMATION | NO-ESTIMATION | NO-ESTIMATION | CAPACITY-FACTOR-V1 | 36.46%
BRA | Brazil | Cerro Chato II (Antiga Coxilha Negra VI) |  | BRA0030349 | 30 | -30.8485 | -55.6856 | Wind |  |  |  | 2011 |  | AgÃªncia Nacional de Energia ElÃ©trica (Brazil) | http://www2.aneel.gov.br/aplicacoes/capacidadebrasil/capacidadebrasil.cfm | AgÃªncia Nacional de Energia ElÃ©trica (Brazil) |  | 2017 | [8 empty] | 99.89 | 84.81 | 85.13 | 97.01 | 95.61 | NO-ESTIMATION | NO-ESTIMATION | NO-ESTIMATION | NO-ESTIMATION | CAPACITY-FACTOR-V1 | 36.38%
BRA | Brazil | Cerro dos Trindade |  | BRA0030762 | 8 | -30.8512 | -55.7527 | Wind |  |  |  | 2013 |  | AgÃªncia Nacional de Energia ElÃ©trica (Brazil) | http://www2.aneel.gov.br/aplicacoes/capacidadebrasil/capacidadebrasil.cfm | AgÃªncia Nacional de Energia ElÃ©trica (Brazil) |  | 2017 | [9 empty] | 19.30 | 24.43 | 22.08 | 21.52 | HYDRO-V1 | HYDRO-V1 | HYDRO-V1 | HYDRO-V1 | HYDRO-V1 | 30.71%
BRA | Brazil | GalpÃµes |  | BRA0031477 | 8 | -30.8807 | -55.6765 | Wind |  |  |  | 2015 |  | AgÃªncia Nacional de Energia ElÃ©trica (Brazil) | http://www2.aneel.gov.br/aplicacoes/capacidadebrasil/capacidadebrasil.cfm | AgÃªncia Nacional de Energia ElÃ©trica (Brazil) |  | 2017 | [11 empty] | 28.09 | 26.81 | HYDRO-V1 | HYDRO-V1 | HYDRO-V1 | HYDRO-V1 | HYDRO-V1 | 38.26%
BRA | Brazil | Coxilha Seca |  | BRA0031487 | 30 | -30.8880 | -55.7352 | Wind |  |  |  | 2015 |  | AgÃªncia Nacional de Energia ElÃ©trica (Brazil) | http://www2.aneel.gov.br/aplicacoes/capacidadebrasil/capacidadebrasil.cfm | AgÃªncia Nacional de Energia ElÃ©trica (Brazil) |  | 2017 | [11 empty] | 114.04 | 110.11 | HYDRO-V1 | HYDRO-V1 | HYDRO-V1 | HYDRO-V1 | HYDRO-V1 | 41.9%
BRA | Brazil | CapÃ£o do InglÃªs |  | BRA0031510 | 10 | -30.9163 | -55.7084 | Wind |  |  |  | 2015 |  | AgÃªncia Nacional de Energia ElÃ©trica (Brazil) | http://www2.aneel.gov.br/aplicacoes/capacidadebrasil/capacidadebrasil.cfm | AgÃªncia Nacional de Energia ElÃ©trica (Brazil) |  | 2017 | [11 empty] | 37.99 | 36.38 | HYDRO-V1 | HYDRO-V1 | HYDRO-V1 | HYDRO-V1 | HYDRO-V1 | 41.53%
BRA | Brazil | REB Cassino III |  | BRA0030468 | 22 | -32.2008 | -52.2209 | Wind |  |  |  | 2015 |  | AgÃªncia Nacional de Energia ElÃ©trica (Brazil) | http://www2.aneel.gov.br/aplicacoes/capacidadebrasil/capacidadebrasil.cfm | AgÃªncia Nacional de Energia ElÃ©trica (Brazil) |  | 2017 | [11 empty] | 90.31 | 86.21 | HYDRO-V1 | HYDRO-V1 | HYDRO-V1 | HYDRO-V1 | HYDRO-V1 | 44.73%
BRA | Brazil | REB Cassino II |  | BRA0030477 | 20 | -32.2103 | -52.2114 | Wind |  |  |  | 2015 |  | AgÃªncia Nacional de Energia ElÃ©trica (Brazil) | http://www2.aneel.gov.br/aplicacoes/capacidadebrasil/capacidadebrasil.cfm | AgÃªncia Nacional de Energia ElÃ©trica (Brazil) |  | 2017 | [11 empty] | 78.23 | 74.48 | HYDRO-V1 | HYDRO-V1 | HYDRO-V1 | HYDRO-V1 | HYDRO-V1 | 42.51%
BRA | Brazil | REB Cassino I |  | BRA0030469 | 22 | -32.2188 | -52.2018 | Wind |  |  |  | 2015 |  | AgÃªncia Nacional de Energia ElÃ©trica (Brazil) | http://www2.aneel.gov.br/aplicacoes/capacidadebrasil/capacidadebrasil.cfm | AgÃªncia Nacional de Energia ElÃ©trica (Brazil) |  | 2017 | [11 empty] | 90.31 | 86.21 | HYDRO-V1 | HYDRO-V1 | HYDRO-V1 | HYDRO-V1 | HYDRO-V1 | 44.73%
BRA | Brazil | Corredor do Senandes IV |  | BRA0030840 | 29.7 | -32.3689 | -52.3420 | Wind |  |  |  | 2015 |  | AgÃªncia Nacional de Energia ElÃ©trica (Brazil) | http://www2.aneel.gov.br/aplicacoes/capacidadebrasil/capacidadebrasil.cfm | AgÃªncia Nacional de Energia ElÃ©trica (Brazil) | 1091360 | 2017 | [11 empty] | 116.36 | 114.42 | NO-ESTIMATION | NO-ESTIMATION | NO-ESTIMATION | NO-ESTIMATION | CAPACITY-FACTOR-V1 | 43.98%
BRA | Brazil | Corredor do Senandes II |  | BRA0030842 | 21.6 | -32.3862 | -52.3270 | Wind |  |  |  | 2015 |  | AgÃªncia Nacional de Energia ElÃ©trica (Brazil) | http://www2.aneel.gov.br/aplicacoes/capacidadebrasil/capacidadebrasil.cfm | AgÃªncia Nacional de Energia ElÃ©trica (Brazil) | 1091360 | 2017 | [11 empty] | 93.95 | 86.42 | NO-ESTIMATION | NO-ESTIMATION | NO-ESTIMATION | NO-ESTIMATION | CAPACITY-FACTOR-V1 | 45.67%
BRA | Brazil | Corredor do Senandes III |  | BRA0030819 | 27 | -32.4127 | -52.3555 | Wind |  |  |  | 2015 |  | AgÃªncia Nacional de Energia ElÃ©trica (Brazil) | http://www2.aneel.gov.br/aplicacoes/capacidadebrasil/capacidadebrasil.cfm | AgÃªncia Nacional de Energia ElÃ©trica (Brazil) | 1091360 | 2017 | [11 empty] | 110.47 | 104.15 | NO-ESTIMATION | NO-ESTIMATION | NO-ESTIMATION | NO-ESTIMATION | CAPACITY-FACTOR-V1 | 44.03%
BRA | Brazil | Vento Aragano I |  | BRA0030833 | 29.7 | -32.4145 | -52.3729 | Wind |  |  |  | 2015 |  | AgÃªncia Nacional de Energia ElÃ©trica (Brazil) | http://www2.aneel.gov.br/aplicacoes/capacidadebrasil/capacidadebrasil.cfm | AgÃªncia Nacional de Energia ElÃ©trica (Brazil) | 1091361 | 2017 | [11 empty] | 118.51 | 114.56 | NO-ESTIMATION | NO-ESTIMATION | NO-ESTIMATION | NO-ESTIMATION | CAPACITY-FACTOR-V1 | 44.03%
BRA | Brazil | Aura Mirim IV |  | BRA0031663 | 15 | -33.0511 | -52.9371 | Wind |  |  |  | 2017 |  | AgÃªncia Nacional de Energia ElÃ©trica (Brazil) | http://www2.aneel.gov.br/aplicacoes/capacidadebrasil/capacidadebrasil.cfm | AgÃªncia Nacional de Energia ElÃ©trica (Brazil) | 1107501 | 2017 | [12 empty] | 51.72 | NO-ESTIMATION | NO-ESTIMATION | NO-ESTIMATION | NO-ESTIMATION | CAPACITY-FACTOR-V1 | 39.36%
BRA | Brazil | Aura Mangueira XI |  | BRA0031719 | 9 | -33.0519 | -52.8587 | Wind |  |  |  | 2017 |  | AgÃªncia Nacional de Energia ElÃ©trica (Brazil) | http://www2.aneel.gov.br/aplicacoes/capacidadebrasil/capacidadebrasil.cfm | AgÃªncia Nacional de Energia ElÃ©trica (Brazil) | 1108291 | 2017 | [12 empty] | 31.03 | NO-ESTIMATION | NO-ESTIMATION | NO-ESTIMATION | NO-ESTIMATION | CAPACITY-FACTOR-V1 | 39.36%
BRA | Brazil | Aura Mangueira XIII |  | BRA0031646 | 15 | -33.0790 | -52.8855 | Wind |  |  |  | 2017 |  | AgÃªncia Nacional de Energia ElÃ©trica (Brazil) | http://www2.aneel.gov.br/aplicacoes/capacidadebrasil/capacidadebrasil.cfm | AgÃªncia Nacional de Energia ElÃ©trica (Brazil) | 1108291 | 2017 | [12 empty] | 51.72 | NO-ESTIMATION | NO-ESTIMATION | NO-ESTIMATION | NO-ESTIMATION | CAPACITY-FACTOR-V1 | 39.36%
BRA | Brazil | Aura Mangueira XII |  | BRA0031653 | 15 | -33.1318 | -52.9938 | Wind |  |  |  | 2017 |  | AgÃªncia Nacional de Energia ElÃ©trica (Brazil) | http://www2.aneel.gov.br/aplicacoes/capacidadebrasil/capacidadebrasil.cfm | AgÃªncia Nacional de Energia ElÃ©trica (Brazil) | 1108291 | 2017 | [12 empty] | 51.72 | NO-ESTIMATION | NO-ESTIMATION | NO-ESTIMATION | NO-ESTIMATION | CAPACITY-FACTOR-V1 | 39.36%
BRA | Brazil | Aura Mangueira XV |  | BRA0031647 | 18 | -33.1420 | -52.9626 | Wind |  |  |  | 2017 |  | AgÃªncia Nacional de Energia ElÃ©trica (Brazil) | http://www2.aneel.gov.br/aplicacoes/capacidadebrasil/capacidadebrasil.cfm | AgÃªncia Nacional de Energia ElÃ©trica (Brazil) | 1108291 | 2017 | [12 empty] | 62.06 | HYDRO-V1 | HYDRO-V1 | HYDRO-V1 | HYDRO-V1 | HYDRO-V1 | 39.36%
BRA | Brazil | Verace I |  | BRA0030745 | 20 | -33.5017 | -53.2643 | Wind |  |  |  | 2015 |  | AgÃªncia Nacional de Energia ElÃ©trica (Brazil) | http://www2.aneel.gov.br/aplicacoes/capacidadebrasil/capacidadebrasil.cfm | AgÃªncia Nacional de Energia ElÃ©trica (Brazil) |  | 2017 | [11 empty] | 77.88 | 77.96 | HYDRO-V1 | HYDRO-V1 | HYDRO-V1 | HYDRO-V1 | HYDRO-V1 | 44.5%
BRA | Brazil | Verace II |  | BRA0030742 | 20 | -33.5087 | -53.2832 | Wind |  |  |  | 2015 |  | AgÃªncia Nacional de Energia ElÃ©trica (Brazil) | http://www2.aneel.gov.br/aplicacoes/capacidadebrasil/capacidadebrasil.cfm | AgÃªncia Nacional de Energia ElÃ©trica (Brazil) |  | 2017 | [11 empty] | 77.88 | 75.22 | HYDRO-V1 | HYDRO-V1 | HYDRO-V1 | HYDRO-V1 | HYDRO-V1 | 42.93%
BRA | Brazil | Verace III |  | BRA0030746 | 26 | -33.5221 | -53.2790 | Wind |  |  |  | 2015 |  | AgÃªncia Nacional de Energia ElÃ©trica (Brazil) | http://www2.aneel.gov.br/aplicacoes/capacidadebrasil/capacidadebrasil.cfm | AgÃªncia Nacional de Energia ElÃ©trica (Brazil) |  | 2017 | [11 empty] | 102.04 | 99.14 | HYDRO-V1 | HYDRO-V1 | HYDRO-V1 | HYDRO-V1 | HYDRO-V1 | 43.53%
BRA | Brazil | Verace V |  | BRA0030829 | 30 | -33.5357 | -53.3012 | Wind |  |  |  | 2015 |  | AgÃªncia Nacional de Energia ElÃ©trica (Brazil) | http://www2.aneel.gov.br/aplicacoes/capacidadebrasil/capacidadebrasil.cfm | AgÃªncia Nacional de Energia ElÃ©trica (Brazil) |  | 2017 | [11 empty] | 117.73 | 114.39 | NO-ESTIMATION | NO-ESTIMATION | NO-ESTIMATION | NO-ESTIMATION | CAPACITY-FACTOR-V1 | 43.53%
BRA | Brazil | Verace VI |  | BRA0030740 | 18 | -33.5431 | -53.2769 | Wind |  |  |  | 2015 |  | AgÃªncia Nacional de Energia ElÃ©trica (Brazil) | http://www2.aneel.gov.br/aplicacoes/capacidadebrasil/capacidadebrasil.cfm | AgÃªncia Nacional de Energia ElÃ©trica (Brazil) |  | 2017 | [11 empty] | 70.09 | 67.7 | NO-ESTIMATION | NO-ESTIMATION | NO-ESTIMATION | NO-ESTIMATION | CAPACITY-FACTOR-V1 | 42.94%
BRA | Brazil | Verace IV |  | BRA0030741 | 30 | -33.5517 | -53.2273 | Wind |  |  |  | 2015 |  | AgÃªncia Nacional de Energia ElÃ©trica (Brazil) | http://www2.aneel.gov.br/aplicacoes/capacidadebrasil/capacidadebrasil.cfm | AgÃªncia Nacional de Energia ElÃ©trica (Brazil) |  | 2017 | [11 empty] | 117.73 | 112.21 | NO-ESTIMATION | NO-ESTIMATION | NO-ESTIMATION | NO-ESTIMATION | CAPACITY-FACTOR-V1 | 42.7%
BRA | Brazil | Verace VIII |  | BRA0030755 | 26 | -33.5530 | -53.3108 | Wind |  |  |  | 2015 |  | AgÃªncia Nacional de Energia ElÃ©trica (Brazil) | http://www2.aneel.gov.br/aplicacoes/capacidadebrasil/capacidadebrasil.cfm | AgÃªncia Nacional de Energia ElÃ©trica (Brazil) |  | 2017 | [11 empty] | 102.04 | 99.14 | NO-ESTIMATION | NO-ESTIMATION | NO-ESTIMATION | NO-ESTIMATION | CAPACITY-FACTOR-V1 | 43.53%
BRA | Brazil | Verace 34 |  | BRA0031601 | 14.32 | -33.5625 | -53.3526 | Wind |  |  |  | 2016 |  | AgÃªncia Nacional de Energia ElÃ©trica (Brazil) | http://www2.aneel.gov.br/aplicacoes/capacidadebrasil/capacidadebrasil.cfm | AgÃªncia Nacional de Energia ElÃ©trica (Brazil) |  | 2017 | [12 empty] | 56.63 | NO-ESTIMATION | NO-ESTIMATION | NO-ESTIMATION | NO-ESTIMATION | CAPACITY-FACTOR-V1 | 45.14%
BRA | Brazil | Verace VII |  | BRA0030747 | 30 | -33.5668 | -53.2460 | Wind |  |  |  | 2015 |  | AgÃªncia Nacional de Energia ElÃ©trica (Brazil) | http://www2.aneel.gov.br/aplicacoes/capacidadebrasil/capacidadebrasil.cfm | AgÃªncia Nacional de Energia ElÃ©trica (Brazil) |  | 2017 | [11 empty] | 117.73 | 118.5 | NO-ESTIMATION | NO-ESTIMATION | NO-ESTIMATION | NO-ESTIMATION | CAPACITY-FACTOR-V1 | 45.09%
BRA | Brazil | Verace IX |  | BRA0030748 | 30 | -33.5767 | -53.2953 | Wind |  |  |  | 2015 |  | AgÃªncia Nacional de Energia ElÃ©trica (Brazil) | http://www2.aneel.gov.br/aplicacoes/capacidadebrasil/capacidadebrasil.cfm | AgÃªncia Nacional de Energia ElÃ©trica (Brazil) |  | 2017 | [11 empty] | 117.73 | 114.39 | NO-ESTIMATION | NO-ESTIMATION | NO-ESTIMATION | NO-ESTIMATION | CAPACITY-FACTOR-V1 | 43.53%
BRA | Brazil | Verace 35 |  | BRA0031539 | 12.53 | -33.5851 | -53.3593 | Wind |  |  |  | 2015 |  | AgÃªncia Nacional de Energia ElÃ©trica (Brazil) | http://www2.aneel.gov.br/aplicacoes/capacidadebrasil/capacidadebrasil.cfm | AgÃªncia Nacional de Energia ElÃ©trica (Brazil) |  | 2017 | [11 empty] | 47.54 | 48.76 | NO-ESTIMATION | NO-ESTIMATION | NO-ESTIMATION | NO-ESTIMATION | CAPACITY-FACTOR-V1 | 44.42%
BRA | Brazil | Verace X |  | BRA0030749 | 28 | -33.5913 | -53.2716 | Wind |  |  |  | 2015 |  | AgÃªncia Nacional de Energia ElÃ©trica (Brazil) | http://www2.aneel.gov.br/aplicacoes/capacidadebrasil/capacidadebrasil.cfm | AgÃªncia Nacional de Energia ElÃ©trica (Brazil) |  | 2017 | [11 empty] | 109.88 | 106.77 | NO-ESTIMATION | NO-ESTIMATION | NO-ESTIMATION | NO-ESTIMATION | CAPACITY-FACTOR-V1 | 43.53%
BRA | Brazil | Verace 36 |  | BRA0031610 | 21.48 | -33.5961 | -53.3677 | Wind |  |  |  | 2015 |  | AgÃªncia Nacional de Energia ElÃ©trica (Brazil) | http://www2.aneel.gov.br/aplicacoes/capacidadebrasil/capacidadebrasil.cfm | AgÃªncia Nacional de Energia ElÃ©trica (Brazil) |  | 2017 | [11 empty] | 85.65 | 90.28 | NO-ESTIMATION | NO-ESTIMATION | NO-ESTIMATION | NO-ESTIMATION | CAPACITY-FACTOR-V1 | 47.98%
BRA | Brazil | Verace 31 |  | BRA0031558 | 8.95 | -33.6072 | -53.3248 | Wind |  |  |  | 2015 |  | AgÃªncia Nacional de Energia ElÃ©trica (Brazil) | http://www2.aneel.gov.br/aplicacoes/capacidadebrasil/capacidadebrasil.cfm | AgÃªncia Nacional de Energia ElÃ©trica (Brazil) |  | 2017 | [11 empty] | 35.18 | 34.7 | NO-ESTIMATION | NO-ESTIMATION | NO-ESTIMATION | NO-ESTIMATION | CAPACITY-FACTOR-V1 | 44.26%
BRA | Brazil | Verace 30 |  | BRA0031602 | 17.9 | -33.6099 | -53.3441 | Wind |  |  |  | 2015 |  | AgÃªncia Nacional de Energia ElÃ©trica (Brazil) | http://www2.aneel.gov.br/aplicacoes/capacidadebrasil/capacidadebrasil.cfm | AgÃªncia Nacional de Energia ElÃ©trica (Brazil) |  | 2017 | [11 empty] | 67.92 | 67.65 | NO-ESTIMATION | NO-ESTIMATION | NO-ESTIMATION | NO-ESTIMATION | CAPACITY-FACTOR-V1 | 43.14%
BRA | Brazil | Verace 29 |  | BRA0031557 | 17.9 | -33.6182 | -53.3572 | Wind |  |  |  | 2015 |  | AgÃªncia Nacional de Energia ElÃ©trica (Brazil) | http://www2.aneel.gov.br/aplicacoes/capacidadebrasil/capacidadebrasil.cfm | AgÃªncia Nacional de Energia ElÃ©trica (Brazil) |  | 2017 | [11 empty] | 67.92 | 67.32 | NO-ESTIMATION | NO-ESTIMATION | NO-ESTIMATION | NO-ESTIMATION | CAPACITY-FACTOR-V1 | 42.93%
BRA | Brazil | Verace 28 |  | BRA0031578 | 12.53 | -33.6340 | -53.3534 | Wind |  |  |  | 2015 |  | AgÃªncia Nacional de Energia ElÃ©trica (Brazil) | http://www2.aneel.gov.br/aplicacoes/capacidadebrasil/capacidadebrasil.cfm | AgÃªncia Nacional de Energia ElÃ©trica (Brazil) |  | 2017 | [11 empty] | 47.54 | 47.36 | NO-ESTIMATION | NO-ESTIMATION | NO-ESTIMATION | NO-ESTIMATION | CAPACITY-FACTOR-V1 | 43.15%
BRA | Brazil | Verace 24 |  | BRA0031561 | 19.69 | -33.6387 | -53.3094 | Wind |  |  |  | 2015 |  | AgÃªncia Nacional de Energia ElÃ©trica (Brazil) | http://www2.aneel.gov.br/aplicacoes/capacidadebrasil/capacidadebrasil.cfm | AgÃªncia Nacional de Energia ElÃ©trica (Brazil) |  | 2017 | [11 empty] | 76.68 | 74.06 | NO-ESTIMATION | NO-ESTIMATION | NO-ESTIMATION | NO-ESTIMATION | CAPACITY-FACTOR-V1 | 42.94%
BRA | Brazil | Verace 25 |  | BRA0031541 | 7.16 | -33.6399 | -53.3251 | Wind |  |  |  | 2015 |  | AgÃªncia Nacional de Energia ElÃ©trica (Brazil) | http://www2.aneel.gov.br/aplicacoes/capacidadebrasil/capacidadebrasil.cfm | AgÃªncia Nacional de Energia ElÃ©trica (Brazil) |  | 2017 | [11 empty] | 25.36 | 25.27 | NO-ESTIMATION | NO-ESTIMATION | NO-ESTIMATION | NO-ESTIMATION | CAPACITY-FACTOR-V1 | 40.29%
BRA | Brazil | Verace 26 |  | BRA0031559 | 14.32 | -33.6535 | -53.3041 | Wind |  |  |  | 2015 |  | AgÃªncia Nacional de Energia ElÃ©trica (Brazil) | http://www2.aneel.gov.br/aplicacoes/capacidadebrasil/capacidadebrasil.cfm | AgÃªncia Nacional de Energia ElÃ©trica (Brazil) |  | 2017 | [11 empty] | 55.76 | 53.86 | NO-ESTIMATION | NO-ESTIMATION | NO-ESTIMATION | NO-ESTIMATION | CAPACITY-FACTOR-V1 | 42.94%
BRA | Brazil | Verace 27 |  | BRA0031600 | 16.11 | -33.6543 | -53.3237 | Wind |  |  |  | 2015 |  | AgÃªncia Nacional de Energia ElÃ©trica (Brazil) | http://www2.aneel.gov.br/aplicacoes/capacidadebrasil/capacidadebrasil.cfm | AgÃªncia Nacional de Energia ElÃ©trica (Brazil) |  | 2017 | [11 empty] | 62.13 | 60.39 | HYDRO-V1 | HYDRO-V1 | HYDRO-V1 | HYDRO-V1 | HYDRO-V1 | 42.79%
BRA | Brazil | ChuÃ­ I |  | BRA0030767 | 24 | -33.6565 | -53.3936 | Wind |  |  |  | 2015 |  | AgÃªncia Nacional de Energia ElÃ©trica (Brazil) | http://www2.aneel.gov.br/aplicacoes/capacidadebrasil/capacidadebrasil.cfm | AgÃªncia Nacional de Energia ElÃ©trica (Brazil) |  | 2017 | [11 empty] | 92.48 | 95.31 | HYDRO-V1 | HYDRO-V1 | HYDRO-V1 | HYDRO-V1 | HYDRO-V1 | 45.33%
BRA | Brazil | ChuÃ­ II |  | BRA0030790 | 22 | -33.6594 | -53.4003 | Wind |  |  |  | 2015 |  | AgÃªncia Nacional de Energia ElÃ©trica (Brazil) | http://www2.aneel.gov.br/aplicacoes/capacidadebrasil/capacidadebrasil.cfm | AgÃªncia Nacional de Energia ElÃ©trica (Brazil) |  | 2017 | [11 empty] | 88.35 | 86.18 | NO-ESTIMATION | NO-ESTIMATION | NO-ESTIMATION | NO-ESTIMATION | CAPACITY-FACTOR-V1 | 44.72%
BRA | Brazil | ChuÃ­ IV |  | BRA0030754 | 22 | -33.6647 | -53.4164 | Wind |  |  |  | 2015 |  | AgÃªncia Nacional de Energia ElÃ©trica (Brazil) | http://www2.aneel.gov.br/aplicacoes/capacidadebrasil/capacidadebrasil.cfm | AgÃªncia Nacional de Energia ElÃ©trica (Brazil) |  | 2017 | [11 empty] | 88.35 | 93.74 | NO-ESTIMATION | NO-ESTIMATION | NO-ESTIMATION | NO-ESTIMATION | CAPACITY-FACTOR-V1 | 48.64%
BRA | Brazil | ChuÃ­ V |  | BRA0030760 | 30 | -33.6681 | -53.4218 | Wind |  |  |  | 2015 |  | AgÃªncia Nacional de Energia ElÃ©trica (Brazil) | http://www2.aneel.gov.br/aplicacoes/capacidadebrasil/capacidadebrasil.cfm | AgÃªncia Nacional de Energia ElÃ©trica (Brazil) |  | 2017 | [11 empty] | 115.60 | 116.77 | HYDRO-V1 | HYDRO-V1 | HYDRO-V1 | HYDRO-V1 | HYDRO-V1 | 44.43%
BRA | Brazil | ChuÃ­ 09 |  | BRA0031517 | 17.9 | -33.6875 | -53.3810 | Wind |  |  |  | 2015 |  | AgÃªncia Nacional de Energia ElÃ©trica (Brazil) | http://www2.aneel.gov.br/aplicacoes/capacidadebrasil/capacidadebrasil.cfm | AgÃªncia Nacional de Energia ElÃ©trica (Brazil) |  | 2017 | [11 empty] | 67.92 | 71.65 | SOLAR-V1-NO-AGE | SOLAR-V1-NO-AGE | SOLAR-V1-NO-AGE | SOLAR-V1-NO-AGE | SOLAR-V1-NO-AGE | 45.69%
BRA | Brazil | Minuano II |  | BRA0030791 | 24 | -33.7174 | -53.4167 | Wind |  |  |  | 2015 |  | AgÃªncia Nacional de Energia ElÃ©trica (Brazil) | http://www2.aneel.gov.br/aplicacoes/capacidadebrasil/capacidadebrasil.cfm | AgÃªncia Nacional de Energia ElÃ©trica (Brazil) |  | 2017 | [11 empty] | 92.48 | 98.36 | NO-ESTIMATION | NO-ESTIMATION | NO-ESTIMATION | NO-ESTIMATION | CAPACITY-FACTOR-V1 | 46.78%
BRA | Brazil | Minuano I |  | BRA0030844 | 22 | -33.7228 | -53.3990 | Wind |  |  |  | 2015 |  | AgÃªncia Nacional de Energia ElÃ©trica (Brazil) | http://www2.aneel.gov.br/aplicacoes/capacidadebrasil/capacidadebrasil.cfm | AgÃªncia Nacional de Energia ElÃ©trica (Brazil) |  | 2017 | [11 empty] | 88.35 | 90.58 | HYDRO-V1 | HYDRO-V1 | HYDRO-V1 | HYDRO-V1 | HYDRO-V1 | 47%
BRA | Brazil | Foz do Rio ChorÃ³ |  | BRA0028630 | 25.2 | -4.1256 | -38.1503 | Wind |  |  |  | 2009 |  | AgÃªncia Nacional de Energia ElÃ©trica (Brazil) | http://www2.aneel.gov.br/aplicacoes/capacidadebrasil/capacidadebrasil.cfm | AgÃªncia Nacional de Energia ElÃ©trica (Brazil) | 1078146 | 2017 | [8 empty] | 89.69 | 81.79 | 79.29 | 80.38 | 81.46 | NO-ESTIMATION | NO-ESTIMATION | NO-ESTIMATION | NO-ESTIMATION | CAPACITY-FACTOR-V1 | 36.9%
BRA | Brazil | Parque EÃ³lico de Beberibe |  | BRA0028174 | 25.6 | -4.1936 | -38.0766 | Wind |  |  |  | 2008 |  | AgÃªncia Nacional de Energia ElÃ©trica (Brazil) | http://www2.aneel.gov.br/aplicacoes/capacidadebrasil/capacidadebrasil.cfm | AgÃªncia Nacional de Energia ElÃ©trica (Brazil) | 1069597 | 2017 | [8 empty] | 88.51 | 74.64 | 86.42 | 78.61 | 81.05 | NO-ESTIMATION | NO-ESTIMATION | NO-ESTIMATION | NO-ESTIMATION | CAPACITY-FACTOR-V1 | 36.14%
BRA | Brazil | EÃ³lica Praias de Parajuru |  | BRA0028724 | 28.804 | -4.3631 | -37.8839 | Wind |  |  |  | 2009 |  | AgÃªncia Nacional de Energia ElÃ©trica (Brazil) | http://www2.aneel.gov.br/aplicacoes/capacidadebrasil/capacidadebrasil.cfm | AgÃªncia Nacional de Energia ElÃ©trica (Brazil) |  | 2017 | [8 empty] | 101.27 | 92.89 | 99.48 | 90.18 | 93.7 | NO-ESTIMATION | NO-ESTIMATION | NO-ESTIMATION | NO-ESTIMATION | CAPACITY-FACTOR-V1 | 37.13%
BRA | Brazil | Canoa Quebrada |  | BRA0028788 | 57 | -4.4671 | -37.7577 | Wind |  |  |  | 2010 |  | AgÃªncia Nacional de Energia ElÃ©trica (Brazil) | http://www2.aneel.gov.br/aplicacoes/capacidadebrasil/capacidadebrasil.cfm | AgÃªncia Nacional de Energia ElÃ©trica (Brazil) | 1076507 | 2017 | [8 empty] | 222.07 | 212.30 | 205.70 | 190.57 | 198.19 | HYDRO-V1 | HYDRO-V1 | HYDRO-V1 | HYDRO-V1 | HYDRO-V1 | 39.69%
BRA | Brazil | Enacel |  | BRA0028770 | 31.5 | -4.5099 | -37.7607 | Wind |  |  |  | 2010 |  | AgÃªncia Nacional de Energia ElÃ©trica (Brazil) | http://www2.aneel.gov.br/aplicacoes/capacidadebrasil/capacidadebrasil.cfm | AgÃªncia Nacional de Energia ElÃ©trica (Brazil) | 1076508 | 2017 | [8 empty] | 121.78 | 117.52 | 112.68 | 99.07 | 103.3 | NO-ESTIMATION | NO-ESTIMATION | NO-ESTIMATION | NO-ESTIMATION | CAPACITY-FACTOR-V1 | 37.44%
BRA | Brazil | EÃ³lica Canoa Quebrada |  | BRA0028649 | 10.5 | -4.5358 | -37.6953 | Wind |  |  |  | 2008 |  | AgÃªncia Nacional de Energia ElÃ©trica (Brazil) | http://www2.aneel.gov.br/aplicacoes/capacidadebrasil/capacidadebrasil.cfm | AgÃªncia Nacional de Energia ElÃ©trica (Brazil) |  | 2017 | [8 empty] | 33.22 | 22.65 | 29.38 | 30.00 | 29.47 | HYDRO-V1 | HYDRO-V1 | HYDRO-V1 | HYDRO-V1 | HYDRO-V1 | 32.04%
BRA | Brazil | Quixaba |  | BRA0030369 | 25.5 | -4.5634 | -37.6885 | Wind |  |  |  | 2012 |  | AgÃªncia Nacional de Energia ElÃ©trica (Brazil) | http://www2.aneel.gov.br/aplicacoes/capacidadebrasil/capacidadebrasil.cfm | AgÃªncia Nacional de Energia ElÃ©trica (Brazil) |  | 2017 | [8 empty] | 109.03 | 107.97 | 98.37 | 75.72 | 80.4 | HYDRO-V1 | HYDRO-V1 | HYDRO-V1 | HYDRO-V1 | HYDRO-V1 | 35.99%
BRA | Brazil | Lagoa do Mato |  | BRA0028652 | 3.23 | -4.5891 | -37.6377 | Wind |  |  |  | 2009 |  | AgÃªncia Nacional de Energia ElÃ©trica (Brazil) | http://www2.aneel.gov.br/aplicacoes/capacidadebrasil/capacidadebrasil.cfm | AgÃªncia Nacional de Energia ElÃ©trica (Brazil) | 1062906 | 2017 | [8 empty] | 10.55 | 8.32 | 9.18 | 6.97 | 6.94 | HYDRO-V1 | HYDRO-V1 | HYDRO-V1 | HYDRO-V1 | HYDRO-V1 | 24.53%
BRA | Brazil | CarcarÃ¡ I |  | BRA0030832 | 30 | -4.9438 | -36.9918 | Wind |  |  |  | 2015 |  | AgÃªncia Nacional de Energia ElÃ©trica (Brazil) | http://www2.aneel.gov.br/aplicacoes/capacidadebrasil/capacidadebrasil.cfm | AgÃªncia Nacional de Energia ElÃ©trica (Brazil) |  | 2017 | [11 empty] | 117.04 | 115.16 | HYDRO-V1 | HYDRO-V1 | HYDRO-V1 | HYDRO-V1 | HYDRO-V1 | 43.82%
BRA | Brazil | CarcarÃ¡ II |  | BRA0030897 | 30 | -4.9457 | -37.0036 | Wind |  |  |  | 2014 |  | AgÃªncia Nacional de Energia ElÃ©trica (Brazil) | http://www2.aneel.gov.br/aplicacoes/capacidadebrasil/capacidadebrasil.cfm | AgÃªncia Nacional de Energia ElÃ©trica (Brazil) |  | 2017 | [10 empty] | 126.81 | 115.48 | 98.9 | NO-ESTIMATION | NO-ESTIMATION | NO-ESTIMATION | NO-ESTIMATION | CAPACITY-FACTOR-V1 | 37.63%
BRA | Brazil | Mel 02 |  | BRA0030454 | 20 | -4.9467 | -36.9641 | Wind |  |  |  | 2013 |  | AgÃªncia Nacional de Energia ElÃ©trica (Brazil) | http://www2.aneel.gov.br/aplicacoes/capacidadebrasil/capacidadebrasil.cfm | AgÃªncia Nacional de Energia ElÃ©trica (Brazil) | 1094296 | 2017 | [9 empty] | 83.46 | 83.03 | 64.74 | 54.05 | NO-ESTIMATION | NO-ESTIMATION | NO-ESTIMATION | NO-ESTIMATION | CAPACITY-FACTOR-V1 | 30.85%
BRA | Brazil | Terral |  | BRA0030898 | 30 | -4.9618 | -37.0355 | Wind |  |  |  | 2015 |  | AgÃªncia Nacional de Energia ElÃ©trica (Brazil) | http://www2.aneel.gov.br/aplicacoes/capacidadebrasil/capacidadebrasil.cfm | AgÃªncia Nacional de Energia ElÃ©trica (Brazil) | 1106303 | 2017 | [11 empty] | 117.04 | 115.16 | NO-ESTIMATION | NO-ESTIMATION | NO-ESTIMATION | NO-ESTIMATION | CAPACITY-FACTOR-V1 | 43.82%
BRA | Brazil | Mar e Terra |  | BRA0030389 | 23.1 | -4.9640 | -36.9147 | Wind |  |  |  | 2014 |  | AgÃªncia Nacional de Energia ElÃ©trica (Brazil) | http://www2.aneel.gov.br/aplicacoes/capacidadebrasil/capacidadebrasil.cfm | AgÃªncia Nacional de Energia ElÃ©trica (Brazil) |  | 2017 | [10 empty] | 98.02 | 90.82 | 78.05 | NO-ESTIMATION | NO-ESTIMATION | NO-ESTIMATION | NO-ESTIMATION | CAPACITY-FACTOR-V1 | 38.57%
BRA | Brazil | Areia Branca |  | BRA0030340 | 27.3 | -4.9686 | -36.9009 | Wind |  |  |  | 2014 |  | AgÃªncia Nacional de Energia ElÃ©trica (Brazil) | http://www2.aneel.gov.br/aplicacoes/capacidadebrasil/capacidadebrasil.cfm | AgÃªncia Nacional de Energia ElÃ©trica (Brazil) | 1059252 | 2017 | [10 empty] | 115.39 | 105.09 | 90 | HYDRO-V1 | HYDRO-V1 | HYDRO-V1 | HYDRO-V1 | HYDRO-V1 | 37.63%
BRA | Brazil | Vila Amazonas V |  | BRA0031750 | 24 | -4.9989 | -36.9547 | Wind |  |  |  | 2016 |  | AgÃªncia Nacional de Energia ElÃ©trica (Brazil) | http://www2.aneel.gov.br/aplicacoes/capacidadebrasil/capacidadebrasil.cfm | AgÃªncia Nacional de Energia ElÃ©trica (Brazil) | 1114615 | 2017 | [12 empty] | 93.37 | NO-ESTIMATION | NO-ESTIMATION | NO-ESTIMATION | NO-ESTIMATION | CAPACITY-FACTOR-V1 | 44.41%
BRA | Brazil | Vila ParÃ¡ I |  | BRA0031759 | 27 | -5.0350 | -36.9124 | Wind |  |  |  | 2016 |  | AgÃªncia Nacional de Energia ElÃ©trica (Brazil) | http://www2.aneel.gov.br/aplicacoes/capacidadebrasil/capacidadebrasil.cfm | AgÃªncia Nacional de Energia ElÃ©trica (Brazil) |  | 2017 | [12 empty] | 105.05 | NO-ESTIMATION | NO-ESTIMATION | NO-ESTIMATION | NO-ESTIMATION | CAPACITY-FACTOR-V1 | 44.41%
BRA | Brazil | Vila ParÃ¡ II |  | BRA0031757 | 24 | -5.0440 | -36.9122 | Wind |  |  |  | 2016 |  | AgÃªncia Nacional de Energia ElÃ©trica (Brazil) | http://www2.aneel.gov.br/aplicacoes/capacidadebrasil/capacidadebrasil.cfm | AgÃªncia Nacional de Energia ElÃ©trica (Brazil) |  | 2017 | [12 empty] | 93.37 | NO-ESTIMATION | NO-ESTIMATION | NO-ESTIMATION | NO-ESTIMATION | CAPACITY-FACTOR-V1 | 44.41%
BRA | Brazil | Dreen SÃ£o Bento do Norte |  | BRA0030536 | 30 | -5.0530 | -35.9784 | Wind |  |  |  | 2015 |  | AgÃªncia Nacional de Energia ElÃ©trica (Brazil) | http://www2.aneel.gov.br/aplicacoes/capacidadebrasil/capacidadebrasil.cfm | AgÃªncia Nacional de Energia ElÃ©trica (Brazil) | 1107788 | 2017 | [11 empty] | 117.04 | 115.16 | NO-ESTIMATION | NO-ESTIMATION | NO-ESTIMATION | NO-ESTIMATION | CAPACITY-FACTOR-V1 | 43.82%
BRA | Brazil | Dreen Olho D Ãgua |  | BRA0030549 | 30 | -5.0545 | -35.9687 | Wind |  |  |  | 2015 |  | AgÃªncia Nacional de Energia ElÃ©trica (Brazil) | http://www2.aneel.gov.br/aplicacoes/capacidadebrasil/capacidadebrasil.cfm | AgÃªncia Nacional de Energia ElÃ©trica (Brazil) | 1107789 | 2017 | [11 empty] | 117.04 | 115.16 | SOLAR-V1-NO-AGE | SOLAR-V1-NO-AGE | SOLAR-V1-NO-AGE | SOLAR-V1-NO-AGE | SOLAR-V1-NO-AGE | 43.82%
BRA | Brazil | Vila ParÃ¡ III |  | BRA0031765 | 24 | -5.0583 | -36.9121 | Wind |  |  |  | 2016 |  | AgÃªncia Nacional de Energia ElÃ©trica (Brazil) | http://www2.aneel.gov.br/aplicacoes/capacidadebrasil/capacidadebrasil.cfm | AgÃªncia Nacional de Energia ElÃ©trica (Brazil) |  | 2017 | [12 empty] | 93.37 | NO-ESTIMATION | NO-ESTIMATION | NO-ESTIMATION | NO-ESTIMATION | CAPACITY-FACTOR-V1 | 44.41%
BRA | Brazil | UniÃ£o dos Ventos 8 |  | BRA0030569 | 14.4 | -5.0727 | -35.8880 | Wind |  |  |  | 2014 |  | AgÃªncia Nacional de Energia ElÃ©trica (Brazil) | http://www2.aneel.gov.br/aplicacoes/capacidadebrasil/capacidadebrasil.cfm | AgÃªncia Nacional de Energia ElÃ©trica (Brazil) |  | 2017 | [10 empty] | 60.60 | 54.84 | 46.49 | NO-ESTIMATION | NO-ESTIMATION | NO-ESTIMATION | NO-ESTIMATION | CAPACITY-FACTOR-V1 | 36.85%
BRA | Brazil | UniÃ£o dos Ventos 1 |  | BRA0030562 | 22.4 | -5.0774 | -35.8398 | Wind |  |  |  | 2014 |  | AgÃªncia Nacional de Energia ElÃ©trica (Brazil) | http://www2.aneel.gov.br/aplicacoes/capacidadebrasil/capacidadebrasil.cfm | AgÃªncia Nacional de Energia ElÃ©trica (Brazil) |  | 2017 | [10 empty] | 95.05 | 88.07 | 75.68 | NO-ESTIMATION | NO-ESTIMATION | NO-ESTIMATION | NO-ESTIMATION | CAPACITY-FACTOR-V1 | 38.57%
BRA | Brazil | UniÃ£o dos Ventos 2 |  | BRA0030563 | 22.4 | -5.0806 | -35.8258 | Wind |  |  |  | 2014 |  | AgÃªncia Nacional de Energia ElÃ©trica (Brazil) | http://www2.aneel.gov.br/aplicacoes/capacidadebrasil/capacidadebrasil.cfm | AgÃªncia Nacional de Energia ElÃ©trica (Brazil) |  | 2017 | [10 empty] | 95.05 | 88.07 | 75.68 | HYDRO-V1 | HYDRO-V1 | HYDRO-V1 | HYDRO-V1 | HYDRO-V1 | 38.57%
BRA | Brazil | UniÃ£o dos Ventos 3 |  | BRA0030564 | 22.4 | -5.0825 | -35.8100 | Wind |  |  |  | 2014 |  | AgÃªncia Nacional de Energia ElÃ©trica (Brazil) | http://www2.aneel.gov.br/aplicacoes/capacidadebrasil/capacidadebrasil.cfm | AgÃªncia Nacional de Energia ElÃ©trica (Brazil) |  | 2017 | [10 empty] | 95.05 | 88.07 | 75.68 | HYDRO-V1 | HYDRO-V1 | HYDRO-V1 | HYDRO-V1 | HYDRO-V1 | 38.57%
BRA | Brazil | Miassaba II |  | BRA0030370 | 14.4 | -5.0826 | -36.4074 | Wind |  |  |  | 2011 |  | AgÃªncia Nacional de Energia ElÃ©trica (Brazil) | http://www2.aneel.gov.br/aplicacoes/capacidadebrasil/capacidadebrasil.cfm | AgÃªncia Nacional de Energia ElÃ©trica (Brazil) | 1097650 | 2017 | [8 empty] | 60.48 | 58.39 | 48.57 | 40.95 | 39.24 | NO-ESTIMATION | NO-ESTIMATION | NO-ESTIMATION | NO-ESTIMATION | CAPACITY-FACTOR-V1 | 31.11%
BRA | Brazil | UniÃ£o dos Ventos 9 |  | BRA0030570 | 11.2 | -5.0872 | -35.8870 | Wind |  |  |  | 2014 |  | AgÃªncia Nacional de Energia ElÃ©trica (Brazil) | http://www2.aneel.gov.br/aplicacoes/capacidadebrasil/capacidadebrasil.cfm | AgÃªncia Nacional de Energia ElÃ©trica (Brazil) |  | 2017 | [10 empty] | 43.48 | 40.77 | 34.27 | NO-ESTIMATION | NO-ESTIMATION | NO-ESTIMATION | NO-ESTIMATION | CAPACITY-FACTOR-V1 | 34.93%
BRA | Brazil | Macau |  | BRA0028787 | 1.8 | -5.0883 | -36.5578 | Wind | [5 empty] | AgÃªncia Nacional de Energia ElÃ©trica (Brazil) | http://www2.aneel.gov.br/aplicacoes/capacidadebrasil/capacidadebrasil.cfm | AgÃªncia Nacional de Energia ElÃ©trica (Brazil) | 1051665 | 2017 | [12 empty] | 6.2 | NO-ESTIMATION | NO-ESTIMATION | NO-ESTIMATION | NO-ESTIMATION | CAPACITY-FACTOR-V1 | 39.32%
BRA | Brazil | UniÃ£o dos Ventos 4 |  | BRA0030565 | 11.2 | -5.0903 | -35.7980 | Wind |  |  |  | 2014 |  | AgÃªncia Nacional de Energia ElÃ©trica (Brazil) | http://www2.aneel.gov.br/aplicacoes/capacidadebrasil/capacidadebrasil.cfm | AgÃªncia Nacional de Energia ElÃ©trica (Brazil) |  | 2017 | [10 empty] | 43.48 | 40.77 | 34.27 | NO-ESTIMATION | NO-ESTIMATION | NO-ESTIMATION | NO-ESTIMATION | CAPACITY-FACTOR-V1 | 34.93%
BRA | Brazil | UniÃ£o dos Ventos 5 |  | BRA0030566 | 24 | -5.0904 | -35.7820 | Wind |  |  |  | 2014 |  | AgÃªncia Nacional de Energia ElÃ©trica (Brazil) | http://www2.aneel.gov.br/aplicacoes/capacidadebrasil/capacidadebrasil.cfm | AgÃªncia Nacional de Energia ElÃ©trica (Brazil) |  | 2017 | [10 empty] | 101.44 | 92.38 | 79.12 | HYDRO-V1 | HYDRO-V1 | HYDRO-V1 | HYDRO-V1 | HYDRO-V1 | 37.63%
BRA | Brazil | AratuÃ¡ I |  | BRA0030121 | 14.4 | -5.0919 | -36.3377 | Wind |  |  |  | 2012 |  | AgÃªncia Nacional de Energia ElÃ©trica (Brazil) | http://www2.aneel.gov.br/aplicacoes/capacidadebrasil/capacidadebrasil.cfm | AgÃªncia Nacional de Energia ElÃ©trica (Brazil) |  | 2017 | [8 empty] | 61.31 | 61.04 | 54.82 | 39.02 | 40.83 | NO-ESTIMATION | NO-ESTIMATION | NO-ESTIMATION | NO-ESTIMATION | CAPACITY-FACTOR-V1 | 32.37%
BRA | Brazil | Alegria I |  | BRA0028444 | 51 | -5.0944 | -36.3629 | Wind |  |  |  | 2010 |  | AgÃªncia Nacional de Energia ElÃ©trica (Brazil) | http://www2.aneel.gov.br/aplicacoes/capacidadebrasil/capacidadebrasil.cfm | AgÃªncia Nacional de Energia ElÃ©trica (Brazil) |  | 2017 | [8 empty] | 199.18 | 189.91 | 184.54 | 171.01 | 179.88 | NO-ESTIMATION | NO-ESTIMATION | NO-ESTIMATION | NO-ESTIMATION | CAPACITY-FACTOR-V1 | 40.26%
BRA | Brazil | UniÃ£o dos Ventos 6 |  | BRA0030567 | 12.8 | -5.0946 | -35.7670 | Wind |  |  |  | 2014 |  | AgÃªncia Nacional de Energia ElÃ©trica (Brazil) | http://www2.aneel.gov.br/aplicacoes/capacidadebrasil/capacidadebrasil.cfm | AgÃªncia Nacional de Energia ElÃ©trica (Brazil) |  | 2017 | [10 empty] | 53.38 | 48.74 | 41.32 | NO-ESTIMATION | NO-ESTIMATION | NO-ESTIMATION | NO-ESTIMATION | CAPACITY-FACTOR-V1 | 36.85%
BRA | Brazil | Farol |  | BRA0030502 | 20 | -5.0970 | -36.0204 | Wind |  |  |  | 2015 |  | AgÃªncia Nacional de Energia ElÃ©trica (Brazil) | http://www2.aneel.gov.br/aplicacoes/capacidadebrasil/capacidadebrasil.cfm | AgÃªncia Nacional de Energia ElÃ©trica (Brazil) | 1107790 | 2017 | [11 empty] | 77.66 | 75.96 | HYDRO-V1 | HYDRO-V1 | HYDRO-V1 | HYDRO-V1 | HYDRO-V1 | 43.36%
BRA | Brazil | UniÃ£o dos Ventos 7 |  | BRA0030568 | 14.4 | -5.0971 | -35.7520 | Wind |  |  |  | 2014 |  | AgÃªncia Nacional de Energia ElÃ©trica (Brazil) | http://www2.aneel.gov.br/aplicacoes/capacidadebrasil/capacidadebrasil.cfm | AgÃªncia Nacional de Energia ElÃ©trica (Brazil) |  | 2017 | [10 empty] | 60.60 | 54.84 | 46.49 | HYDRO-V1 | HYDRO-V1 | HYDRO-V1 | HYDRO-V1 | HYDRO-V1 | 36.85%
BRA | Brazil | Rei dos Ventos 1 |  | BRA0030416 | 58.45 | -5.1009 | -36.2020 | Wind |  |  |  | 2014 |  | AgÃªncia Nacional de Energia ElÃ©trica (Brazil) | http://www2.aneel.gov.br/aplicacoes/capacidadebrasil/capacidadebrasil.cfm | AgÃªncia Nacional de Energia ElÃ©trica (Brazil) | 1070268 | 2017 | [10 empty] | 249.73 | 241.67 | 210.97 | HYDRO-V1 | HYDRO-V1 | HYDRO-V1 | HYDRO-V1 | HYDRO-V1 | 41.2%
BRA | Brazil | UniÃ£o dos Ventos 10 |  | BRA0030571 | 14.4 | -5.1072 | -35.8890 | Wind |  |  |  | 2014 |  | AgÃªncia Nacional de Energia ElÃ©trica (Brazil) | http://www2.aneel.gov.br/aplicacoes/capacidadebrasil/capacidadebrasil.cfm | AgÃªncia Nacional de Energia ElÃ©trica (Brazil) |  | 2017 | [10 empty] | 60.60 | 54.84 | 46.49 | HYDRO-V1 | HYDRO-V1 | HYDRO-V1 | HYDRO-V1 | HYDRO-V1 | 36.85%
BRA | Brazil | Dreen Boa Vista |  | BRA0030512 | 14 | -5.1106 | -35.9279 | Wind |  |  |  | 2015 |  | AgÃªncia Nacional de Energia ElÃ©trica (Brazil) | http://www2.aneel.gov.br/aplicacoes/capacidadebrasil/capacidadebrasil.cfm | AgÃªncia Nacional de Energia ElÃ©trica (Brazil) |  | 2017 | [11 empty] | 54.36 | 53.17 | NO-ESTIMATION | NO-ESTIMATION | NO-ESTIMATION | NO-ESTIMATION | CAPACITY-FACTOR-V1 | 43.35%
BRA | Brazil | Rei dos Ventos 3 |  | BRA0030417 | 60.12 | -5.1190 | -36.1632 | Wind |  |  |  | 2014 |  | AgÃªncia Nacional de Energia ElÃ©trica (Brazil) | http://www2.aneel.gov.br/aplicacoes/capacidadebrasil/capacidadebrasil.cfm | AgÃªncia Nacional de Energia ElÃ©trica (Brazil) | 1070268 | 2017 | [10 empty] | 260.73 | 252.89 | 221.31 | SOLAR-V1-NO-AGE | SOLAR-V1-NO-AGE | SOLAR-V1-NO-AGE | SOLAR-V1-NO-AGE | SOLAR-V1-NO-AGE | 42.02%
BRA | Brazil | Alegria II |  | BRA0028443 | 100.65 | -5.1243 | -36.3833 | Wind |  |  |  | 2011 |  | AgÃªncia Nacional de Energia ElÃ©trica (Brazil) | http://www2.aneel.gov.br/aplicacoes/capacidadebrasil/capacidadebrasil.cfm | AgÃªncia Nacional de Energia ElÃ©trica (Brazil) |  | 2017 | [8 empty] | 435.32 | 413.19 | 386.02 | 383.89 | 369.97 | NO-ESTIMATION | NO-ESTIMATION | NO-ESTIMATION | NO-ESTIMATION | CAPACITY-FACTOR-V1 | 41.96%
BRA | Brazil | Miassaba 3 |  | BRA0030339 | 68.47 | -5.1278 | -36.4536 | Wind |  |  |  | 2014 |  | AgÃªncia Nacional de Energia ElÃ©trica (Brazil) | http://www2.aneel.gov.br/aplicacoes/capacidadebrasil/capacidadebrasil.cfm | AgÃªncia Nacional de Energia ElÃ©trica (Brazil) |  | 2017 | [10 empty] | 285.65 | 271.95 | 236.03 | NO-ESTIMATION | NO-ESTIMATION | NO-ESTIMATION | NO-ESTIMATION | CAPACITY-FACTOR-V1 | 39.35%
BRA | Brazil | Mangue Seco 2 |  | BRA0030284 | 26 | -5.1659 | -36.3193 | Wind |  |  |  | 2011 |  | AgÃªncia Nacional de Energia ElÃ©trica (Brazil) | http://www2.aneel.gov.br/aplicacoes/capacidadebrasil/capacidadebrasil.cfm | AgÃªncia Nacional de Energia ElÃ©trica (Brazil) | 1083088 | 2017 | [8 empty] | 109.82 | 105.59 | 94.48 | 82.20 | 81.55 | NO-ESTIMATION | NO-ESTIMATION | NO-ESTIMATION | NO-ESTIMATION | CAPACITY-FACTOR-V1 | 35.81%
BRA | Brazil | Mangue Seco 5 |  | BRA0030290 | 26 | -5.1673 | -36.4068 | Wind |  |  |  | 2011 |  | AgÃªncia Nacional de Energia ElÃ©trica (Brazil) | http://www2.aneel.gov.br/aplicacoes/capacidadebrasil/capacidadebrasil.cfm | AgÃªncia Nacional de Energia ElÃ©trica (Brazil) | 1083088 | 2017 | [8 empty] | 109.82 | 105.59 | 94.48 | 82.20 | 81.55 | NO-ESTIMATION | NO-ESTIMATION | NO-ESTIMATION | NO-ESTIMATION | CAPACITY-FACTOR-V1 | 35.81%
BRA | Brazil | Mangue Seco 1 |  | BRA0030285 | 26 | -5.1740 | -36.3024 | Wind |  |  |  | 2011 |  | AgÃªncia Nacional de Energia ElÃ©trica (Brazil) | http://www2.aneel.gov.br/aplicacoes/capacidadebrasil/capacidadebrasil.cfm | AgÃªncia Nacional de Energia ElÃ©trica (Brazil) | 1083088 | 2017 | [8 empty] | 109.82 | 105.59 | 94.48 | 82.20 | 81.55 | NO-ESTIMATION | NO-ESTIMATION | NO-ESTIMATION | NO-ESTIMATION | CAPACITY-FACTOR-V1 | 35.81%
BRA | Brazil | Mangue Seco 3 |  | BRA0030281 | 26 | -5.1856 | -36.3603 | Wind |  |  |  | 2011 |  | AgÃªncia Nacional de Energia ElÃ©trica (Brazil) | http://www2.aneel.gov.br/aplicacoes/capacidadebrasil/capacidadebrasil.cfm | AgÃªncia Nacional de Energia ElÃ©trica (Brazil) | 1083088 | 2017 | [8 empty] | 109.82 | 105.59 | 94.48 | 82.20 | 81.55 | NO-ESTIMATION | NO-ESTIMATION | NO-ESTIMATION | NO-ESTIMATION | CAPACITY-FACTOR-V1 | 35.81%
BRA | Brazil | SÃ£o Domingos |  | BRA0032215 | 25.2 | -5.2036 | -35.7910 | Wind |  |  |  | 2016 |  | AgÃªncia Nacional de Energia ElÃ©trica (Brazil) | http://www2.aneel.gov.br/aplicacoes/capacidadebrasil/capacidadebrasil.cfm | AgÃªncia Nacional de Energia ElÃ©trica (Brazil) | 1088381 | 2017 | [12 empty] | 98.04 | NO-ESTIMATION | NO-ESTIMATION | NO-ESTIMATION | NO-ESTIMATION | CAPACITY-FACTOR-V1 | 44.41%
BRA | Brazil | Ventos de SÃ£o Benedito |  | BRA0031373 | 29.4 | -5.2262 | -35.7852 | Wind |  |  |  | 2016 |  | AgÃªncia Nacional de Energia ElÃ©trica (Brazil) | http://www2.aneel.gov.br/aplicacoes/capacidadebrasil/capacidadebrasil.cfm | AgÃªncia Nacional de Energia ElÃ©trica (Brazil) | 1088379 | 2017 | [12 empty] | 114.39 | NO-ESTIMATION | NO-ESTIMATION | NO-ESTIMATION | NO-ESTIMATION | CAPACITY-FACTOR-V1 | 44.42%
BRA | Brazil | Asa Branca II |  | BRA0030547 | 27 | -5.2286 | -35.8808 | Wind |  |  |  | 2015 |  | AgÃªncia Nacional de Energia ElÃ©trica (Brazil) | http://www2.aneel.gov.br/aplicacoes/capacidadebrasil/capacidadebrasil.cfm | AgÃªncia Nacional de Energia ElÃ©trica (Brazil) | 1092478 | 2017 | [11 empty] | 105.33 | 103.65 | NO-ESTIMATION | NO-ESTIMATION | NO-ESTIMATION | NO-ESTIMATION | CAPACITY-FACTOR-V1 | 43.82%
BRA | Brazil | Asa Branca I |  | BRA0030505 | 27 | -5.2323 | -35.8266 | Wind |  |  |  | 2015 |  | AgÃªncia Nacional de Energia ElÃ©trica (Brazil) | http://www2.aneel.gov.br/aplicacoes/capacidadebrasil/capacidadebrasil.cfm | AgÃªncia Nacional de Energia ElÃ©trica (Brazil) | 1092478 | 2017 | [11 empty] | 105.33 | 103.65 | NO-ESTIMATION | NO-ESTIMATION | NO-ESTIMATION | NO-ESTIMATION | CAPACITY-FACTOR-V1 | 43.82%
BRA | Brazil | Eurus VI |  | BRA0030351 | 8 | -5.2329 | -35.9318 | Wind |  |  |  | 2014 |  | AgÃªncia Nacional de Energia ElÃ©trica (Brazil) | http://www2.aneel.gov.br/aplicacoes/capacidadebrasil/capacidadebrasil.cfm | AgÃªncia Nacional de Energia ElÃ©trica (Brazil) | 1088376 | 2017 | [10 empty] | 31.28 | 28.30 | 23.06 | HYDRO-V1 | HYDRO-V1 | HYDRO-V1 | HYDRO-V1 | HYDRO-V1 | 32.91%
BRA | Brazil | Ventos de Santo Dimas |  | BRA0031372 | 29.4 | -5.2337 | -35.7899 | Wind |  |  |  | 2016 |  | AgÃªncia Nacional de Energia ElÃ©trica (Brazil) | http://www2.aneel.gov.br/aplicacoes/capacidadebrasil/capacidadebrasil.cfm | AgÃªncia Nacional de Energia ElÃ©trica (Brazil) |  | 2017 | [12 empty] | 114.39 | NO-ESTIMATION | NO-ESTIMATION | NO-ESTIMATION | NO-ESTIMATION | CAPACITY-FACTOR-V1 | 44.42%
BRA | Brazil | Santa Clara IV |  | BRA0030307 | 30 | -5.2394 | -35.9135 | Wind |  |  |  | 2014 |  | AgÃªncia Nacional de Energia ElÃ©trica (Brazil) | http://www2.aneel.gov.br/aplicacoes/capacidadebrasil/capacidadebrasil.cfm | AgÃªncia Nacional de Energia ElÃ©trica (Brazil) |  | 2017 | [10 empty] | 126.81 | 115.48 | 98.9 | SOLAR-V1-NO-AGE | SOLAR-V1-NO-AGE | SOLAR-V1-NO-AGE | SOLAR-V1-NO-AGE | SOLAR-V1-NO-AGE | 37.63%
BRA | Brazil | Santa Clara VI |  | BRA0030304 | 30 | -5.2403 | -35.9270 | Wind |  |  |  | 2014 |  | AgÃªncia Nacional de Energia ElÃ©trica (Brazil) | http://www2.aneel.gov.br/aplicacoes/capacidadebrasil/capacidadebrasil.cfm | AgÃªncia Nacional de Energia ElÃ©trica (Brazil) |  | 2017 | [10 empty] | 126.81 | 115.48 | 98.9 | NO-ESTIMATION | NO-ESTIMATION | NO-ESTIMATION | NO-ESTIMATION | CAPACITY-FACTOR-V1 | 37.63%
BRA | Brazil | Santa Clara I |  | BRA0030292 | 30 | -5.2432 | -35.8988 | Wind |  |  |  | 2014 |  | AgÃªncia Nacional de Energia ElÃ©trica (Brazil) | http://www2.aneel.gov.br/aplicacoes/capacidadebrasil/capacidadebrasil.cfm | AgÃªncia Nacional de Energia ElÃ©trica (Brazil) | 1088375 | 2017 | [10 empty] | 126.81 | 115.48 | 98.9 | SOLAR-V1-NO-AGE | SOLAR-V1-NO-AGE | SOLAR-V1-NO-AGE | SOLAR-V1-NO-AGE | SOLAR-V1-NO-AGE | 37.63%
BRA | Brazil | Asa Branca VII |  | BRA0030513 | 32 | -5.2529 | -35.9430 | Wind |  |  |  | 2014 |  | AgÃªncia Nacional de Energia ElÃ©trica (Brazil) | http://www2.aneel.gov.br/aplicacoes/capacidadebrasil/capacidadebrasil.cfm | AgÃªncia Nacional de Energia ElÃ©trica (Brazil) | 1092478 | 2017 | [10 empty] | 135.26 | 123.18 | 105.49 | SOLAR-V1-NO-AGE | SOLAR-V1-NO-AGE | SOLAR-V1-NO-AGE | SOLAR-V1-NO-AGE | SOLAR-V1-NO-AGE | 37.63%
BRA | Brazil | Asa Branca III |  | BRA0030548 | 27 | -5.2551 | -35.8436 | Wind |  |  |  | 2015 |  | AgÃªncia Nacional de Energia ElÃ©trica (Brazil) | http://www2.aneel.gov.br/aplicacoes/capacidadebrasil/capacidadebrasil.cfm | AgÃªncia Nacional de Energia ElÃ©trica (Brazil) | 1092478 | 2017 | [11 empty] | 105.33 | 103.65 | HYDRO-V1 | HYDRO-V1 | HYDRO-V1 | HYDRO-V1 | HYDRO-V1 | 43.82%
BRA | Brazil | Santa Clara V |  | BRA0030378 | 30 | -5.2597 | -35.9217 | Wind |  |  |  | 2014 |  | AgÃªncia Nacional de Energia ElÃ©trica (Brazil) | http://www2.aneel.gov.br/aplicacoes/capacidadebrasil/capacidadebrasil.cfm | AgÃªncia Nacional de Energia ElÃ©trica (Brazil) | 1088375 | 2017 | [10 empty] | 126.81 | 115.48 | 98.9 | HYDRO-V1 | HYDRO-V1 | HYDRO-V1 | HYDRO-V1 | HYDRO-V1 | 37.63%
BRA | Brazil | Eurus IV |  | BRA0030509 | 27 | -5.2622 | -35.8145 | Wind |  |  |  | 2015 |  | AgÃªncia Nacional de Energia ElÃ©trica (Brazil) | http://www2.aneel.gov.br/aplicacoes/capacidadebrasil/capacidadebrasil.cfm | AgÃªncia Nacional de Energia ElÃ©trica (Brazil) | 1108507 | 2017 | [11 empty] | 105.33 | 103.65 | NO-ESTIMATION | NO-ESTIMATION | NO-ESTIMATION | NO-ESTIMATION | CAPACITY-FACTOR-V1 | 43.82%
BRA | Brazil | Santa Clara II |  | BRA0030308 | 30 | -5.2675 | -35.9102 | Wind |  |  |  | 2014 |  | AgÃªncia Nacional de Energia ElÃ©trica (Brazil) | http://www2.aneel.gov.br/aplicacoes/capacidadebrasil/capacidadebrasil.cfm | AgÃªncia Nacional de Energia ElÃ©trica (Brazil) |  | 2017 | [10 empty] | 126.81 | 115.48 | 98.9 | NO-ESTIMATION | NO-ESTIMATION | NO-ESTIMATION | NO-ESTIMATION | CAPACITY-FACTOR-V1 | 37.63%
BRA | Brazil | Santa Clara III |  | BRA0030293 | 30 | -5.2688 | -35.9036 | Wind |  |  |  | 2014 |  | AgÃªncia Nacional de Energia ElÃ©trica (Brazil) | http://www2.aneel.gov.br/aplicacoes/capacidadebrasil/capacidadebrasil.cfm | AgÃªncia Nacional de Energia ElÃ©trica (Brazil) |  | 2017 | [10 empty] | 126.81 | 115.48 | 98.9 | NO-ESTIMATION | NO-ESTIMATION | NO-ESTIMATION | NO-ESTIMATION | CAPACITY-FACTOR-V1 | 37.63%
BRA | Brazil | RenascenÃ§a V |  | BRA0030497 | 30 | -5.2698 | -35.8589 | Wind |  |  |  | 2015 |  | AgÃªncia Nacional de Energia ElÃ©trica (Brazil) | http://www2.aneel.gov.br/aplicacoes/capacidadebrasil/capacidadebrasil.cfm | AgÃªncia Nacional de Energia ElÃ©trica (Brazil) | 1087427 | 2017 | [11 empty] | 117.04 | 115.16 | HYDRO-V1 | HYDRO-V1 | HYDRO-V1 | HYDRO-V1 | HYDRO-V1 | 43.82%
BRA | Brazil | Ventos de SÃ£o Martinho |  | BRA0031412 | 14.7 | -5.2779 | -35.7809 | Wind |  |  |  | 2016 |  | AgÃªncia Nacional de Energia ElÃ©trica (Brazil) | http://www2.aneel.gov.br/aplicacoes/capacidadebrasil/capacidadebrasil.cfm | AgÃªncia Nacional de Energia ElÃ©trica (Brazil) | 1088382 | 2017 | [12 empty] | 56.92 | NO-ESTIMATION | NO-ESTIMATION | NO-ESTIMATION | NO-ESTIMATION | CAPACITY-FACTOR-V1 | 44.2%
BRA | Brazil | Santa MÃ´nica |  | BRA0031427 | 29.4 | -5.2798 | -35.8006 | Wind |  |  |  | 2016 |  | AgÃªncia Nacional de Energia ElÃ©trica (Brazil) | http://www2.aneel.gov.br/aplicacoes/capacidadebrasil/capacidadebrasil.cfm | AgÃªncia Nacional de Energia ElÃ©trica (Brazil) |  | 2017 | [12 empty] | 114.39 | NO-ESTIMATION | NO-ESTIMATION | NO-ESTIMATION | NO-ESTIMATION | CAPACITY-FACTOR-V1 | 44.42%
BRA | Brazil | Asa Branca VIII |  | BRA0030508 | 32 | -5.2812 | -35.9804 | Wind |  |  |  | 2014 |  | AgÃªncia Nacional de Energia ElÃ©trica (Brazil) | http://www2.aneel.gov.br/aplicacoes/capacidadebrasil/capacidadebrasil.cfm | AgÃªncia Nacional de Energia ElÃ©trica (Brazil) |  | 2017 | [10 empty] | 133.96 | 123.18 | 105.49 | SOLAR-V1-NO-AGE | SOLAR-V1-NO-AGE | SOLAR-V1-NO-AGE | SOLAR-V1-NO-AGE | SOLAR-V1-NO-AGE | 37.63%
BRA | Brazil | Ventos de SÃ£o Miguel |  | BRA0030514 | 30 | -5.2839 | -35.8755 | Wind |  |  |  | 2014 |  | AgÃªncia Nacional de Energia ElÃ©trica (Brazil) | http://www2.aneel.gov.br/aplicacoes/capacidadebrasil/capacidadebrasil.cfm | AgÃªncia Nacional de Energia ElÃ©trica (Brazil) | 1092903 | 2017 | [10 empty] | 126.81 | 115.48 | 98.9 | NO-ESTIMATION | NO-ESTIMATION | NO-ESTIMATION | NO-ESTIMATION | CAPACITY-FACTOR-V1 | 37.63%
BRA | Brazil | Campo dos Ventos V |  | BRA0031069 | 25.2 | -5.2931 | -35.9479 | Wind |  |  |  | 2016 |  | AgÃªncia Nacional de Energia ElÃ©trica (Brazil) | http://www2.aneel.gov.br/aplicacoes/capacidadebrasil/capacidadebrasil.cfm | AgÃªncia Nacional de Energia ElÃ©trica (Brazil) | 1088374 | 2017 | [12 empty] | 98.04 | NO-ESTIMATION | NO-ESTIMATION | NO-ESTIMATION | NO-ESTIMATION | CAPACITY-FACTOR-V1 | 44.41%
BRA | Brazil | Santa Ãšrsula |  | BRA0031425 | 27.3 | -5.2937 | -35.7893 | Wind |  |  |  | 2016 |  | AgÃªncia Nacional de Energia ElÃ©trica (Brazil) | http://www2.aneel.gov.br/aplicacoes/capacidadebrasil/capacidadebrasil.cfm | AgÃªncia Nacional de Energia ElÃ©trica (Brazil) |  | 2017 | [12 empty] | 106.21 | HYDRO-V1 | HYDRO-V1 | HYDRO-V1 | HYDRO-V1 | HYDRO-V1 | 44.41%
BRA | Brazil | RenascenÃ§a III |  | BRA0030527 | 30 | -5.2953 | -35.8957 | Wind |  |  |  | 2014 |  | AgÃªncia Nacional de Energia ElÃ©trica (Brazil) | http://www2.aneel.gov.br/aplicacoes/capacidadebrasil/capacidadebrasil.cfm | AgÃªncia Nacional de Energia ElÃ©trica (Brazil) | 1092901 | 2017 | [10 empty] | 126.81 | 115.48 | 98.9 | NO-ESTIMATION | NO-ESTIMATION | NO-ESTIMATION | NO-ESTIMATION | CAPACITY-FACTOR-V1 | 37.63%
BRA | Brazil | RenascenÃ§a IV |  | BRA0030551 | 30 | -5.2981 | -35.9164 | Wind |  |  |  | 2014 |  | AgÃªncia Nacional de Energia ElÃ©trica (Brazil) | http://www2.aneel.gov.br/aplicacoes/capacidadebrasil/capacidadebrasil.cfm | AgÃªncia Nacional de Energia ElÃ©trica (Brazil) | 1092902 | 2017 | [10 empty] | 126.81 | 115.48 | 98.9 | NO-ESTIMATION | NO-ESTIMATION | NO-ESTIMATION | NO-ESTIMATION | CAPACITY-FACTOR-V1 | 37.63%
BRA | Brazil | Baixa do FeijÃ£o II |  | BRA0030933 | 30 | -5.3022 | -36.0381 | Wind |  |  |  | 2016 |  | AgÃªncia Nacional de Energia ElÃ©trica (Brazil) | http://www2.aneel.gov.br/aplicacoes/capacidadebrasil/capacidadebrasil.cfm | AgÃªncia Nacional de Energia ElÃ©trica (Brazil) | 1114527 | 2017 | [12 empty] | 116.72 | NO-ESTIMATION | NO-ESTIMATION | NO-ESTIMATION | NO-ESTIMATION | CAPACITY-FACTOR-V1 | 44.41%
BRA | Brazil | Arizona 1 |  | BRA0030622 | 28 | -5.3042 | -35.3820 | Wind |  |  |  | 2013 |  | AgÃªncia Nacional de Energia ElÃ©trica (Brazil) | http://www2.aneel.gov.br/aplicacoes/capacidadebrasil/capacidadebrasil.cfm | AgÃªncia Nacional de Energia ElÃ©trica (Brazil) | 1094295 | 2017 | [9 empty] | 116.71 | 116.90 | 92.56 | 82.91 | NO-ESTIMATION | NO-ESTIMATION | NO-ESTIMATION | NO-ESTIMATION | CAPACITY-FACTOR-V1 | 33.8%
BRA | Brazil | RenascenÃ§a I |  | BRA0030515 | 30 | -5.3045 | -35.8692 | Wind |  |  |  | 2014 |  | AgÃªncia Nacional de Energia ElÃ©trica (Brazil) | http://www2.aneel.gov.br/aplicacoes/capacidadebrasil/capacidadebrasil.cfm | AgÃªncia Nacional de Energia ElÃ©trica (Brazil) | 1092899 | 2017 | [10 empty] | 126.81 | 115.48 | 98.9 | HYDRO-V1 | HYDRO-V1 | HYDRO-V1 | HYDRO-V1 | HYDRO-V1 | 37.63%
BRA | Brazil | Morro dos Ventos IX |  | BRA0030302 | 30 | -5.3055 | -35.9132 | Wind |  |  |  | 2014 |  | AgÃªncia Nacional de Energia ElÃ©trica (Brazil) | http://www2.aneel.gov.br/aplicacoes/capacidadebrasil/capacidadebrasil.cfm | AgÃªncia Nacional de Energia ElÃ©trica (Brazil) | 1097529 | 2017 | [10 empty] | 126.81 | 115.48 | 98.9 | NO-ESTIMATION | NO-ESTIMATION | NO-ESTIMATION | NO-ESTIMATION | CAPACITY-FACTOR-V1 | 37.63%
BRA | Brazil | RenascenÃ§a II |  | BRA0030516 | 30 | -5.3070 | -35.8887 | Wind |  |  |  | 2014 |  | AgÃªncia Nacional de Energia ElÃ©trica (Brazil) | http://www2.aneel.gov.br/aplicacoes/capacidadebrasil/capacidadebrasil.cfm | AgÃªncia Nacional de Energia ElÃ©trica (Brazil) | 1092900 | 2017 | [10 empty] | 126.81 | 115.48 | 98.9 | NO-ESTIMATION | NO-ESTIMATION | NO-ESTIMATION | NO-ESTIMATION | CAPACITY-FACTOR-V1 | 37.63%
BRA | Brazil | RN 15 - Rio do Fogo |  | BRA0028424 | 49.3 | -5.3097 | -35.3867 | Wind |  |  |  | 2006 |  | AgÃªncia Nacional de Energia ElÃ©trica (Brazil) | http://www2.aneel.gov.br/aplicacoes/capacidadebrasil/capacidadebrasil.cfm | AgÃªncia Nacional de Energia ElÃ©trica (Brazil) | 1061890 | 2017 | [8 empty] | 178.20 | 149.58 | 172.90 | 184.19 | 185.05 | NO-ESTIMATION | NO-ESTIMATION | NO-ESTIMATION | NO-ESTIMATION | CAPACITY-FACTOR-V1 | 42.85%
BRA | Brazil | Campo dos Ventos II |  | BRA0030500 | 30 | -5.3201 | -35.9322 | Wind |  |  |  | 2014 |  | AgÃªncia Nacional de Energia ElÃ©trica (Brazil) | http://www2.aneel.gov.br/aplicacoes/capacidadebrasil/capacidadebrasil.cfm | AgÃªncia Nacional de Energia ElÃ©trica (Brazil) | 1088374 | 2017 | [10 empty] | 126.81 | 115.48 | 98.9 | NO-ESTIMATION | NO-ESTIMATION | NO-ESTIMATION | NO-ESTIMATION | CAPACITY-FACTOR-V1 | 37.63%
BRA | Brazil | Baixa do FeijÃ£o IV |  | BRA0030931 | 30 | -5.3220 | -36.0606 | Wind |  |  |  | 2016 |  | AgÃªncia Nacional de Energia ElÃ©trica (Brazil) | http://www2.aneel.gov.br/aplicacoes/capacidadebrasil/capacidadebrasil.cfm | AgÃªncia Nacional de Energia ElÃ©trica (Brazil) | 1114527 | 2017 | [12 empty] | 116.72 | SOLAR-V1-NO-AGE | SOLAR-V1-NO-AGE | SOLAR-V1-NO-AGE | SOLAR-V1-NO-AGE | SOLAR-V1-NO-AGE | 44.41%
BRA | Brazil | Asa Branca IV |  | BRA0030498 | 32 | -5.3291 | -35.9916 | Wind |  |  |  | 2014 |  | AgÃªncia Nacional de Energia ElÃ©trica (Brazil) | http://www2.aneel.gov.br/aplicacoes/capacidadebrasil/capacidadebrasil.cfm | AgÃªncia Nacional de Energia ElÃ©trica (Brazil) | 1092478 | 2017 | [10 empty] | 133.96 | 123.18 | 105.49 | NO-ESTIMATION | NO-ESTIMATION | NO-ESTIMATION | NO-ESTIMATION | CAPACITY-FACTOR-V1 | 37.63%
BRA | Brazil | Campo dos Ventos III |  | BRA0031071 | 25.2 | -5.3356 | -35.9669 | Wind |  |  |  | 2016 |  | AgÃªncia Nacional de Energia ElÃ©trica (Brazil) | http://www2.aneel.gov.br/aplicacoes/capacidadebrasil/capacidadebrasil.cfm | AgÃªncia Nacional de Energia ElÃ©trica (Brazil) | 1088374 | 2017 | [12 empty] | 98.04 | NO-ESTIMATION | NO-ESTIMATION | NO-ESTIMATION | NO-ESTIMATION | NO-ESTIMATION | 44.41%
BRA | Brazil | Morro dos Ventos VI |  | BRA0030300 | 28.8 | -5.3437 | -35.8783 | Wind |  |  |  | 2014 |  | AgÃªncia Nacional de Energia ElÃ©trica (Brazil) | http://www2.aneel.gov.br/aplicacoes/capacidadebrasil/capacidadebrasil.cfm | AgÃªncia Nacional de Energia ElÃ©trica (Brazil) | 1097528 | 2017 | [10 empty] | 121.73 | 110.86 | 94.94 | NO-ESTIMATION | NO-ESTIMATION | NO-ESTIMATION | NO-ESTIMATION | CAPACITY-FACTOR-V1 | 37.63%
BRA | Brazil | Baixa do FeijÃ£o III |  | BRA0030934 | 30 | -5.3449 | -36.0400 | Wind |  |  |  | 2016 |  | AgÃªncia Nacional de Energia ElÃ©trica (Brazil) | http://www2.aneel.gov.br/aplicacoes/capacidadebrasil/capacidadebrasil.cfm | AgÃªncia Nacional de Energia ElÃ©trica (Brazil) |  | 2017 | [12 empty] | 116.72 | SOLAR-V1-NO-AGE | SOLAR-V1-NO-AGE | SOLAR-V1-NO-AGE | SOLAR-V1-NO-AGE | SOLAR-V1-NO-AGE | 44.41%
BRA | Brazil | Campo dos Ventos I |  | BRA0031072 | 25.2 | -5.3450 | -35.9428 | Wind |  |  |  | 2016 |  | AgÃªncia Nacional de Energia ElÃ©trica (Brazil) | http://www2.aneel.gov.br/aplicacoes/capacidadebrasil/capacidadebrasil.cfm | AgÃªncia Nacional de Energia ElÃ©trica (Brazil) | 1088374 | 2017 | [12 empty] | 98.04 | NO-ESTIMATION | NO-ESTIMATION | NO-ESTIMATION | NO-ESTIMATION | CAPACITY-FACTOR-V1 | 44.41%
BRA | Brazil | Asa Branca VI |  | BRA0030520 | 32 | -5.3596 | -35.9987 | Wind |  |  |  | 2014 |  | AgÃªncia Nacional de Energia ElÃ©trica (Brazil) | http://www2.aneel.gov.br/aplicacoes/capacidadebrasil/capacidadebrasil.cfm | AgÃªncia Nacional de Energia ElÃ©trica (Brazil) | 1092478 | 2017 | [10 empty] | 133.96 | 123.18 | 105.49 | NO-ESTIMATION | NO-ESTIMATION | NO-ESTIMATION | NO-ESTIMATION | CAPACITY-FACTOR-V1 | 37.63%
BRA | Brazil | Morro dos Ventos II |  | BRA0030889 | 29.16 | -5.3601 | -35.8355 | Wind |  |  |  | 2015 |  | AgÃªncia Nacional de Energia ElÃ©trica (Brazil) | http://www2.aneel.gov.br/aplicacoes/capacidadebrasil/capacidadebrasil.cfm | AgÃªncia Nacional de Energia ElÃ©trica (Brazil) | 1097525 | 2017 | [11 empty] | 113.76 | 111.94 | HYDRO-V1 | HYDRO-V1 | HYDRO-V1 | HYDRO-V1 | HYDRO-V1 | 43.82%
BRA | Brazil | Morro dos Ventos I |  | BRA0030301 | 28.8 | -5.3628 | -35.8190 | Wind |  |  |  | 2014 |  | AgÃªncia Nacional de Energia ElÃ©trica (Brazil) | http://www2.aneel.gov.br/aplicacoes/capacidadebrasil/capacidadebrasil.cfm | AgÃªncia Nacional de Energia ElÃ©trica (Brazil) | 1097524 | 2017 | [10 empty] | 121.73 | 110.86 | 94.94 | NO-ESTIMATION | NO-ESTIMATION | NO-ESTIMATION | NO-ESTIMATION | CAPACITY-FACTOR-V1 | 37.63%
BRA | Brazil | Eurus I |  | BRA0030503 | 30 | -5.3651 | -35.8619 | Wind |  |  |  | 2014 |  | AgÃªncia Nacional de Energia ElÃ©trica (Brazil) | http://www2.aneel.gov.br/aplicacoes/capacidadebrasil/capacidadebrasil.cfm | AgÃªncia Nacional de Energia ElÃ©trica (Brazil) | 1080353 | 2017 | [10 empty] | 126.81 | 115.48 | 98.9 | NO-ESTIMATION | NO-ESTIMATION | NO-ESTIMATION | NO-ESTIMATION | CAPACITY-FACTOR-V1 | 37.63%
BRA | Brazil | Baixa do FeijÃ£o I |  | BRA0030932 | 30 | -5.3698 | -36.0317 | Wind |  |  |  | 2016 |  | AgÃªncia Nacional de Energia ElÃ©trica (Brazil) | http://www2.aneel.gov.br/aplicacoes/capacidadebrasil/capacidadebrasil.cfm | AgÃªncia Nacional de Energia ElÃ©trica (Brazil) | 1114527 | 2017 | [12 empty] | 116.72 | SOLAR-V1-NO-AGE | SOLAR-V1-NO-AGE | SOLAR-V1-NO-AGE | SOLAR-V1-NO-AGE | SOLAR-V1-NO-AGE | 44.41%
BRA | Brazil | Morro dos Ventos III |  | BRA0030310 | 28.8 | -5.3744 | -35.8683 | Wind |  |  |  | 2014 |  | AgÃªncia Nacional de Energia ElÃ©trica (Brazil) | http://www2.aneel.gov.br/aplicacoes/capacidadebrasil/capacidadebrasil.cfm | AgÃªncia Nacional de Energia ElÃ©trica (Brazil) | 1097526 | 2017 | [10 empty] | 121.73 | 110.86 | 94.94 | SOLAR-V1-NO-AGE | SOLAR-V1-NO-AGE | SOLAR-V1-NO-AGE | SOLAR-V1-NO-AGE | SOLAR-V1-NO-AGE | 37.63%
BRA | Brazil | Morro dos Ventos IV |  | BRA0030311 | 28.8 | -5.3820 | -35.8809 | Wind |  |  |  | 2014 |  | AgÃªncia Nacional de Energia ElÃ©trica (Brazil) | http://www2.aneel.gov.br/aplicacoes/capacidadebrasil/capacidadebrasil.cfm | AgÃªncia Nacional de Energia ElÃ©trica (Brazil) | 1097527 | 2017 | [10 empty] | 121.73 | 110.86 | 94.94 | HYDRO-V1 | HYDRO-V1 | HYDRO-V1 | HYDRO-V1 | HYDRO-V1 | 37.63%
BRA | Brazil | Asa Branca V |  | BRA0030507 | 32 | -5.3828 | -36.0088 | Wind |  |  |  | 2014 |  | AgÃªncia Nacional de Energia ElÃ©trica (Brazil) | http://www2.aneel.gov.br/aplicacoes/capacidadebrasil/capacidadebrasil.cfm | AgÃªncia Nacional de Energia ElÃ©trica (Brazil) | 1092478 | 2017 | [10 empty] | 133.96 | 123.18 | 105.49 | HYDRO-V1 | HYDRO-V1 | HYDRO-V1 | HYDRO-V1 | HYDRO-V1 | 37.63%
BRA | Brazil | Juremas |  | BRA0030660 | 16.1 | -5.3898 | -35.8463 | Wind |  |  |  | 2014 |  | AgÃªncia Nacional de Energia ElÃ©trica (Brazil) | http://www2.aneel.gov.br/aplicacoes/capacidadebrasil/capacidadebrasil.cfm | AgÃªncia Nacional de Energia ElÃ©trica (Brazil) | 1086243 | 2017 | [10 empty] | 67.76 | 61.31 | 51.97 | NO-ESTIMATION | NO-ESTIMATION | NO-ESTIMATION | NO-ESTIMATION | CAPACITY-FACTOR-V1 | 36.85%
BRA | Brazil | Eurus II |  | BRA0030499 | 30 | -5.3919 | -35.8331 | Wind |  |  |  | 2015 |  | AgÃªncia Nacional de Energia ElÃ©trica (Brazil) | http://www2.aneel.gov.br/aplicacoes/capacidadebrasil/capacidadebrasil.cfm | AgÃªncia Nacional de Energia ElÃ©trica (Brazil) | 1087425 | 2017 | [11 empty] | 117.04 | 115.16 | NO-ESTIMATION | NO-ESTIMATION | NO-ESTIMATION | NO-ESTIMATION | CAPACITY-FACTOR-V1 | 43.82%
BRA | Brazil | Eurus III |  | BRA0030504 | 30 | -5.3973 | -35.8749 | Wind |  |  |  | 2014 |  | AgÃªncia Nacional de Energia ElÃ©trica (Brazil) | http://www2.aneel.gov.br/aplicacoes/capacidadebrasil/capacidadebrasil.cfm | AgÃªncia Nacional de Energia ElÃ©trica (Brazil) | 1097523 | 2017 | [10 empty] | 126.81 | 115.48 | 98.9 | HYDRO-V1 | HYDRO-V1 | HYDRO-V1 | HYDRO-V1 | HYDRO-V1 | 37.63%
BRA | Brazil | Parque EÃ³lico CabeÃ§o Preto III |  | BRA0031015 | 26 | -5.4010 | -35.9843 | Wind |  |  |  | 2016 |  | AgÃªncia Nacional de Energia ElÃ©trica (Brazil) | http://www2.aneel.gov.br/aplicacoes/capacidadebrasil/capacidadebrasil.cfm | AgÃªncia Nacional de Energia ElÃ©trica (Brazil) |  | 2017 | [12 empty] | 101.16 | SOLAR-V1-NO-AGE | SOLAR-V1-NO-AGE | SOLAR-V1-NO-AGE | SOLAR-V1-NO-AGE | SOLAR-V1-NO-AGE | 44.42%
BRA | Brazil | Macacos |  | BRA0030661 | 20.7 | -5.4120 | -35.8483 | Wind |  |  |  | 2014 |  | AgÃªncia Nacional de Energia ElÃ©trica (Brazil) | http://www2.aneel.gov.br/aplicacoes/capacidadebrasil/capacidadebrasil.cfm | AgÃªncia Nacional de Energia ElÃ©trica (Brazil) | 1080623 | 2017 | [10 empty] | 89.20 | 82.76 | 71.31 | NO-ESTIMATION | NO-ESTIMATION | NO-ESTIMATION | NO-ESTIMATION | CAPACITY-FACTOR-V1 | 39.33%
BRA | Brazil | Modelo II |  | BRA0030788 | 25.85 | -5.4144 | -35.9001 | Wind |  |  |  | 2014 |  | AgÃªncia Nacional de Energia ElÃ©trica (Brazil) | http://www2.aneel.gov.br/aplicacoes/capacidadebrasil/capacidadebrasil.cfm | AgÃªncia Nacional de Energia ElÃ©trica (Brazil) |  | 2017 | [10 empty] | 109.26 | 99.50 | 85.22 | NO-ESTIMATION | NO-ESTIMATION | NO-ESTIMATION | NO-ESTIMATION | CAPACITY-FACTOR-V1 | 37.63%
BRA | Brazil | Parque EÃ³lico CabeÃ§o Preto |  | BRA0030333 | 19.8 | -5.4187 | -35.9540 | Wind |  |  |  | 2012 |  | AgÃªncia Nacional de Energia ElÃ©trica (Brazil) | http://www2.aneel.gov.br/aplicacoes/capacidadebrasil/capacidadebrasil.cfm | AgÃªncia Nacional de Energia ElÃ©trica (Brazil) |  | 2017 | [8 empty] | 83.50 | 83.13 | 74.58 | 53.65 | 57.3 | NO-ESTIMATION | NO-ESTIMATION | NO-ESTIMATION | NO-ESTIMATION | CAPACITY-FACTOR-V1 | 33.04%
BRA | Brazil | Costa Branca |  | BRA0030672 | 20.7 | -5.4215 | -35.8526 | Wind |  |  |  | 2014 |  | AgÃªncia Nacional de Energia ElÃ©trica (Brazil) | http://www2.aneel.gov.br/aplicacoes/capacidadebrasil/capacidadebrasil.cfm | AgÃªncia Nacional de Energia ElÃ©trica (Brazil) | 1080622 | 2017 | [10 empty] | 89.20 | 82.76 | 71.31 | NO-ESTIMATION | NO-ESTIMATION | NO-ESTIMATION | NO-ESTIMATION | CAPACITY-FACTOR-V1 | 39.33%
BRA | Brazil | Pedra Preta |  | BRA0030671 | 20.7 | -5.4268 | -35.8534 | Wind |  |  |  | 2014 |  | AgÃªncia Nacional de Energia ElÃ©trica (Brazil) | http://www2.aneel.gov.br/aplicacoes/capacidadebrasil/capacidadebrasil.cfm | AgÃªncia Nacional de Energia ElÃ©trica (Brazil) | 1086242 | 2017 | [10 empty] | 89.20 | 82.76 | 71.31 | NO-ESTIMATION | NO-ESTIMATION | NO-ESTIMATION | NO-ESTIMATION | CAPACITY-FACTOR-V1 | 39.33%
BRA | Brazil | Modelo I |  | BRA0030787 | 30.55 | -5.4308 | -35.8931 | Wind |  |  |  | 2014 |  | AgÃªncia Nacional de Energia ElÃ©trica (Brazil) | http://www2.aneel.gov.br/aplicacoes/capacidadebrasil/capacidadebrasil.cfm | AgÃªncia Nacional de Energia ElÃ©trica (Brazil) |  | 2017 | [10 empty] | 129.13 | 117.60 | 100.71 | NO-ESTIMATION | NO-ESTIMATION | NO-ESTIMATION | NO-ESTIMATION | CAPACITY-FACTOR-V1 | 37.63%
BRA | Brazil | SM |  | BRA0030864 | 29.7 | -5.4422 | -35.9233 | Wind |  |  |  | 2015 |  | AgÃªncia Nacional de Energia ElÃ©trica (Brazil) | http://www2.aneel.gov.br/aplicacoes/capacidadebrasil/capacidadebrasil.cfm | AgÃªncia Nacional de Energia ElÃ©trica (Brazil) |  | 2017 | [11 empty] | 115.87 | 114.01 | NO-ESTIMATION | NO-ESTIMATION | NO-ESTIMATION | NO-ESTIMATION | CAPACITY-FACTOR-V1 | 43.82%
BRA | Brazil | Parque EÃ³lico CabeÃ§o Preto IV |  | BRA0030501 | 19.8 | -5.4484 | -35.9561 | Wind |  |  |  | 2012 |  | AgÃªncia Nacional de Energia ElÃ©trica (Brazil) | http://www2.aneel.gov.br/aplicacoes/capacidadebrasil/capacidadebrasil.cfm | AgÃªncia Nacional de Energia ElÃ©trica (Brazil) |  | 2017 | [8 empty] | 83.50 | 83.13 | 74.58 | 53.65 | 57.3 | NO-ESTIMATION | NO-ESTIMATION | NO-ESTIMATION | NO-ESTIMATION | CAPACITY-FACTOR-V1 | 33.04%
BRA | Brazil | Parque EÃ³lico CabeÃ§o Preto VI |  | BRA0030900 | 18 | -5.4521 | -35.9519 | Wind |  |  |  | 2016 |  | AgÃªncia Nacional de Energia ElÃ©trica (Brazil) | http://www2.aneel.gov.br/aplicacoes/capacidadebrasil/capacidadebrasil.cfm | AgÃªncia Nacional de Energia ElÃ©trica (Brazil) |  | 2017 | [12 empty] | 69.7 | NO-ESTIMATION | NO-ESTIMATION | NO-ESTIMATION | NO-ESTIMATION | CAPACITY-FACTOR-V1 | 44.2%
BRA | Brazil | Santa Helena |  | BRA0030834 | 29.7 | -5.4721 | -35.9162 | Wind |  |  |  | 2015 |  | AgÃªncia Nacional de Energia ElÃ©trica (Brazil) | http://www2.aneel.gov.br/aplicacoes/capacidadebrasil/capacidadebrasil.cfm | AgÃªncia Nacional de Energia ElÃ©trica (Brazil) |  | 2017 | [11 empty] | 115.87 | 114.01 | NO-ESTIMATION | NO-ESTIMATION | NO-ESTIMATION | NO-ESTIMATION | CAPACITY-FACTOR-V1 | 43.82%
BRA | Brazil | Parque EÃ³lico CabeÃ§o Preto V |  | BRA0030876 | 26 | -5.4799 | -36.0044 | Wind |  |  |  | 2016 |  | AgÃªncia Nacional de Energia ElÃ©trica (Brazil) | http://www2.aneel.gov.br/aplicacoes/capacidadebrasil/capacidadebrasil.cfm | AgÃªncia Nacional de Energia ElÃ©trica (Brazil) |  | 2017 | [12 empty] | 101.16 | NO-ESTIMATION | NO-ESTIMATION | NO-ESTIMATION | NO-ESTIMATION | CAPACITY-FACTOR-V1 | 44.42%
BRA | Brazil | Ventos de Santo Uriel |  | BRA0030828 | 16.2 | -5.4873 | -35.9001 | Wind |  |  |  | 2015 |  | AgÃªncia Nacional de Energia ElÃ©trica (Brazil) | http://www2.aneel.gov.br/aplicacoes/capacidadebrasil/capacidadebrasil.cfm | AgÃªncia Nacional de Energia ElÃ©trica (Brazil) | 1107915 | 2017 | [11 empty] | 62.91 | 61.53 | NO-ESTIMATION | NO-ESTIMATION | NO-ESTIMATION | NO-ESTIMATION | CAPACITY-FACTOR-V1 | 43.36%
BRA | Brazil | RiachÃ£o IV |  | BRA0030874 | 29.7 | -5.5211 | -35.4690 | Wind |  |  |  | 2015 |  | AgÃªncia Nacional de Energia ElÃ©trica (Brazil) | http://www2.aneel.gov.br/aplicacoes/capacidadebrasil/capacidadebrasil.cfm | AgÃªncia Nacional de Energia ElÃ©trica (Brazil) |  | 2017 | [11 empty] | 115.87 | 114.01 | NO-ESTIMATION | NO-ESTIMATION | NO-ESTIMATION | NO-ESTIMATION | CAPACITY-FACTOR-V1 | 43.82%
BRA | Brazil | RiachÃ£o I |  | BRA0030870 | 29.7 | -5.5230 | -35.4285 | Wind |  |  |  | 2015 |  | AgÃªncia Nacional de Energia ElÃ©trica (Brazil) | http://www2.aneel.gov.br/aplicacoes/capacidadebrasil/capacidadebrasil.cfm | AgÃªncia Nacional de Energia ElÃ©trica (Brazil) |  | 2017 | [11 empty] | 115.87 | 114.01 | NO-ESTIMATION | NO-ESTIMATION | NO-ESTIMATION | NO-ESTIMATION | CAPACITY-FACTOR-V1 | 43.82%
BRA | Brazil | RiachÃ£o VI |  | BRA0030872 | 29.7 | -5.5376 | -35.4467 | Wind |  |  |  | 2015 |  | AgÃªncia Nacional de Energia ElÃ©trica (Brazil) | http://www2.aneel.gov.br/aplicacoes/capacidadebrasil/capacidadebrasil.cfm | AgÃªncia Nacional de Energia ElÃ©trica (Brazil) |  | 2017 | [11 empty] | 115.87 | 114.01 | NO-ESTIMATION | NO-ESTIMATION | NO-ESTIMATION | NO-ESTIMATION | CAPACITY-FACTOR-V1 | 43.82%
BRA | Brazil | RiachÃ£o II |  | BRA0030871 | 27 | -5.5694 | -35.4473 | Wind |  |  |  | 2015 |  | AgÃªncia Nacional de Energia ElÃ©trica (Brazil) | http://www2.aneel.gov.br/aplicacoes/capacidadebrasil/capacidadebrasil.cfm | AgÃªncia Nacional de Energia ElÃ©trica (Brazil) |  | 2017 | [11 empty] | 105.33 | 103.65 | NO-ESTIMATION | NO-ESTIMATION | NO-ESTIMATION | NO-ESTIMATION | CAPACITY-FACTOR-V1 | 43.82%
BRA | Brazil | RiachÃ£o VII |  | BRA0030873 | 29.7 | -5.5778 | -35.4640 | Wind |  |  |  | 2015 |  | AgÃªncia Nacional de Energia ElÃ©trica (Brazil) | http://www2.aneel.gov.br/aplicacoes/capacidadebrasil/capacidadebrasil.cfm | AgÃªncia Nacional de Energia ElÃ©trica (Brazil) |  | 2017 | [11 empty] | 115.87 | 114.01 | HYDRO-V1 | HYDRO-V1 | HYDRO-V1 | HYDRO-V1 | HYDRO-V1 | 43.82%
BRA | Brazil | Calango 6 |  | BRA0031812 | 30 | -6.0132 | -36.4499 | Wind |  |  |  | 2016 |  | AgÃªncia Nacional de Energia ElÃ©trica (Brazil) | http://www2.aneel.gov.br/aplicacoes/capacidadebrasil/capacidadebrasil.cfm | AgÃªncia Nacional de Energia ElÃ©trica (Brazil) | 1094293 | 2017 | [12 empty] | 108.14 | NO-ESTIMATION | NO-ESTIMATION | NO-ESTIMATION | NO-ESTIMATION | CAPACITY-FACTOR-V1 | 41.15%
BRA | Brazil | Pelado |  | BRA0030856 | 20 | -6.0135 | -36.4343 | Wind |  |  |  | 2016 |  | AgÃªncia Nacional de Energia ElÃ©trica (Brazil) | http://www2.aneel.gov.br/aplicacoes/capacidadebrasil/capacidadebrasil.cfm | AgÃªncia Nacional de Energia ElÃ©trica (Brazil) | 1100283 | 2017 | [12 empty] | 71.73 | NO-ESTIMATION | NO-ESTIMATION | NO-ESTIMATION | NO-ESTIMATION | CAPACITY-FACTOR-V1 | 40.94%
BRA | Brazil | Calango 2 |  | BRA0030519 | 30 | -6.0166 | -36.4835 | Wind |  |  |  | 2016 |  | AgÃªncia Nacional de Energia ElÃ©trica (Brazil) | http://www2.aneel.gov.br/aplicacoes/capacidadebrasil/capacidadebrasil.cfm | AgÃªncia Nacional de Energia ElÃ©trica (Brazil) | 1094293 | 2017 | [12 empty] | 108.14 | HYDRO-V1 | HYDRO-V1 | HYDRO-V1 | HYDRO-V1 | HYDRO-V1 | 41.15%
BRA | Brazil | Calango 4 |  | BRA0030537 | 30 | -6.0236 | -36.4720 | Wind |  |  |  | 2016 |  | AgÃªncia Nacional de Energia ElÃ©trica (Brazil) | http://www2.aneel.gov.br/aplicacoes/capacidadebrasil/capacidadebrasil.cfm | AgÃªncia Nacional de Energia ElÃ©trica (Brazil) | 1094293 | 2017 | [12 empty] | 108.14 | NO-ESTIMATION | NO-ESTIMATION | NO-ESTIMATION | NO-ESTIMATION | CAPACITY-FACTOR-V1 | 41.15%
BRA | Brazil | Serra de Santana III |  | BRA0030615 | 30 | -6.0249 | -36.5120 | Wind |  |  |  | 2016 |  | AgÃªncia Nacional de Energia ElÃ©trica (Brazil) | http://www2.aneel.gov.br/aplicacoes/capacidadebrasil/capacidadebrasil.cfm | AgÃªncia Nacional de Energia ElÃ©trica (Brazil) | 1106452 | 2017 | [12 empty] | 113 | NO-ESTIMATION | NO-ESTIMATION | NO-ESTIMATION | NO-ESTIMATION | CAPACITY-FACTOR-V1 | 43%
BRA | Brazil | Calango 5 |  | BRA0030552 | 30 | -6.0303 | -36.4880 | Wind |  |  |  | 2016 |  | AgÃªncia Nacional de Energia ElÃ©trica (Brazil) | http://www2.aneel.gov.br/aplicacoes/capacidadebrasil/capacidadebrasil.cfm | AgÃªncia Nacional de Energia ElÃ©trica (Brazil) | 1094293 | 2017 | [12 empty] | 108.14 | NO-ESTIMATION | NO-ESTIMATION | NO-ESTIMATION | NO-ESTIMATION | CAPACITY-FACTOR-V1 | 41.15%
BRA | Brazil | Calango 1 |  | BRA0030511 | 30 | -6.0339 | -36.5440 | Wind |  |  |  | 2016 |  | AgÃªncia Nacional de Energia ElÃ©trica (Brazil) | http://www2.aneel.gov.br/aplicacoes/capacidadebrasil/capacidadebrasil.cfm | AgÃªncia Nacional de Energia ElÃ©trica (Brazil) | 1094293 | 2017 | [12 empty] | 113 | SOLAR-V1-NO-AGE | SOLAR-V1-NO-AGE | SOLAR-V1-NO-AGE | SOLAR-V1-NO-AGE | SOLAR-V1-NO-AGE | 43%
BRA | Brazil | Santana II |  | BRA0031811 | 24 | -6.0428 | -36.4640 | Wind |  |  |  | 2016 |  | AgÃªncia Nacional de Energia ElÃ©trica (Brazil) | http://www2.aneel.gov.br/aplicacoes/capacidadebrasil/capacidadebrasil.cfm | AgÃªncia Nacional de Energia ElÃ©trica (Brazil) |  | 2017 | [12 empty] | 86.51 | NO-ESTIMATION | NO-ESTIMATION | NO-ESTIMATION | NO-ESTIMATION | CAPACITY-FACTOR-V1 | 41.15%
BRA | Brazil | Macambira I |  | BRA0031025 | 18 | -6.0463 | -36.5551 | Wind |  |  |  | 2016 |  | AgÃªncia Nacional de Energia ElÃ©trica (Brazil) | http://www2.aneel.gov.br/aplicacoes/capacidadebrasil/capacidadebrasil.cfm | AgÃªncia Nacional de Energia ElÃ©trica (Brazil) | 1106603 | 2017 | [12 empty] | 67.47 | SOLAR-V1-NO-AGE | SOLAR-V1-NO-AGE | SOLAR-V1-NO-AGE | SOLAR-V1-NO-AGE | SOLAR-V1-NO-AGE | 42.79%
BRA | Brazil | Calango 3 |  | BRA0030545 | 30 | -6.0489 | -36.5460 | Wind |  |  |  | 2016 |  | AgÃªncia Nacional de Energia ElÃ©trica (Brazil) | http://www2.aneel.gov.br/aplicacoes/capacidadebrasil/capacidadebrasil.cfm | AgÃªncia Nacional de Energia ElÃ©trica (Brazil) | 1094293 | 2017 | [12 empty] | 113 | NO-ESTIMATION | NO-ESTIMATION | NO-ESTIMATION | NO-ESTIMATION | CAPACITY-FACTOR-V1 | 43%
BRA | Brazil | Santana I |  | BRA0031810 | 30 | -6.0535 | -36.4556 | Wind |  |  |  | 2016 |  | AgÃªncia Nacional de Energia ElÃ©trica (Brazil) | http://www2.aneel.gov.br/aplicacoes/capacidadebrasil/capacidadebrasil.cfm | AgÃªncia Nacional de Energia ElÃ©trica (Brazil) |  | 2017 | [12 empty] | 108.14 | NO-ESTIMATION | NO-ESTIMATION | NO-ESTIMATION | NO-ESTIMATION | CAPACITY-FACTOR-V1 | 41.15%
BRA | Brazil | Serra de Santana I |  | BRA0030625 | 20 | -6.0566 | -36.5806 | Wind |  |  |  | 2016 |  | AgÃªncia Nacional de Energia ElÃ©trica (Brazil) | http://www2.aneel.gov.br/aplicacoes/capacidadebrasil/capacidadebrasil.cfm | AgÃªncia Nacional de Energia ElÃ©trica (Brazil) | 1106452 | 2017 | [12 empty] | 75.03 | SOLAR-V1-NO-AGE | SOLAR-V1-NO-AGE | SOLAR-V1-NO-AGE | SOLAR-V1-NO-AGE | SOLAR-V1-NO-AGE | 42.83%
BRA | Brazil | Macambira II |  | BRA0031026 | 18 | -6.0863 | -36.5312 | Wind |  |  |  | 2016 |  | AgÃªncia Nacional de Energia ElÃ©trica (Brazil) | http://www2.aneel.gov.br/aplicacoes/capacidadebrasil/capacidadebrasil.cfm | AgÃªncia Nacional de Energia ElÃ©trica (Brazil) | 1106603 | 2017 | [12 empty] | 67.47 | NO-ESTIMATION | NO-ESTIMATION | NO-ESTIMATION | NO-ESTIMATION | CAPACITY-FACTOR-V1 | 42.79%
BRA | Brazil | Serra de Santana II |  | BRA0030609 | 30 | -6.1014 | -36.5787 | Wind |  |  |  | 2016 |  | AgÃªncia Nacional de Energia ElÃ©trica (Brazil) | http://www2.aneel.gov.br/aplicacoes/capacidadebrasil/capacidadebrasil.cfm | AgÃªncia Nacional de Energia ElÃ©trica (Brazil) | 1106452 | 2017 | [12 empty] | 113.09 | HYDRO-V1 | HYDRO-V1 | HYDRO-V1 | HYDRO-V1 | HYDRO-V1 | 43.03%
BRA | Brazil | Lanchinha |  | BRA0030860 | 28 | -6.1236 | -36.7025 | Wind |  |  |  | 2016 |  | AgÃªncia Nacional de Energia ElÃ©trica (Brazil) | http://www2.aneel.gov.br/aplicacoes/capacidadebrasil/capacidadebrasil.cfm | AgÃªncia Nacional de Energia ElÃ©trica (Brazil) | 1094548 | 2017 | [12 empty] | 103.35 | HYDRO-V1 | HYDRO-V1 | HYDRO-V1 | HYDRO-V1 | HYDRO-V1 | 42.14%
BRA | Brazil | Millennium |  | BRA0029041 | 10.2 | -6.4939 | -34.9719 | Wind |  |  |  | 2007 |  | AgÃªncia Nacional de Energia ElÃ©trica (Brazil) | http://www2.aneel.gov.br/aplicacoes/capacidadebrasil/capacidadebrasil.cfm | AgÃªncia Nacional de Energia ElÃ©trica (Brazil) | 1065728 | 2017 | [8 empty] | 29.52 | 22.12 | 28.74 | 26.50 | 24.09 | NO-ESTIMATION | NO-ESTIMATION | NO-ESTIMATION | NO-ESTIMATION | CAPACITY-FACTOR-V1 | 26.96%
BRA | Brazil | AtlÃ¢ntica |  | BRA0029088 | 4.8 | -6.5474 | -34.9737 | Wind |  |  |  | 2009 |  | AgÃªncia Nacional de Energia ElÃ©trica (Brazil) | http://www2.aneel.gov.br/aplicacoes/capacidadebrasil/capacidadebrasil.cfm | AgÃªncia Nacional de Energia ElÃ©trica (Brazil) |  | 2017 | [8 empty] | 15.02 | 11.48 | 14.46 | 10.35 | 10.04 | NO-ESTIMATION | NO-ESTIMATION | NO-ESTIMATION | NO-ESTIMATION | CAPACITY-FACTOR-V1 | 23.88%
BRA | Brazil | Albatroz |  | BRA0029085 | 4.8 | -6.5475 | -34.9680 | Wind |  |  |  | 2009 |  | AgÃªncia Nacional de Energia ElÃ©trica (Brazil) | http://www2.aneel.gov.br/aplicacoes/capacidadebrasil/capacidadebrasil.cfm | AgÃªncia Nacional de Energia ElÃ©trica (Brazil) |  | 2017 | [8 empty] | 15.02 | 11.48 | 14.46 | 10.35 | 10.04 | NO-ESTIMATION | NO-ESTIMATION | NO-ESTIMATION | NO-ESTIMATION | CAPACITY-FACTOR-V1 | 23.88%
BRA | Brazil | Caravela |  | BRA0029089 | 4.8 | -6.5560 | -34.9690 | Wind |  |  |  | 2009 |  | AgÃªncia Nacional de Energia ElÃ©trica (Brazil) | http://www2.aneel.gov.br/aplicacoes/capacidadebrasil/capacidadebrasil.cfm | AgÃªncia Nacional de Energia ElÃ©trica (Brazil) |  | 2017 | [8 empty] | 15.02 | 11.48 | 14.46 | 10.35 | 10.04 | NO-ESTIMATION | NO-ESTIMATION | NO-ESTIMATION | NO-ESTIMATION | CAPACITY-FACTOR-V1 | 23.88%
BRA | Brazil | Coelhos III |  | BRA0029087 | 4.8 | -6.5566 | -34.9664 | Wind |  |  |  | 2009 |  | AgÃªncia Nacional de Energia ElÃ©trica (Brazil) | http://www2.aneel.gov.br/aplicacoes/capacidadebrasil/capacidadebrasil.cfm | AgÃªncia Nacional de Energia ElÃ©trica (Brazil) |  | 2017 | [8 empty] | 15.02 | 11.48 | 14.46 | 10.35 | 10.04 | NO-ESTIMATION | NO-ESTIMATION | NO-ESTIMATION | NO-ESTIMATION | CAPACITY-FACTOR-V1 | 23.88%
BRA | Brazil | VitÃ³ria |  | BRA0029075 | 4.5 | -6.5573 | -35.0147 | Wind |  |  |  | 2010 |  | AgÃªncia Nacional de Energia ElÃ©trica (Brazil) | http://www2.aneel.gov.br/aplicacoes/capacidadebrasil/capacidadebrasil.cfm | AgÃªncia Nacional de Energia ElÃ©trica (Brazil) |  | 2017 | [8 empty] | 16.40 | 12.69 | 14.32 | 8.71 | 8.91 | NO-ESTIMATION | NO-ESTIMATION | NO-ESTIMATION | NO-ESTIMATION | CAPACITY-FACTOR-V1 | 22.6%
BRA | Brazil | Camurim |  | BRA0029084 | 4.8 | -6.5576 | -34.9721 | Wind |  |  |  | 2009 |  | AgÃªncia Nacional de Energia ElÃ©trica (Brazil) | http://www2.aneel.gov.br/aplicacoes/capacidadebrasil/capacidadebrasil.cfm | AgÃªncia Nacional de Energia ElÃ©trica (Brazil) |  | 2017 | [8 empty] | 15.02 | 11.48 | 14.46 | 10.35 | 10.04 | SOLAR-V1-NO-AGE | SOLAR-V1-NO-AGE | SOLAR-V1-NO-AGE | SOLAR-V1-NO-AGE | SOLAR-V1-NO-AGE | 23.88%
BRA | Brazil | Coelhos II |  | BRA0029090 | 4.8 | -6.5701 | -34.9674 | Wind |  |  |  | 2009 |  | AgÃªncia Nacional de Energia ElÃ©trica (Brazil) | http://www2.aneel.gov.br/aplicacoes/capacidadebrasil/capacidadebrasil.cfm | AgÃªncia Nacional de Energia ElÃ©trica (Brazil) |  | 2017 | [8 empty] | 15.02 | 12.15 | 14.16 | 10.35 | 10.04 | NO-ESTIMATION | NO-ESTIMATION | NO-ESTIMATION | NO-ESTIMATION | CAPACITY-FACTOR-V1 | 23.88%
BRA | Brazil | Presidente |  | BRA0029083 | 4.8 | -6.5747 | -34.9760 | Wind |  |  |  | 2009 |  | AgÃªncia Nacional de Energia ElÃ©trica (Brazil) | http://www2.aneel.gov.br/aplicacoes/capacidadebrasil/capacidadebrasil.cfm | AgÃªncia Nacional de Energia ElÃ©trica (Brazil) |  | 2017 | [8 empty] | 15.58 | 12.15 | 14.16 | 10.35 | 10.04 | NO-ESTIMATION | NO-ESTIMATION | NO-ESTIMATION | NO-ESTIMATION | CAPACITY-FACTOR-V1 | 23.88%
BRA | Brazil | Coelhos I |  | BRA0029086 | 4.8 | -6.5758 | -34.9718 | Wind |  |  |  | 2009 |  | AgÃªncia Nacional de Energia ElÃ©trica (Brazil) | http://www2.aneel.gov.br/aplicacoes/capacidadebrasil/capacidadebrasil.cfm | AgÃªncia Nacional de Energia ElÃ©trica (Brazil) |  | 2017 | [8 empty] | 15.58 | 12.15 | 14.16 | 10.35 | 10.04 | NO-ESTIMATION | NO-ESTIMATION | NO-ESTIMATION | NO-ESTIMATION | NO-ESTIMATION | 23.88%
BRA | Brazil | Coelhos IV |  | BRA0029091 | 4.8 | -6.5814 | -34.9747 | Wind |  |  |  | 2009 |  | AgÃªncia Nacional de Energia ElÃ©trica (Brazil) | http://www2.aneel.gov.br/aplicacoes/capacidadebrasil/capacidadebrasil.cfm | AgÃªncia Nacional de Energia ElÃ©trica (Brazil) |  | 2017 | [8 empty] | 15.58 | 12.15 | 14.79 | 10.35 | 10.1 | HYDRO-V1 | HYDRO-V1 | HYDRO-V1 | HYDRO-V1 | HYDRO-V1 | 24.02%
BRA | Brazil | Mataraca |  | BRA0029092 | 4.8 | -6.5823 | -34.9785 | Wind |  |  |  | 2009 |  | AgÃªncia Nacional de Energia ElÃ©trica (Brazil) | http://www2.aneel.gov.br/aplicacoes/capacidadebrasil/capacidadebrasil.cfm | AgÃªncia Nacional de Energia ElÃ©trica (Brazil) |  | 2017 | [8 empty] | 15.58 | 12.15 | 14.79 | 10.35 | 10.1 | NO-ESTIMATION | NO-ESTIMATION | NO-ESTIMATION | NO-ESTIMATION | CAPACITY-FACTOR-V1 | 24.02%
BRA | Brazil | Alhandra |  | BRA0029112 | 6.3 | -7.2731 | -34.9344 | Wind |  |  |  | 2011 |  | AgÃªncia Nacional de Energia ElÃ©trica (Brazil) | http://www2.aneel.gov.br/aplicacoes/capacidadebrasil/capacidadebrasil.cfm | AgÃªncia Nacional de Energia ElÃ©trica (Brazil) | 1080248 | 2017 | [8 empty] | 23.19 | 20.15 | 18.40 | 15.18 | 14.79 | NO-ESTIMATION | NO-ESTIMATION | NO-ESTIMATION | NO-ESTIMATION | CAPACITY-FACTOR-V1 | 26.8%
BRA | Brazil | Ventos de Santa BÃ¡rbara |  | BRA0031274 | 29.7 | -7.3034 | -40.5364 | Wind |  |  |  | 2017 |  | AgÃªncia Nacional de Energia ElÃ©trica (Brazil) | http://www2.aneel.gov.br/aplicacoes/capacidadebrasil/capacidadebrasil.cfm | AgÃªncia Nacional de Energia ElÃ©trica (Brazil) |  | 2017 | [12 empty] | 102.4 | NO-ESTIMATION | NO-ESTIMATION | NO-ESTIMATION | NO-ESTIMATION | CAPACITY-FACTOR-V1 | 39.36%
BRA | Brazil | Ventos de Santa Angelina |  | BRA0031275 | 29.7 | -7.3047 | -40.5300 | Wind |  |  |  | 2016 |  | AgÃªncia Nacional de Energia ElÃ©trica (Brazil) | http://www2.aneel.gov.br/aplicacoes/capacidadebrasil/capacidadebrasil.cfm | AgÃªncia Nacional de Energia ElÃ©trica (Brazil) |  | 2017 | [12 empty] | 114.13 | NO-ESTIMATION | NO-ESTIMATION | NO-ESTIMATION | NO-ESTIMATION | CAPACITY-FACTOR-V1 | 43.87%
BRA | Brazil | Ventos de Santa Joana V |  | BRA0031538 | 28.9 | -7.3709 | -40.6742 | Wind |  |  |  | 2016 |  | AgÃªncia Nacional de Energia ElÃ©trica (Brazil) | http://www2.aneel.gov.br/aplicacoes/capacidadebrasil/capacidadebrasil.cfm | AgÃªncia Nacional de Energia ElÃ©trica (Brazil) |  | 2017 | [12 empty] | 112.03 | NO-ESTIMATION | NO-ESTIMATION | NO-ESTIMATION | NO-ESTIMATION | CAPACITY-FACTOR-V1 | 44.25%
BRA | Brazil | Ventos de Santo Augusto III |  | BRA0031662 | 29.6 | -7.3723 | -40.7072 | Wind |  |  |  | 2016 |  | AgÃªncia Nacional de Energia ElÃ©trica (Brazil) | http://www2.aneel.gov.br/aplicacoes/capacidadebrasil/capacidadebrasil.cfm | AgÃªncia Nacional de Energia ElÃ©trica (Brazil) |  | 2017 | [12 empty] | 112.9 | NO-ESTIMATION | NO-ESTIMATION | NO-ESTIMATION | NO-ESTIMATION | CAPACITY-FACTOR-V1 | 43.54%
BRA | Brazil | Ventos de Santo Augusto IV |  | BRA0031603 | 28.9 | -7.3858 | -40.6978 | Wind |  |  |  | 2016 |  | AgÃªncia Nacional de Energia ElÃ©trica (Brazil) | http://www2.aneel.gov.br/aplicacoes/capacidadebrasil/capacidadebrasil.cfm | AgÃªncia Nacional de Energia ElÃ©trica (Brazil) |  | 2017 | [12 empty] | 113.11 | NO-ESTIMATION | NO-ESTIMATION | NO-ESTIMATION | NO-ESTIMATION | CAPACITY-FACTOR-V1 | 44.68%
BRA | Brazil | Ventos de Santo Augusto V |  | BRA0031661 | 29.6 | -7.4093 | -40.6951 | Wind |  |  |  | 2016 |  | AgÃªncia Nacional de Energia ElÃ©trica (Brazil) | http://www2.aneel.gov.br/aplicacoes/capacidadebrasil/capacidadebrasil.cfm | AgÃªncia Nacional de Energia ElÃ©trica (Brazil) |  | 2017 | [12 empty] | 115.85 | NO-ESTIMATION | NO-ESTIMATION | NO-ESTIMATION | NO-ESTIMATION | CAPACITY-FACTOR-V1 | 44.68%
BRA | Brazil | Ventos de Santa Joana XIII |  | BRA0031394 | 29.6 | -7.4104 | -40.7109 | Wind |  |  |  | 2015 |  | AgÃªncia Nacional de Energia ElÃ©trica (Brazil) | http://www2.aneel.gov.br/aplicacoes/capacidadebrasil/capacidadebrasil.cfm | AgÃªncia Nacional de Energia ElÃ©trica (Brazil) |  | 2017 | [11 empty] | 116.11 | 111.18 | SOLAR-V1-NO-AGE | SOLAR-V1-NO-AGE | SOLAR-V1-NO-AGE | SOLAR-V1-NO-AGE | SOLAR-V1-NO-AGE | 42.88%
BRA | Brazil | Ventos de Santa Joana VII |  | BRA0031597 | 28.9 | -7.4130 | -40.6686 | Wind |  |  |  | 2016 |  | AgÃªncia Nacional de Energia ElÃ©trica (Brazil) | http://www2.aneel.gov.br/aplicacoes/capacidadebrasil/capacidadebrasil.cfm | AgÃªncia Nacional de Energia ElÃ©trica (Brazil) |  | 2017 | [12 empty] | 113.11 | NO-ESTIMATION | NO-ESTIMATION | NO-ESTIMATION | NO-ESTIMATION | CAPACITY-FACTOR-V1 | 44.68%
BRA | Brazil | Ventos de Santa Joana I |  | BRA0031581 | 28.9 | -7.4237 | -40.6715 | Wind |  |  |  | 2016 |  | AgÃªncia Nacional de Energia ElÃ©trica (Brazil) | http://www2.aneel.gov.br/aplicacoes/capacidadebrasil/capacidadebrasil.cfm | AgÃªncia Nacional de Energia ElÃ©trica (Brazil) |  | 2017 | [12 empty] | 113.11 | HYDRO-V1 | HYDRO-V1 | HYDRO-V1 | HYDRO-V1 | HYDRO-V1 | 44.68%
BRA | Brazil | Ventos de Santa Joana III |  | BRA0031580 | 29.6 | -7.4377 | -40.7465 | Wind |  |  |  | 2016 |  | AgÃªncia Nacional de Energia ElÃ©trica (Brazil) | http://www2.aneel.gov.br/aplicacoes/capacidadebrasil/capacidadebrasil.cfm | AgÃªncia Nacional de Energia ElÃ©trica (Brazil) |  | 2017 | [12 empty] | 115.85 | SOLAR-V1-NO-AGE | SOLAR-V1-NO-AGE | SOLAR-V1-NO-AGE | SOLAR-V1-NO-AGE | SOLAR-V1-NO-AGE | 44.68%
BRA | Brazil | Ventos de Santa Joana X |  | BRA0031393 | 29.6 | -7.4387 | -40.7083 | Wind |  |  |  | 2015 |  | AgÃªncia Nacional de Energia ElÃ©trica (Brazil) | http://www2.aneel.gov.br/aplicacoes/capacidadebrasil/capacidadebrasil.cfm | AgÃªncia Nacional de Energia ElÃ©trica (Brazil) |  | 2017 | [11 empty] | 114.86 | 111.18 | SOLAR-V1-NO-AGE | SOLAR-V1-NO-AGE | SOLAR-V1-NO-AGE | SOLAR-V1-NO-AGE | SOLAR-V1-NO-AGE | 42.88%
BRA | Brazil | Ventos de Santa Joana IV |  | BRA0031520 | 27.2 | -7.4513 | -40.6864 | Wind |  |  |  | 2016 |  | AgÃªncia Nacional de Energia ElÃ©trica (Brazil) | http://www2.aneel.gov.br/aplicacoes/capacidadebrasil/capacidadebrasil.cfm | AgÃªncia Nacional de Energia ElÃ©trica (Brazil) |  | 2017 | [12 empty] | 106.45 | SOLAR-V1-NO-AGE | SOLAR-V1-NO-AGE | SOLAR-V1-NO-AGE | SOLAR-V1-NO-AGE | SOLAR-V1-NO-AGE | 44.68%
BRA | Brazil | Ventos de Santa Joana IX |  | BRA0031417 | 29.6 | -7.4517 | -40.7441 | Wind |  |  |  | 2015 |  | AgÃªncia Nacional de Energia ElÃ©trica (Brazil) | http://www2.aneel.gov.br/aplicacoes/capacidadebrasil/capacidadebrasil.cfm | AgÃªncia Nacional de Energia ElÃ©trica (Brazil) |  | 2017 | [11 empty] | 114.15 | 111.18 | NO-ESTIMATION | NO-ESTIMATION | NO-ESTIMATION | NO-ESTIMATION | CAPACITY-FACTOR-V1 | 42.88%
BRA | Brazil | Ventos de Santa Joana XVI |  | BRA0031392 | 28.9 | -7.4588 | -40.7237 | Wind |  |  |  | 2015 |  | AgÃªncia Nacional de Energia ElÃ©trica (Brazil) | http://www2.aneel.gov.br/aplicacoes/capacidadebrasil/capacidadebrasil.cfm | AgÃªncia Nacional de Energia ElÃ©trica (Brazil) |  | 2017 | [11 empty] | 112.15 | 108.55 | NO-ESTIMATION | NO-ESTIMATION | NO-ESTIMATION | NO-ESTIMATION | CAPACITY-FACTOR-V1 | 42.88%
BRA | Brazil | Ventos de Santa Joana XV |  | BRA0031416 | 28.9 | -7.4778 | -40.7674 | Wind |  |  |  | 2015 |  | AgÃªncia Nacional de Energia ElÃ©trica (Brazil) | http://www2.aneel.gov.br/aplicacoes/capacidadebrasil/capacidadebrasil.cfm | AgÃªncia Nacional de Energia ElÃ©trica (Brazil) |  | 2017 | [11 empty] | 113.36 | 108.55 | HYDRO-V1 | HYDRO-V1 | HYDRO-V1 | HYDRO-V1 | HYDRO-V1 | 42.88%
BRA | Brazil | Ventos de Santa Joana XI |  | BRA0031388 | 29.6 | -7.4830 | -40.7998 | Wind |  |  |  | 2015 |  | AgÃªncia Nacional de Energia ElÃ©trica (Brazil) | http://www2.aneel.gov.br/aplicacoes/capacidadebrasil/capacidadebrasil.cfm | AgÃªncia Nacional de Energia ElÃ©trica (Brazil) |  | 2017 | [11 empty] | 118.89 | 109.86 | NO-ESTIMATION | NO-ESTIMATION | NO-ESTIMATION | NO-ESTIMATION | CAPACITY-FACTOR-V1 | 42.37%
BRA | Brazil | Ventos de Santa Joana XII |  | BRA0031414 | 28.9 | -7.4860 | -40.7540 | Wind |  |  |  | 2015 |  | AgÃªncia Nacional de Energia ElÃ©trica (Brazil) | http://www2.aneel.gov.br/aplicacoes/capacidadebrasil/capacidadebrasil.cfm | AgÃªncia Nacional de Energia ElÃ©trica (Brazil) |  | 2017 | [11 empty] | 110.15 | 108.55 | NO-ESTIMATION | NO-ESTIMATION | NO-ESTIMATION | NO-ESTIMATION | CAPACITY-FACTOR-V1 | 42.88%
BRA | Brazil | PirauÃ¡ |  | BRA0028481 | 4.95 | -7.4953 | -35.4955 | Wind |  |  |  | 2010 |  | AgÃªncia Nacional de Energia ElÃ©trica (Brazil) | http://www2.aneel.gov.br/aplicacoes/capacidadebrasil/capacidadebrasil.cfm | AgÃªncia Nacional de Energia ElÃ©trica (Brazil) | 1041905 | 2017 | [8 empty] | 14.99 | 12.90 | 13.02 | 11.22 | 12.32 | SOLAR-V1-NO-AGE | SOLAR-V1-NO-AGE | SOLAR-V1-NO-AGE | SOLAR-V1-NO-AGE | SOLAR-V1-NO-AGE | 28.41%
BRA | Brazil | Ventos de Santa Joana XIV |  | BRA0031368 | 30 | -7.5109 | -40.7344 | Wind |  |  |  | 2015 |  | AgÃªncia Nacional de Energia ElÃ©trica (Brazil) | http://www2.aneel.gov.br/aplicacoes/capacidadebrasil/capacidadebrasil.cfm | AgÃªncia Nacional de Energia ElÃ©trica (Brazil) |  | 2017 | [11 empty] | 118.26 | 112.69 | NO-ESTIMATION | NO-ESTIMATION | NO-ESTIMATION | NO-ESTIMATION | CAPACITY-FACTOR-V1 | 42.88%
BRA | Brazil | Ventos de Santa Joana VI |  | BRA0031367 | 30 | -7.5266 | -40.7442 | Wind |  |  |  | 2015 |  | AgÃªncia Nacional de Energia ElÃ©trica (Brazil) | http://www2.aneel.gov.br/aplicacoes/capacidadebrasil/capacidadebrasil.cfm | AgÃªncia Nacional de Energia ElÃ©trica (Brazil) |  | 2017 | [11 empty] | 116.42 | 112.69 | NO-ESTIMATION | NO-ESTIMATION | NO-ESTIMATION | NO-ESTIMATION | CAPACITY-FACTOR-V1 | 42.88%
BRA | Brazil | Ventos de Santo Onofre I |  | BRA0031364 | 30 | -7.5533 | -40.7255 | Wind |  |  |  | 2015 |  | AgÃªncia Nacional de Energia ElÃ©trica (Brazil) | http://www2.aneel.gov.br/aplicacoes/capacidadebrasil/capacidadebrasil.cfm | AgÃªncia Nacional de Energia ElÃ©trica (Brazil) |  | 2017 | [11 empty] | 118.26 | 112.69 | NO-ESTIMATION | NO-ESTIMATION | NO-ESTIMATION | NO-ESTIMATION | CAPACITY-FACTOR-V1 | 42.88%
BRA | Brazil | Ventos de Santo Onofre III |  | BRA0031886 | 30 | -7.5550 | -40.7257 | Wind |  |  |  | 2015 |  | AgÃªncia Nacional de Energia ElÃ©trica (Brazil) | http://www2.aneel.gov.br/aplicacoes/capacidadebrasil/capacidadebrasil.cfm | AgÃªncia Nacional de Energia ElÃ©trica (Brazil) |  | 2017 | [11 empty] | 118.26 | 112.69 | HYDRO-V1 | HYDRO-V1 | HYDRO-V1 | HYDRO-V1 | HYDRO-V1 | 42.88%
BRA | Brazil | Ventos de Santa Joana II |  | BRA0031361 | 30 | -7.5697 | -40.7032 | Wind |  |  |  | 2015 |  | AgÃªncia Nacional de Energia ElÃ©trica (Brazil) | http://www2.aneel.gov.br/aplicacoes/capacidadebrasil/capacidadebrasil.cfm | AgÃªncia Nacional de Energia ElÃ©trica (Brazil) |  | 2017 | [11 empty] | 118.26 | 112.69 | HYDRO-V1 | HYDRO-V1 | HYDRO-V1 | HYDRO-V1 | HYDRO-V1 | 42.88%
BRA | Brazil | Ventos de Santo Onofre II |  | BRA0031362 | 30 | -7.5946 | -40.7304 | Wind |  |  |  | 2015 |  | AgÃªncia Nacional de Energia ElÃ©trica (Brazil) | http://www2.aneel.gov.br/aplicacoes/capacidadebrasil/capacidadebrasil.cfm | AgÃªncia Nacional de Energia ElÃ©trica (Brazil) |  | 2017 | [11 empty] | 116.42 | 112.69 | NO-ESTIMATION | NO-ESTIMATION | NO-ESTIMATION | NO-ESTIMATION | CAPACITY-FACTOR-V1 | 42.88%
BRA | Brazil | Ventos de Santa Joana VIII |  | BRA0031366 | 30 | -7.5977 | -40.7325 | Wind |  |  |  | 2015 |  | AgÃªncia Nacional de Energia ElÃ©trica (Brazil) | http://www2.aneel.gov.br/aplicacoes/capacidadebrasil/capacidadebrasil.cfm | AgÃªncia Nacional de Energia ElÃ©trica (Brazil) |  | 2017 | [11 empty] | 116.42 | 112.69 | SOLAR-V1-NO-AGE | SOLAR-V1-NO-AGE | SOLAR-V1-NO-AGE | SOLAR-V1-NO-AGE | SOLAR-V1-NO-AGE | 42.88%
BRA | Brazil | Ventos de Santo Augusto VI |  | BRA0031766 | 29.9 | -7.6068 | -40.6486 | Wind |  |  |  | 2017 |  | AgÃªncia Nacional de Energia ElÃ©trica (Brazil) | http://www2.aneel.gov.br/aplicacoes/capacidadebrasil/capacidadebrasil.cfm | AgÃªncia Nacional de Energia ElÃ©trica (Brazil) |  | 2017 | [12 empty] | 103.09 | SOLAR-V1-NO-AGE | SOLAR-V1-NO-AGE | SOLAR-V1-NO-AGE | SOLAR-V1-NO-AGE | SOLAR-V1-NO-AGE | 39.36%
BRA | Brazil | Ventos de Santo Augusto II |  | BRA0031747 | 27.6 | -7.6450 | -40.6371 | Wind |  |  |  | 2016 |  | AgÃªncia Nacional de Energia ElÃ©trica (Brazil) | http://www2.aneel.gov.br/aplicacoes/capacidadebrasil/capacidadebrasil.cfm | AgÃªncia Nacional de Energia ElÃ©trica (Brazil) |  | 2017 | [12 empty] | 108.02 | NO-ESTIMATION | NO-ESTIMATION | NO-ESTIMATION | NO-ESTIMATION | CAPACITY-FACTOR-V1 | 44.68%
BRA | Brazil | Ventos de Santo Augusto VII |  | BRA0031749 | 18.4 | -7.6517 | -40.6473 | Wind |  |  |  | 2017 |  | AgÃªncia Nacional de Energia ElÃ©trica (Brazil) | http://www2.aneel.gov.br/aplicacoes/capacidadebrasil/capacidadebrasil.cfm | AgÃªncia Nacional de Energia ElÃ©trica (Brazil) |  | 2017 | [12 empty] | 63.44 | NO-ESTIMATION | NO-ESTIMATION | NO-ESTIMATION | NO-ESTIMATION | CAPACITY-FACTOR-V1 | 39.36%
BRA | Brazil | Ventos de Santo Augusto I |  | BRA0031746 | 18.4 | -7.6525 | -40.6276 | Wind |  |  |  | 2017 |  | AgÃªncia Nacional de Energia ElÃ©trica (Brazil) | http://www2.aneel.gov.br/aplicacoes/capacidadebrasil/capacidadebrasil.cfm | AgÃªncia Nacional de Energia ElÃ©trica (Brazil) |  | 2017 | [12 empty] | 63.44 | NO-ESTIMATION | NO-ESTIMATION | NO-ESTIMATION | NO-ESTIMATION | CAPACITY-FACTOR-V1 | 39.36%
BRA | Brazil | Ventos de Santo Augusto VIII |  | BRA0031767 | 18.4 | -7.6715 | -40.6583 | Wind |  |  |  | 2016 |  | AgÃªncia Nacional de Energia ElÃ©trica (Brazil) | http://www2.aneel.gov.br/aplicacoes/capacidadebrasil/capacidadebrasil.cfm | AgÃªncia Nacional de Energia ElÃ©trica (Brazil) |  | 2017 | [12 empty] | 71.46 | NO-ESTIMATION | NO-ESTIMATION | NO-ESTIMATION | NO-ESTIMATION | CAPACITY-FACTOR-V1 | 44.33%
BRA | Brazil | Ventos de Santo EstevÃ£o III |  | BRA0031763 | 29.9 | -7.7283 | -40.6584 | Wind |  |  |  | 2016 |  | AgÃªncia Nacional de Energia ElÃ©trica (Brazil) | http://www2.aneel.gov.br/aplicacoes/capacidadebrasil/capacidadebrasil.cfm | AgÃªncia Nacional de Energia ElÃ©trica (Brazil) |  | 2017 | [12 empty] | 117.02 | NO-ESTIMATION | NO-ESTIMATION | NO-ESTIMATION | NO-ESTIMATION | CAPACITY-FACTOR-V1 | 44.68%
BRA | Brazil | Ventos de Santo EstevÃ£o II |  | BRA0031762 | 25.3 | -7.7482 | -40.6296 | Wind |  |  |  | 2017 |  | AgÃªncia Nacional de Energia ElÃ©trica (Brazil) | http://www2.aneel.gov.br/aplicacoes/capacidadebrasil/capacidadebrasil.cfm | AgÃªncia Nacional de Energia ElÃ©trica (Brazil) |  | 2017 | [12 empty] | 87.23 | NO-ESTIMATION | NO-ESTIMATION | NO-ESTIMATION | NO-ESTIMATION | CAPACITY-FACTOR-V1 | 39.36%
BRA | Brazil | Ventos de Santo EstevÃ£o V |  | BRA0031764 | 27.6 | -7.7599 | -40.6733 | Wind |  |  |  | 2016 |  | AgÃªncia Nacional de Energia ElÃ©trica (Brazil) | http://www2.aneel.gov.br/aplicacoes/capacidadebrasil/capacidadebrasil.cfm | AgÃªncia Nacional de Energia ElÃ©trica (Brazil) |  | 2017 | [12 empty] | 109.05 | NO-ESTIMATION | NO-ESTIMATION | NO-ESTIMATION | NO-ESTIMATION | CAPACITY-FACTOR-V1 | 45.1%
BRA | Brazil | Xavante |  | BRA0029011 | 4.95 | -8.1750 | -35.3889 | Wind |  |  |  | 2010 |  | AgÃªncia Nacional de Energia ElÃ©trica (Brazil) | http://www2.aneel.gov.br/aplicacoes/capacidadebrasil/capacidadebrasil.cfm | AgÃªncia Nacional de Energia ElÃ©trica (Brazil) |  | 2017 | [8 empty] | 12.91 | 11.88 | 13.01 | 12.34 | 11.83 | HYDRO-V1 | HYDRO-V1 | HYDRO-V1 | HYDRO-V1 | HYDRO-V1 | 27.28%
BRA | Brazil | GravatÃ¡ Fruitrade |  | BRA0029020 | 4.95 | -8.2682 | -35.5964 | Wind |  |  |  | 2010 |  | AgÃªncia Nacional de Energia ElÃ©trica (Brazil) | http://www2.aneel.gov.br/aplicacoes/capacidadebrasil/capacidadebrasil.cfm | AgÃªncia Nacional de Energia ElÃ©trica (Brazil) | 1112520 | 2017 | [8 empty] | 13.01 | 11.30 | 11.99 | 13.18 | 12.12 | NO-ESTIMATION | NO-ESTIMATION | NO-ESTIMATION | NO-ESTIMATION | CAPACITY-FACTOR-V1 | 27.95%
BRA | Brazil | Mandacaru |  | BRA0029015 | 4.95 | -8.2790 | -35.5964 | Wind |  |  |  | 2010 |  | AgÃªncia Nacional de Energia ElÃ©trica (Brazil) | http://www2.aneel.gov.br/aplicacoes/capacidadebrasil/capacidadebrasil.cfm | AgÃªncia Nacional de Energia ElÃ©trica (Brazil) | 1112518 | 2017 | [8 empty] | 13.01 | 11.30 | 11.99 | 13.18 | 12.12 | SOLAR-V1-NO-AGE | SOLAR-V1-NO-AGE | SOLAR-V1-NO-AGE | SOLAR-V1-NO-AGE | SOLAR-V1-NO-AGE | 27.95%
BRA | Brazil | Santa Maria |  | BRA0029019 | 4.95 | -8.2947 | -35.5956 | Wind |  |  |  | 2010 |  | AgÃªncia Nacional de Energia ElÃ©trica (Brazil) | http://www2.aneel.gov.br/aplicacoes/capacidadebrasil/capacidadebrasil.cfm | AgÃªncia Nacional de Energia ElÃ©trica (Brazil) |  | 2017 | [8 empty] | 12.87 | 11.30 | 11.99 | 13.18 | 12.12 | NO-ESTIMATION | NO-ESTIMATION | NO-ESTIMATION | NO-ESTIMATION | CAPACITY-FACTOR-V1 | 27.95%
BRA | Brazil | Caminho da Praia |  | BRA0031006 | 2 | -8.3344 | -35.0053 | Wind |  |  |  | 2012 |  | AgÃªncia Nacional de Energia ElÃ©trica (Brazil) | http://www2.aneel.gov.br/aplicacoes/capacidadebrasil/capacidadebrasil.cfm | AgÃªncia Nacional de Energia ElÃ©trica (Brazil) |  | 2017 | [8 empty] | 5.39 | 4.76 | 4.68 | 3.55 | 3.01 | NO-ESTIMATION | NO-ESTIMATION | NO-ESTIMATION | NO-ESTIMATION | CAPACITY-FACTOR-V1 | 17.18%
BRA | Brazil | Ventos de SÃ£o Clemente 8 |  | BRA0031825 | 20.58 | -8.6965 | -36.6982 | Wind |  |  |  | 2016 |  | AgÃªncia Nacional de Energia ElÃ©trica (Brazil) | http://www2.aneel.gov.br/aplicacoes/capacidadebrasil/capacidadebrasil.cfm | AgÃªncia Nacional de Energia ElÃ©trica (Brazil) |  | 2017 | [12 empty] | 86.96 | NO-ESTIMATION | NO-ESTIMATION | NO-ESTIMATION | NO-ESTIMATION | CAPACITY-FACTOR-V1 | 48.24%
BRA | Brazil | Ventos de SÃ£o Clemente 4 |  | BRA0031821 | 29.155 | -8.7035 | -36.7626 | Wind |  |  |  | 2016 |  | AgÃªncia Nacional de Energia ElÃ©trica (Brazil) | http://www2.aneel.gov.br/aplicacoes/capacidadebrasil/capacidadebrasil.cfm | AgÃªncia Nacional de Energia ElÃ©trica (Brazil) |  | 2017 | [12 empty] | 118.46 | HYDRO-V1 | HYDRO-V1 | HYDRO-V1 | HYDRO-V1 | HYDRO-V1 | 46.38%
BRA | Brazil | Ventos de SÃ£o Clemente 2 |  | BRA0031819 | 29.155 | -8.7093 | -36.7337 | Wind |  |  |  | 2016 |  | AgÃªncia Nacional de Energia ElÃ©trica (Brazil) | http://www2.aneel.gov.br/aplicacoes/capacidadebrasil/capacidadebrasil.cfm | AgÃªncia Nacional de Energia ElÃ©trica (Brazil) |  | 2017 | [12 empty] | 118.46 | NO-ESTIMATION | NO-ESTIMATION | NO-ESTIMATION | NO-ESTIMATION | CAPACITY-FACTOR-V1 | 46.38%
BRA | Brazil | Ventos de SÃ£o Clemente 3 |  | BRA0031820 | 29.155 | -8.7126 | -36.7162 | Wind |  |  |  | 2016 |  | AgÃªncia Nacional de Energia ElÃ©trica (Brazil) | http://www2.aneel.gov.br/aplicacoes/capacidadebrasil/capacidadebrasil.cfm | AgÃªncia Nacional de Energia ElÃ©trica (Brazil) |  | 2017 | [12 empty] | 118.46 | NO-ESTIMATION | NO-ESTIMATION | NO-ESTIMATION | NO-ESTIMATION | CAPACITY-FACTOR-V1 | 46.38%
BRA | Brazil | Ventos de SÃ£o Clemente 1 |  | BRA0031818 | 29.155 | -8.7263 | -36.6999 | Wind |  |  |  | 2016 |  | AgÃªncia Nacional de Energia ElÃ©trica (Brazil) | http://www2.aneel.gov.br/aplicacoes/capacidadebrasil/capacidadebrasil.cfm | AgÃªncia Nacional de Energia ElÃ©trica (Brazil) |  | 2017 | [12 empty] | 118.46 | SOLAR-V1-NO-AGE | SOLAR-V1-NO-AGE | SOLAR-V1-NO-AGE | SOLAR-V1-NO-AGE | SOLAR-V1-NO-AGE | 46.38%
BRA | Brazil | Ventos de SÃ£o Clemente 7 |  | BRA0031824 | 24.01 | -8.7459 | -36.7256 | Wind |  |  |  | 2016 |  | AgÃªncia Nacional de Energia ElÃ©trica (Brazil) | http://www2.aneel.gov.br/aplicacoes/capacidadebrasil/capacidadebrasil.cfm | AgÃªncia Nacional de Energia ElÃ©trica (Brazil) |  | 2017 | [12 empty] | 97.55 | HYDRO-V1 | HYDRO-V1 | HYDRO-V1 | HYDRO-V1 | HYDRO-V1 | 46.38%
BRA | Brazil | Ventos de SÃ£o Clemente 6 |  | BRA0031823 | 25.725 | -8.7611 | -36.7124 | Wind |  |  |  | 2016 |  | AgÃªncia Nacional de Energia ElÃ©trica (Brazil) | http://www2.aneel.gov.br/aplicacoes/capacidadebrasil/capacidadebrasil.cfm | AgÃªncia Nacional de Energia ElÃ©trica (Brazil) |  | 2017 | [12 empty] | 105.37 | NO-ESTIMATION | NO-ESTIMATION | NO-ESTIMATION | NO-ESTIMATION | CAPACITY-FACTOR-V1 | 46.76%
BRA | Brazil | Ventos de SÃ£o Clemente 5 |  | BRA0031822 | 29.155 | -8.7799 | -36.7566 | Wind |  |  |  | 2016 |  | AgÃªncia Nacional de Energia ElÃ©trica (Brazil) | http://www2.aneel.gov.br/aplicacoes/capacidadebrasil/capacidadebrasil.cfm | AgÃªncia Nacional de Energia ElÃ©trica (Brazil) |  | 2017 | [12 empty] | 119.42 | NO-ESTIMATION | NO-ESTIMATION | NO-ESTIMATION | NO-ESTIMATION | CAPACITY-FACTOR-V1 | 46.76%
BRA | Brazil | Ventos de Santa BrÃ­gida II |  | BRA0031363 | 27.2 | -8.7969 | -36.7338 | Wind |  |  |  | 2015 |  | AgÃªncia Nacional de Energia ElÃ©trica (Brazil) | http://www2.aneel.gov.br/aplicacoes/capacidadebrasil/capacidadebrasil.cfm | AgÃªncia Nacional de Energia ElÃ©trica (Brazil) |  | 2017 | [11 empty] | 104.03 | 107.12 | NO-ESTIMATION | NO-ESTIMATION | NO-ESTIMATION | NO-ESTIMATION | CAPACITY-FACTOR-V1 | 44.96%
BRA | Brazil | Ventos de Santa BrÃ­gida VII |  | BRA0031422 | 27.2 | -8.8025 | -36.7579 | Wind |  |  |  | 2015 |  | AgÃªncia Nacional de Energia ElÃ©trica (Brazil) | http://www2.aneel.gov.br/aplicacoes/capacidadebrasil/capacidadebrasil.cfm | AgÃªncia Nacional de Energia ElÃ©trica (Brazil) |  | 2017 | [11 empty] | 104.03 | 107.12 | SOLAR-V1-NO-AGE | SOLAR-V1-NO-AGE | SOLAR-V1-NO-AGE | SOLAR-V1-NO-AGE | SOLAR-V1-NO-AGE | 44.96%
BRA | Brazil | Ventos de Santa BrÃ­gida I |  | BRA0031365 | 13.6 | -8.8099 | -36.7487 | Wind |  |  |  | 2015 |  | AgÃªncia Nacional de Energia ElÃ©trica (Brazil) | http://www2.aneel.gov.br/aplicacoes/capacidadebrasil/capacidadebrasil.cfm | AgÃªncia Nacional de Energia ElÃ©trica (Brazil) |  | 2017 | [11 empty] | 51.60 | 53.12 | SOLAR-V1-NO-AGE | SOLAR-V1-NO-AGE | SOLAR-V1-NO-AGE | SOLAR-V1-NO-AGE | SOLAR-V1-NO-AGE | 44.59%
BRA | Brazil | Ventos de Santa BrÃ­gida IV |  | BRA0031370 | 27.2 | -8.8338 | -36.7602 | Wind |  |  |  | 2015 |  | AgÃªncia Nacional de Energia ElÃ©trica (Brazil) | http://www2.aneel.gov.br/aplicacoes/capacidadebrasil/capacidadebrasil.cfm | AgÃªncia Nacional de Energia ElÃ©trica (Brazil) |  | 2017 | [11 empty] | 104.03 | 107.12 | SOLAR-V1-NO-AGE | SOLAR-V1-NO-AGE | SOLAR-V1-NO-AGE | SOLAR-V1-NO-AGE | SOLAR-V1-NO-AGE | 44.96%
BRA | Brazil | Ventos de Santa BrÃ­gida III |  | BRA0031354 | 28.9 | -8.8451 | -36.7697 | Wind |  |  |  | 2015 |  | AgÃªncia Nacional de Energia ElÃ©trica (Brazil) | http://www2.aneel.gov.br/aplicacoes/capacidadebrasil/capacidadebrasil.cfm | AgÃªncia Nacional de Energia ElÃ©trica (Brazil) |  | 2017 | [11 empty] | 110.53 | 113.82 | NO-ESTIMATION | NO-ESTIMATION | NO-ESTIMATION | NO-ESTIMATION | CAPACITY-FACTOR-V1 | 44.96%
BRA | Brazil | Ventos de Santa BrÃ­gida V |  | BRA0031346 | 28.9 | -8.8465 | -36.7302 | Wind |  |  |  | 2015 |  | AgÃªncia Nacional de Energia ElÃ©trica (Brazil) | http://www2.aneel.gov.br/aplicacoes/capacidadebrasil/capacidadebrasil.cfm | AgÃªncia Nacional de Energia ElÃ©trica (Brazil) |  | 2017 | [11 empty] | 110.53 | 113.82 | NO-ESTIMATION | NO-ESTIMATION | NO-ESTIMATION | NO-ESTIMATION | CAPACITY-FACTOR-V1 | 44.96%
BRA | Brazil | Ventos de Santa BrÃ­gida VI |  | BRA0031353 | 28.9 | -8.8681 | -36.7471 | Wind |  |  |  | 2015 |  | AgÃªncia Nacional de Energia ElÃ©trica (Brazil) | http://www2.aneel.gov.br/aplicacoes/capacidadebrasil/capacidadebrasil.cfm | AgÃªncia Nacional de Energia ElÃ©trica (Brazil) |  | 2017 | [11 empty] | 110.53 | 113.82 | HYDRO-V1 | HYDRO-V1 | HYDRO-V1 | HYDRO-V1 | HYDRO-V1 | 44.96%
BRA | Brazil | Serra das Vacas II |  | BRA0031540 | 22.295 | -8.8952 | -36.7257 | Wind |  |  |  | 2015 |  | AgÃªncia Nacional de Energia ElÃ©trica (Brazil) | http://www2.aneel.gov.br/aplicacoes/capacidadebrasil/capacidadebrasil.cfm | AgÃªncia Nacional de Energia ElÃ©trica (Brazil) | 1110695 | 2017 | [11 empty] | 87.11 | 89.64 | NO-ESTIMATION | NO-ESTIMATION | NO-ESTIMATION | NO-ESTIMATION | CAPACITY-FACTOR-V1 | 45.9%
BRA | Brazil | Serra das Vacas III |  | BRA0031560 | 22.235 | -8.9031 | -36.7579 | Wind |  |  |  | 2015 |  | AgÃªncia Nacional de Energia ElÃ©trica (Brazil) | http://www2.aneel.gov.br/aplicacoes/capacidadebrasil/capacidadebrasil.cfm | AgÃªncia Nacional de Energia ElÃ©trica (Brazil) | 1110695 | 2017 | [11 empty] | 86.87 | 89.53 | NO-ESTIMATION | NO-ESTIMATION | NO-ESTIMATION | NO-ESTIMATION | CAPACITY-FACTOR-V1 | 45.97%
BRA | Brazil | Serra das Vacas I |  | BRA0031537 | 23.92 | -8.9113 | -36.7477 | Wind |  |  |  | 2015 |  | AgÃªncia Nacional de Energia ElÃ©trica (Brazil) | http://www2.aneel.gov.br/aplicacoes/capacidadebrasil/capacidadebrasil.cfm | AgÃªncia Nacional de Energia ElÃ©trica (Brazil) | 1110695 | 2017 | [11 empty] | 91.49 | 94.35 | NO-ESTIMATION | NO-ESTIMATION | NO-ESTIMATION | NO-ESTIMATION | CAPACITY-FACTOR-V1 | 45.03%
BRA | Brazil | Serra das Vacas IV |  | BRA0031574 | 22.295 | -8.9138 | -36.7296 | Wind |  |  |  | 2015 |  | AgÃªncia Nacional de Energia ElÃ©trica (Brazil) | http://www2.aneel.gov.br/aplicacoes/capacidadebrasil/capacidadebrasil.cfm | AgÃªncia Nacional de Energia ElÃ©trica (Brazil) | 1110695 | 2017 | [11 empty] | 87.11 | 89.64 | NO-ESTIMATION | NO-ESTIMATION | NO-ESTIMATION | NO-ESTIMATION | CAPACITY-FACTOR-V1 | 45.9%
BRA | Brazil | TacaicÃ³ |  | BRA0030789 | 18.8 | -9.0187 | -38.0560 | Wind |  |  |  | 2015 |  | AgÃªncia Nacional de Energia ElÃ©trica (Brazil) | http://www2.aneel.gov.br/aplicacoes/capacidadebrasil/capacidadebrasil.cfm | AgÃªncia Nacional de Energia ElÃ©trica (Brazil) | 1098333 | 2017 | [11 empty] | 76.63 | 70.74 | NO-ESTIMATION | NO-ESTIMATION | NO-ESTIMATION | NO-ESTIMATION | CAPACITY-FACTOR-V1 | 42.95%
BRA | Brazil | Pau Ferro |  | BRA0030805 | 30.55 | -9.0625 | -38.1186 | Wind |  |  |  | 2015 |  | AgÃªncia Nacional de Energia ElÃ©trica (Brazil) | http://www2.aneel.gov.br/aplicacoes/capacidadebrasil/capacidadebrasil.cfm | AgÃªncia Nacional de Energia ElÃ©trica (Brazil) | 1098335 | 2017 | [11 empty] | 121.61 | 115.53 | NO-ESTIMATION | NO-ESTIMATION | NO-ESTIMATION | NO-ESTIMATION | CAPACITY-FACTOR-V1 | 43.17%
BRA | Brazil | Pedra do GerÃ´nimo |  | BRA0030806 | 30.55 | -9.0672 | -38.1448 | Wind |  |  |  | 2015 |  | AgÃªncia Nacional de Energia ElÃ©trica (Brazil) | http://www2.aneel.gov.br/aplicacoes/capacidadebrasil/capacidadebrasil.cfm | AgÃªncia Nacional de Energia ElÃ©trica (Brazil) | 1098334 | 2017 | [11 empty] | 121.61 | 115.53 | SOLAR-V1-NO-AGE | SOLAR-V1-NO-AGE | SOLAR-V1-NO-AGE | SOLAR-V1-NO-AGE | SOLAR-V1-NO-AGE | 43.17%
BRA | Brazil | Pedra do Reino III |  | BRA0030608 | 18 | -9.4986 | -40.8790 | Wind |  |  |  | 2013 |  | AgÃªncia Nacional de Energia ElÃ©trica (Brazil) | http://www2.aneel.gov.br/aplicacoes/capacidadebrasil/capacidadebrasil.cfm | AgÃªncia Nacional de Energia ElÃ©trica (Brazil) |  | 2017 | [9 empty] | 70.88 | 68.04 | 56.87 | 43.01 | SOLAR-V1-NO-AGE | SOLAR-V1-NO-AGE | SOLAR-V1-NO-AGE | SOLAR-V1-NO-AGE | SOLAR-V1-NO-AGE | 27.28%
BRA | Brazil | Pedra do Reino |  | BRA0030288 | 30 | -9.5175 | -40.8864 | Wind |  |  |  | 2013 |  | AgÃªncia Nacional de Energia ElÃ©trica (Brazil) | http://www2.aneel.gov.br/aplicacoes/capacidadebrasil/capacidadebrasil.cfm | AgÃªncia Nacional de Energia ElÃ©trica (Brazil) | 1100286 | 2017 | [9 empty] | 117.99 | 114.09 | 96.85 | 79.45 | SOLAR-V1-NO-AGE | SOLAR-V1-NO-AGE | SOLAR-V1-NO-AGE | SOLAR-V1-NO-AGE | SOLAR-V1-NO-AGE | 30.23%
BRA | Brazil | Banda de Couro |  | BRA0031607 | 32.9 | -9.8288 | -41.0624 | Wind |  |  |  | 2016 |  | AgÃªncia Nacional de Energia ElÃ©trica (Brazil) | http://www2.aneel.gov.br/aplicacoes/capacidadebrasil/capacidadebrasil.cfm | AgÃªncia Nacional de Energia ElÃ©trica (Brazil) | 1116239 | 2017 | [12 empty] | 129.18 | NO-ESTIMATION | NO-ESTIMATION | NO-ESTIMATION | NO-ESTIMATION | CAPACITY-FACTOR-V1 | 44.82%
BRA | Brazil | BaraÃºnas II |  | BRA0031667 | 25.85 | -9.8412 | -41.1037 | Wind |  |  |  | 2016 |  | AgÃªncia Nacional de Energia ElÃ©trica (Brazil) | http://www2.aneel.gov.br/aplicacoes/capacidadebrasil/capacidadebrasil.cfm | AgÃªncia Nacional de Energia ElÃ©trica (Brazil) |  | 2017 | [12 empty] | 102.08 | NO-ESTIMATION | NO-ESTIMATION | NO-ESTIMATION | NO-ESTIMATION | CAPACITY-FACTOR-V1 | 45.08%
BRA | Brazil | Morro Branco I |  | BRA0031336 | 32.9 | -9.8497 | -41.0565 | Wind |  |  |  | 2015 |  | AgÃªncia Nacional de Energia ElÃ©trica (Brazil) | http://www2.aneel.gov.br/aplicacoes/capacidadebrasil/capacidadebrasil.cfm | AgÃªncia Nacional de Energia ElÃ©trica (Brazil) | 1116237 | 2017 | [11 empty] | 136.03 | 124.42 | NO-ESTIMATION | NO-ESTIMATION | NO-ESTIMATION | NO-ESTIMATION | CAPACITY-FACTOR-V1 | 43.17%
BRA | Brazil | MussambÃª |  | BRA0031352 | 32.9 | -9.8628 | -41.0834 | Wind |  |  |  | 2015 |  | AgÃªncia Nacional de Energia ElÃ©trica (Brazil) | http://www2.aneel.gov.br/aplicacoes/capacidadebrasil/capacidadebrasil.cfm | AgÃªncia Nacional de Energia ElÃ©trica (Brazil) | 1116238 | 2017 | [11 empty] | 138.33 | 124.89 | NO-ESTIMATION | NO-ESTIMATION | NO-ESTIMATION | NO-ESTIMATION | CAPACITY-FACTOR-V1 | 43.33%
BRA | Brazil | Sete Gameleiras |  | BRA0030455 | 30 | -9.8638 | -41.1042 | Wind |  |  |  | 2013 |  | AgÃªncia Nacional de Energia ElÃ©trica (Brazil) | http://www2.aneel.gov.br/aplicacoes/capacidadebrasil/capacidadebrasil.cfm | AgÃªncia Nacional de Energia ElÃ©trica (Brazil) | 1116235 | 2017 | [9 empty] | 111.27 | 120.86 | 105.94 | 94.72 | NO-ESTIMATION | NO-ESTIMATION | NO-ESTIMATION | NO-ESTIMATION | CAPACITY-FACTOR-V1 | 36.04%
BRA | Brazil | Pedra Branca |  | BRA0030443 | 30 | -9.8746 | -41.0957 | Wind |  |  |  | 2013 |  | AgÃªncia Nacional de Energia ElÃ©trica (Brazil) | http://www2.aneel.gov.br/aplicacoes/capacidadebrasil/capacidadebrasil.cfm | AgÃªncia Nacional de Energia ElÃ©trica (Brazil) | 1116233 | 2017 | [9 empty] | 111.27 | 120.86 | 105.94 | 93.16 | NO-ESTIMATION | NO-ESTIMATION | NO-ESTIMATION | NO-ESTIMATION | CAPACITY-FACTOR-V1 | 35.45%
BRA | Brazil | SÃ£o Pedro do Lago |  | BRA0030456 | 30 | -9.8747 | -41.0930 | Wind |  |  |  | 2013 |  | AgÃªncia Nacional de Energia ElÃ©trica (Brazil) | http://www2.aneel.gov.br/aplicacoes/capacidadebrasil/capacidadebrasil.cfm | AgÃªncia Nacional de Energia ElÃ©trica (Brazil) | 1116234 | 2017 | [9 empty] | 111.27 | 119.88 | 105.94 | 92.03 | SOLAR-V1-NO-AGE | SOLAR-V1-NO-AGE | SOLAR-V1-NO-AGE | SOLAR-V1-NO-AGE | SOLAR-V1-NO-AGE | 35.02%
BRA | Brazil | BaraÃºnas I |  | BRA0031335 | 32.9 | -9.8868 | -41.1203 | Wind |  |  |  | 2015 |  | AgÃªncia Nacional de Energia ElÃ©trica (Brazil) | http://www2.aneel.gov.br/aplicacoes/capacidadebrasil/capacidadebrasil.cfm | AgÃªncia Nacional de Energia ElÃ©trica (Brazil) |  | 2017 | [11 empty] | 138.33 | 125.63 | HYDRO-V1 | HYDRO-V1 | HYDRO-V1 | HYDRO-V1 | HYDRO-V1 | 43.59%
CAN | Canada | Oxley |  | CAN0008207 | 6 | 42.0066 | -82.8803 | Wind |  |  |  |  | Henry Verhoeven | Natural Resources Canada | ftp://ftp.maps.canada.ca/pub/nacei_cnaie/energy_infrastructure/PowerPlantsRenewGE1MW_NorthAmerica_201708.xlsx | Natural Resources Canada |  | 2016 | [12 empty] | 13.92 | NO-ESTIMATION | NO-ESTIMATION | NO-ESTIMATION | NO-ESTIMATION | CAPACITY-FACTOR-V1 | 26.48%
CAN | Canada | Harrow |  | CAN0007931 | 39.6 | 42.0323 | -82.9618 | Wind | [5 empty] | Natural Resources Canada | ftp://ftp.maps.canada.ca/pub/nacei_cnaie/energy_infrastructure/PowerPlantsRenewGE1MW_NorthAmerica_201708.xlsx | Natural Resources Canada | 57003 | 2016 | [12 empty] | 91.87 | NO-ESTIMATION | NO-ESTIMATION | NO-ESTIMATION | NO-ESTIMATION | CAPACITY-FACTOR-V1 | 26.48%
CAN | Canada | South Side |  | CAN0008405 | 10 | 42.0840 | -83.0425 | Wind |  |  |  |  | Gengrowth LP1 | Natural Resources Canada | ftp://ftp.maps.canada.ca/pub/nacei_cnaie/energy_infrastructure/PowerPlantsRenewGE1MW_NorthAmerica_201708.xlsx | Natural Resources Canada | 61812 | 2016 | [12 empty] | 23.2 | NO-ESTIMATION | NO-ESTIMATION | NO-ESTIMATION | NO-ESTIMATION | NO-ESTIMATION | 26.48%
CAN | Canada | Gosfield |  | CAN0007897 | 50.6 | 42.1269 | -82.6835 | Wind |  |  |  |  | Gosfield Wind LP | Natural Resources Canada | ftp://ftp.maps.canada.ca/pub/nacei_cnaie/energy_infrastructure/PowerPlantsRenewGE1MW_NorthAmerica_201708.xlsx | Natural Resources Canada | 59208 | 2016 | [12 empty] | 117.39 | NO-ESTIMATION | NO-ESTIMATION | NO-ESTIMATION | NO-ESTIMATION | NO-ESTIMATION | 26.48%
CAN | Canada | North Maiden |  | CAN0008171 | 10 | 42.1538 | -82.8478 | Wind | [5 empty] | Natural Resources Canada | ftp://ftp.maps.canada.ca/pub/nacei_cnaie/energy_infrastructure/PowerPlantsRenewGE1MW_NorthAmerica_201708.xlsx | Natural Resources Canada | 61811 | 2016 | [12 empty] | 23.2 | NO-ESTIMATION | NO-ESTIMATION | NO-ESTIMATION | NO-ESTIMATION | NO-ESTIMATION | 26.48%
CAN | Canada | Naylor |  | CAN0008157 | 10 | 42.1941 | -82.8105 | Wind | [5 empty] | Natural Resources Canada | ftp://ftp.maps.canada.ca/pub/nacei_cnaie/energy_infrastructure/PowerPlantsRenewGE1MW_NorthAmerica_201708.xlsx | Natural Resources Canada | 61810 | 2016 | [12 empty] | 23.2 | NO-ESTIMATION | NO-ESTIMATION | NO-ESTIMATION | NO-ESTIMATION | CAPACITY-FACTOR-V1 | 26.48%
CAN | Canada | Chatham |  | CAN0002124 | 101.2 | 42.2065 | -82.3226 | Wind |  |  |  |  | Kruger Energy Chatham LP | Natural Resources Canada | http://ftp.maps.canada.ca/pub/nacei_cnaie/energy_infrastructure/PowerPlantsAllGE100MW_NorthAmerica_201708.xlsx | Natural Resources Canada |  | 2016 | [12 empty] | 234.78 | NO-ESTIMATION | NO-ESTIMATION | NO-ESTIMATION | NO-ESTIMATION | CAPACITY-FACTOR-V1 | 26.48%
CAN | Canada | Comber East / West |  | CAN0002133 | 165.6 | 42.2195 | -82.5614 | Wind |  |  |  |  | 2016 Comber Wind LP | Natural Resources Canada | http://ftp.maps.canada.ca/pub/nacei_cnaie/energy_infrastructure/PowerPlantsAllGE100MW_NorthAmerica_201708.xlsx | Natural Resources Canada | 62462 | 2016 | [12 empty] | 384.19 | HYDRO-V1 | HYDRO-V1 | HYDRO-V1 | HYDRO-V1 | HYDRO-V1 | 26.48%
CAN | Canada | Richardson |  | CAN0008288 | 10 | 42.2364 | -82.4566 | Wind | [5 empty] | Natural Resources Canada | ftp://ftp.maps.canada.ca/pub/nacei_cnaie/energy_infrastructure/PowerPlantsRenewGE1MW_NorthAmerica_201708.xlsx | Natural Resources Canada | 61813 | 2016 | [12 empty] | 23.2 | HYDRO-V1 | HYDRO-V1 | HYDRO-V1 | HYDRO-V1 | HYDRO-V1 | 26.48%
CAN | Canada | Swanton Line |  | CAN0008451 | 10 | 42.2638 | -82.2682 | Wind | [5 empty] | Natural Resources Canada | ftp://ftp.maps.canada.ca/pub/nacei_cnaie/energy_infrastructure/PowerPlantsRenewGE1MW_NorthAmerica_201708.xlsx | Natural Resources Canada | 58733 | 2016 | [12 empty] | 23.2 | HYDRO-V1 | HYDRO-V1 | HYDRO-V1 | HYDRO-V1 | HYDRO-V1 | 26.48%
CAN | Canada | Thames River I |  | CAN0008463 | 40 | 42.2701 | -82.2539 | Wind | [5 empty] | Natural Resources Canada | ftp://ftp.maps.canada.ca/pub/nacei_cnaie/energy_infrastructure/PowerPlantsRenewGE1MW_NorthAmerica_201708.xlsx | Natural Resources Canada |  | 2016 | [12 empty] | 92.8 | NO-ESTIMATION | NO-ESTIMATION | NO-ESTIMATION | NO-ESTIMATION | CAPACITY-FACTOR-V1 | 26.48%
CAN | Canada | Gracey |  | CAN0007900 | 10 | 42.2718 | -82.4882 | Wind | [5 empty] | Natural Resources Canada | ftp://ftp.maps.canada.ca/pub/nacei_cnaie/energy_infrastructure/PowerPlantsRenewGE1MW_NorthAmerica_201708.xlsx | Natural Resources Canada | 61809 | 2016 | [12 empty] | 23.2 | NO-ESTIMATION | NO-ESTIMATION | NO-ESTIMATION | NO-ESTIMATION | CAPACITY-FACTOR-V1 | 26.48%
CAN | Canada | Raleigh |  | CAN0008265 | 78 | 42.2743 | -82.1824 | Wind |  |  |  |  | Terraform Iwg Ontario Holdings LLC | Natural Resources Canada | ftp://ftp.maps.canada.ca/pub/nacei_cnaie/energy_infrastructure/PowerPlantsRenewGE1MW_NorthAmerica_201708.xlsx | Natural Resources Canada |  | 2016 | [12 empty] | 180.96 | NO-ESTIMATION | NO-ESTIMATION | NO-ESTIMATION | NO-ESTIMATION | NO-ESTIMATION | 26.48%
CAN | Canada | Bisnett Line |  | CAN0007679 | 9 | 42.2787 | -81.9917 | Wind |  |  |  |  | Gengrowth | Natural Resources Canada | ftp://ftp.maps.canada.ca/pub/nacei_cnaie/energy_infrastructure/PowerPlantsRenewGE1MW_NorthAmerica_201708.xlsx | Natural Resources Canada | 58731 | 2016 | [12 empty] | 20.88 | NO-ESTIMATION | NO-ESTIMATION | NO-ESTIMATION | NO-ESTIMATION | CAPACITY-FACTOR-V1 | 26.48%
CAN | Canada | Pointes aux Roches |  | CAN0008239 | 48.6 | 42.2841 | -82.5284 | Wind |  |  |  |  | Pointe-aux-Roches Wind LP | Natural Resources Canada | ftp://ftp.maps.canada.ca/pub/nacei_cnaie/energy_infrastructure/PowerPlantsRenewGE1MW_NorthAmerica_201708.xlsx | Natural Resources Canada | 61695 | 2016 | [12 empty] | 112.75 | NO-ESTIMATION | NO-ESTIMATION | NO-ESTIMATION | NO-ESTIMATION | CAPACITY-FACTOR-V1 | 26.48%
CAN | Canada | Erieau |  | CAN0007847 | 99 | 42.3011 | -82.0047 | Wind |  |  |  |  | Erieau Wind LP | Natural Resources Canada | ftp://ftp.maps.canada.ca/pub/nacei_cnaie/energy_infrastructure/PowerPlantsRenewGE1MW_NorthAmerica_201708.xlsx | Natural Resources Canada | 57001 | 2016 | [12 empty] | 229.68 | NO-ESTIMATION | NO-ESTIMATION | NO-ESTIMATION | NO-ESTIMATION | CAPACITY-FACTOR-V1 | 26.48%
CAN | Canada | Front Line |  | CAN0007871 | 9 | 42.3964 | -81.8657 | Wind |  |  |  |  | Gengrowth | Natural Resources Canada | ftp://ftp.maps.canada.ca/pub/nacei_cnaie/energy_infrastructure/PowerPlantsRenewGE1MW_NorthAmerica_201708.xlsx | Natural Resources Canada | 58730 | 2016 | [12 empty] | 20.88 | NO-ESTIMATION | NO-ESTIMATION | NO-ESTIMATION | NO-ESTIMATION | CAPACITY-FACTOR-V1 | 26.48%
CAN | Canada | Talbot |  | CAN0008455 | 98.9 | 42.4375 | -81.7961 | Wind |  |  |  |  | Talbot Windfarm LP | Natural Resources Canada | ftp://ftp.maps.canada.ca/pub/nacei_cnaie/energy_infrastructure/PowerPlantsRenewGE1MW_NorthAmerica_201708.xlsx | Natural Resources Canada | 59205 | 2016 | [12 empty] | 229.44 | HYDRO-V1 | HYDRO-V1 | HYDRO-V1 | HYDRO-V1 | HYDRO-V1 | 26.48%
CAN | Canada | East Lake St. Clair |  | CAN0007829 | 99 | 42.4776 | -82.3603 | Wind |  |  |  |  | East Lake St. Clair Wind LP | Natural Resources Canada | ftp://ftp.maps.canada.ca/pub/nacei_cnaie/energy_infrastructure/PowerPlantsRenewGE1MW_NorthAmerica_201708.xlsx | Natural Resources Canada | 59156 | 2016 | [12 empty] | 229.68 | SOLAR-V1-NO-AGE | SOLAR-V1-NO-AGE | SOLAR-V1-NO-AGE | SOLAR-V1-NO-AGE | SOLAR-V1-NO-AGE | 26.48%
CAN | Canada | Gesner |  | CAN0007881 | 10 | 42.5193 | -81.7571 | Wind | [5 empty] | Natural Resources Canada | ftp://ftp.maps.canada.ca/pub/nacei_cnaie/energy_infrastructure/PowerPlantsRenewGE1MW_NorthAmerica_201708.xlsx | Natural Resources Canada |  | 2016 | [12 empty] | 23.2 | HYDRO-V1 | HYDRO-V1 | HYDRO-V1 | HYDRO-V1 | HYDRO-V1 | 26.48%
CAN | Canada | Kent Breeze |  | CAN0007997 | 20 | 42.5452 | -82.0506 | Wind |  |  |  |  | TransAlta (100%) | Natural Resources Canada | ftp://ftp.maps.canada.ca/pub/nacei_cnaie/energy_infrastructure/PowerPlantsRenewGE1MW_NorthAmerica_201708.xlsx | Natural Resources Canada | 64348 | 2016 | [12 empty] | 46.4 | NO-ESTIMATION | NO-ESTIMATION | NO-ESTIMATION | NO-ESTIMATION | CAPACITY-FACTOR-V1 | 26.48%
CAN | Canada | Clear Creek |  | CAN0007774 | 9.9 | 42.5879 | -80.5722 | Wind | [5 empty] | Natural Resources Canada | ftp://ftp.maps.canada.ca/pub/nacei_cnaie/energy_infrastructure/PowerPlantsRenewGE1MW_NorthAmerica_201708.xlsx | Natural Resources Canada | 57002 | 2016 | [12 empty] | 22.96 | NO-ESTIMATION | NO-ESTIMATION | NO-ESTIMATION | NO-ESTIMATION | CAPACITY-FACTOR-V1 | 26.47%
CAN | Canada | Cultus |  | CAN0007792 | 9.9 | 42.6009 | -80.6048 | Wind | [5 empty] | Natural Resources Canada | ftp://ftp.maps.canada.ca/pub/nacei_cnaie/energy_infrastructure/PowerPlantsRenewGE1MW_NorthAmerica_201708.xlsx | Natural Resources Canada | 58688 | 2016 | [12 empty] | 22.96 | NO-ESTIMATION | NO-ESTIMATION | NO-ESTIMATION | NO-ESTIMATION | CAPACITY-FACTOR-V1 | 26.47%
CAN | Canada | Frogmore |  | CAN0007870 | 9.9 | 42.6069 | -80.6598 | Wind | [5 empty] | Natural Resources Canada | ftp://ftp.maps.canada.ca/pub/nacei_cnaie/energy_infrastructure/PowerPlantsRenewGE1MW_NorthAmerica_201708.xlsx | Natural Resources Canada | 58689 | 2016 | [12 empty] | 22.96 | NO-ESTIMATION | NO-ESTIMATION | NO-ESTIMATION | NO-ESTIMATION | CAPACITY-FACTOR-V1 | 26.47%
CAN | Canada | Erie Shores |  | CAN0007846 | 99 | 42.6476 | -80.7695 | Wind |  |  |  |  | Erie Shores Wind Farm LP | Natural Resources Canada | ftp://ftp.maps.canada.ca/pub/nacei_cnaie/energy_infrastructure/PowerPlantsRenewGE1MW_NorthAmerica_201708.xlsx | Natural Resources Canada | 54583 | 2016 | [12 empty] | 229.68 | SOLAR-V1-NO-AGE | SOLAR-V1-NO-AGE | SOLAR-V1-NO-AGE | SOLAR-V1-NO-AGE | SOLAR-V1-NO-AGE | 26.48%
CAN | Canada | Port Ryerse |  | CAN0008245 | 10 | 42.7677 | -80.2521 | Wind |  |  |  |  | Boralex | Natural Resources Canada | ftp://ftp.maps.canada.ca/pub/nacei_cnaie/energy_infrastructure/PowerPlantsRenewGE1MW_NorthAmerica_201708.xlsx | Natural Resources Canada | 68695 | 2016 | [12 empty] | 23.2 | NO-ESTIMATION | NO-ESTIMATION | NO-ESTIMATION | NO-ESTIMATION | CAPACITY-FACTOR-V1 | 26.48%
CAN | Canada | Port Dover / Nanticoke |  | CAN0002210 | 104.4 | 42.8392 | -80.0274 | Wind |  |  |  |  | Capital Power (PDN) LP | Natural Resources Canada | http://ftp.maps.canada.ca/pub/nacei_cnaie/energy_infrastructure/PowerPlantsAllGE100MW_NorthAmerica_201708.xlsx | Natural Resources Canada | 61801 | 2016 | [12 empty] | 242.2 | NO-ESTIMATION | NO-ESTIMATION | NO-ESTIMATION | NO-ESTIMATION | CAPACITY-FACTOR-V1 | 26.48%
CAN | Canada | Mohawk Point |  | CAN0008139 | 9.9 | 42.8514 | -79.4903 | Wind | [5 empty] | Natural Resources Canada | ftp://ftp.maps.canada.ca/pub/nacei_cnaie/energy_infrastructure/PowerPlantsRenewGE1MW_NorthAmerica_201708.xlsx | Natural Resources Canada | 57004 | 2016 | [12 empty] | 22.96 | HYDRO-V1 | HYDRO-V1 | HYDRO-V1 | HYDRO-V1 | HYDRO-V1 | 26.47%
CAN | Canada | Summerhaven |  | CAN0002248 | 124.4 | 42.8700 | -79.9377 | Wind |  |  |  |  | Summerhaven Wind LP | Natural Resources Canada | http://ftp.maps.canada.ca/pub/nacei_cnaie/energy_infrastructure/PowerPlantsAllGE100MW_NorthAmerica_201708.xlsx | Natural Resources Canada | 65424 | 2016 | [12 empty] | 288.6 | NO-ESTIMATION | NO-ESTIMATION | NO-ESTIMATION | NO-ESTIMATION | CAPACITY-FACTOR-V1 | 26.48%
CAN | Canada | Grand Renewable Energy Park |  | CAN0002149 | 149 | 42.8814 | -79.7879 | Wind |  |  |  |  | Grand Renewable Wind LP | Natural Resources Canada | http://ftp.maps.canada.ca/pub/nacei_cnaie/energy_infrastructure/PowerPlantsAllGE100MW_NorthAmerica_201708.xlsx | Natural Resources Canada |  | 2016 | [12 empty] | 345.68 | NO-ESTIMATION | NO-ESTIMATION | NO-ESTIMATION | NO-ESTIMATION | CAPACITY-FACTOR-V1 | 26.48%
CAN | Canada | Wainfleet |  | CAN0008514 | 9 | 42.8978 | -79.3854 | Wind |  |  |  |  | Wainfleet Wind Energy Inc | Natural Resources Canada | ftp://ftp.maps.canada.ca/pub/nacei_cnaie/energy_infrastructure/PowerPlantsRenewGE1MW_NorthAmerica_201708.xlsx | Natural Resources Canada | 67454 | 2016 | [12 empty] | 20.88 | NO-ESTIMATION | NO-ESTIMATION | NO-ESTIMATION | NO-ESTIMATION | CAPACITY-FACTOR-V1 | 26.48%
CAN | Canada | Zephyr |  | CAN0008572 | 10 | 42.9238 | -81.9063 | Wind | [5 empty] | Natural Resources Canada | ftp://ftp.maps.canada.ca/pub/nacei_cnaie/energy_infrastructure/PowerPlantsRenewGE1MW_NorthAmerica_201708.xlsx | Natural Resources Canada |  | 2016 | [12 empty] | 23.2 | NO-ESTIMATION | NO-ESTIMATION | NO-ESTIMATION | NO-ESTIMATION | CAPACITY-FACTOR-V1 | 26.48%
CAN | Canada | Napier Wind |  | CAN0008156 | 4.1 | 42.9564 | -81.7328 | Wind |  |  |  |  | WPD Napier Wind Inc | Natural Resources Canada | ftp://ftp.maps.canada.ca/pub/nacei_cnaie/energy_infrastructure/PowerPlantsRenewGE1MW_NorthAmerica_201708.xlsx | Natural Resources Canada | 66467 | 2016 | [12 empty] | 9.51 | NO-ESTIMATION | NO-ESTIMATION | NO-ESTIMATION | NO-ESTIMATION | CAPACITY-FACTOR-V1 | 26.48%
CAN | Canada | Adelaide |  | CAN0007600 | 59.9 | 42.9877 | -81.7068 | Wind |  |  |  |  | Kerwood Wind LP | Natural Resources Canada | ftp://ftp.maps.canada.ca/pub/nacei_cnaie/energy_infrastructure/PowerPlantsRenewGE1MW_NorthAmerica_201708.xlsx | Natural Resources Canada | 65418 | 2016 | [12 empty] | 138.96 | NO-ESTIMATION | NO-ESTIMATION | NO-ESTIMATION | NO-ESTIMATION | CAPACITY-FACTOR-V1 | 26.48%
CAN | Canada | West Lincoln Niagara Region Wind Farm |  | CAN0002257 | 230 | 42.9993 | -79.5035 | Wind | [5 empty] | Natural Resources Canada | http://ftp.maps.canada.ca/pub/nacei_cnaie/energy_infrastructure/PowerPlantsAllGE100MW_NorthAmerica_201708.xlsx | Natural Resources Canada | 69937 | 2016 | [12 empty] | 533.6 | NO-ESTIMATION | NO-ESTIMATION | NO-ESTIMATION | NO-ESTIMATION | CAPACITY-FACTOR-V1 | 26.48%
CAN | Canada | Adelaide (Suncor) |  | CAN0007601 | 40 | 43.0184 | -81.7392 | Wind |  |  |  |  | Suncor Adelaide Wind LP | Natural Resources Canada | ftp://ftp.maps.canada.ca/pub/nacei_cnaie/energy_infrastructure/PowerPlantsRenewGE1MW_NorthAmerica_201708.xlsx | Natural Resources Canada | 68914 | 2016 | [12 empty] | 92.8 | NO-ESTIMATION | NO-ESTIMATION | NO-ESTIMATION | NO-ESTIMATION | CAPACITY-FACTOR-V1 | 26.48%
CAN | Canada | Cedar Point |  | CAN0002122 | 100 | 43.0828 | -82.0528 | Wind |  |  |  |  | Cedar Point II LP | Natural Resources Canada | http://ftp.maps.canada.ca/pub/nacei_cnaie/energy_infrastructure/PowerPlantsAllGE100MW_NorthAmerica_201708.xlsx | Natural Resources Canada | 67822 | 2016 | [12 empty] | 232 | NO-ESTIMATION | NO-ESTIMATION | NO-ESTIMATION | NO-ESTIMATION | CAPACITY-FACTOR-V1 | 26.48%
CAN | Canada | Gunn's Hill |  | CAN0007922 | 18 | 43.0858 | -80.7142 | Wind |  |  |  |  | Gunn's Hill LP | Natural Resources Canada | ftp://ftp.maps.canada.ca/pub/nacei_cnaie/energy_infrastructure/PowerPlantsRenewGE1MW_NorthAmerica_201708.xlsx | Natural Resources Canada | 68046 | 2016 | [12 empty] | 41.76 | NO-ESTIMATION | NO-ESTIMATION | NO-ESTIMATION | NO-ESTIMATION | CAPACITY-FACTOR-V1 | 26.48%
CAN | Canada | Bornish |  | CAN0007689 | 72.9 | 43.1128 | -81.7024 | Wind |  |  |  |  | Bornish Wind LP | Natural Resources Canada | ftp://ftp.maps.canada.ca/pub/nacei_cnaie/energy_infrastructure/PowerPlantsRenewGE1MW_NorthAmerica_201708.xlsx | Natural Resources Canada | 65420 | 2016 | [12 empty] | 169.12 | NO-ESTIMATION | NO-ESTIMATION | NO-ESTIMATION | NO-ESTIMATION | CAPACITY-FACTOR-V1 | 26.48%
CAN | Canada | HAF Energy |  | CAN0007923 | 9 | 43.1220 | -79.7108 | Wind |  |  |  |  | Vineland Power Inc | Natural Resources Canada | ftp://ftp.maps.canada.ca/pub/nacei_cnaie/energy_infrastructure/PowerPlantsRenewGE1MW_NorthAmerica_201708.xlsx | Natural Resources Canada | 67450 | 2016 | [12 empty] | 20.88 | SOLAR-V1-NO-AGE | SOLAR-V1-NO-AGE | SOLAR-V1-NO-AGE | SOLAR-V1-NO-AGE | SOLAR-V1-NO-AGE | 26.48%
CAN | Canada | Jericho |  | CAN0002162 | 149 | 43.1333 | -81.8938 | Wind |  |  |  |  | Jericho Wind LP | Natural Resources Canada | http://ftp.maps.canada.ca/pub/nacei_cnaie/energy_infrastructure/PowerPlantsAllGE100MW_NorthAmerica_201708.xlsx | Natural Resources Canada | 58029 | 2016 | [12 empty] | 345.68 | HYDRO-V1 | HYDRO-V1 | HYDRO-V1 | HYDRO-V1 | HYDRO-V1 | 26.48%
CAN | Canada | Proof Line |  | CAN0008254 | 6.6 | 43.1571 | -82.0184 | Wind | [5 empty] | Natural Resources Canada | ftp://ftp.maps.canada.ca/pub/nacei_cnaie/energy_infrastructure/PowerPlantsRenewGE1MW_NorthAmerica_201708.xlsx | Natural Resources Canada | 69203 | 2016 | [12 empty] | 15.31 | HYDRO-V1 | HYDRO-V1 | HYDRO-V1 | HYDRO-V1 | HYDRO-V1 | 26.48%
CAN | Canada | Ravenswood |  | CAN0008278 | 9.9 | 43.1751 | -81.9812 | Wind | [5 empty] | Natural Resources Canada | ftp://ftp.maps.canada.ca/pub/nacei_cnaie/energy_infrastructure/PowerPlantsRenewGE1MW_NorthAmerica_201708.xlsx | Natural Resources Canada | 58028 | 2016 | [12 empty] | 22.96 | HYDRO-V1 | HYDRO-V1 | HYDRO-V1 | HYDRO-V1 | HYDRO-V1 | 26.47%
CAN | Canada | Grand Bend |  | CAN0007901 | 99.3 | 43.3937 | -81.6578 | Wind |  |  |  |  | Grand Bend Wind LP | Natural Resources Canada | ftp://ftp.maps.canada.ca/pub/nacei_cnaie/energy_infrastructure/PowerPlantsRenewGE1MW_NorthAmerica_201708.xlsx | Natural Resources Canada | 66873 | 2016 | [12 empty] | 230.37 | SOLAR-V1-NO-AGE | SOLAR-V1-NO-AGE | SOLAR-V1-NO-AGE | SOLAR-V1-NO-AGE | SOLAR-V1-NO-AGE | 26.48%
CAN | Canada | Bluewater |  | CAN0007686 | 59.2 | 43.4846 | -81.6282 | Wind |  |  |  |  | Varna Wind LP | Natural Resources Canada | ftp://ftp.maps.canada.ca/pub/nacei_cnaie/energy_infrastructure/PowerPlantsRenewGE1MW_NorthAmerica_201708.xlsx | Natural Resources Canada |  | 2016 | [12 empty] | 137.34 | NO-ESTIMATION | NO-ESTIMATION | NO-ESTIMATION | NO-ESTIMATION | CAPACITY-FACTOR-V1 | 26.48%
CAN | Canada | Barrington (Watts Wind II) |  | CAN0007646 | 3.2 | 43.5196 | -65.6624 | Wind | [5 empty] | Natural Resources Canada | ftp://ftp.maps.canada.ca/pub/nacei_cnaie/energy_infrastructure/PowerPlantsRenewGE1MW_NorthAmerica_201708.xlsx | Natural Resources Canada |  | 2016 | [12 empty] | 7.42 | NO-ESTIMATION | NO-ESTIMATION | NO-ESTIMATION | NO-ESTIMATION | CAPACITY-FACTOR-V1 | 26.47%
CAN | Canada | St. Columban |  | CAN0008417 | 33 | 43.5505 | -81.2896 | Wind |  |  |  |  | St. Columban Energy LP | Natural Resources Canada | ftp://ftp.maps.canada.ca/pub/nacei_cnaie/energy_infrastructure/PowerPlantsRenewGE1MW_NorthAmerica_201708.xlsx | Natural Resources Canada | 64620 | 2016 | [12 empty] | 76.56 | NO-ESTIMATION | NO-ESTIMATION | NO-ESTIMATION | NO-ESTIMATION | CAPACITY-FACTOR-V1 | 26.48%
CAN | Canada | Pubnico Point 1 / 2 |  | CAN0008257 | 30.6 | 43.6030 | -65.8038 | Wind | [5 empty] | Natural Resources Canada | ftp://ftp.maps.canada.ca/pub/nacei_cnaie/energy_infrastructure/PowerPlantsRenewGE1MW_NorthAmerica_201708.xlsx | Natural Resources Canada | 51013 | 2016 | [12 empty] | 70.99 | NO-ESTIMATION | NO-ESTIMATION | NO-ESTIMATION | NO-ESTIMATION | CAPACITY-FACTOR-V1 | 26.48%
CAN | Canada | Black Pond |  | CAN0007681 | 2 | 43.7516 | -66.0204 | Wind | [5 empty] | Natural Resources Canada | ftp://ftp.maps.canada.ca/pub/nacei_cnaie/energy_infrastructure/PowerPlantsRenewGE1MW_NorthAmerica_201708.xlsx | Natural Resources Canada | 70648 | 2016 | [12 empty] | 4.64 | NO-ESTIMATION | NO-ESTIMATION | NO-ESTIMATION | NO-ESTIMATION | CAPACITY-FACTOR-V1 | 26.48%
CAN | Canada | Wedgeport (Watts Wind II) |  | CAN0008535 | 1.6 | 43.7528 | -66.0139 | Wind | [5 empty] | Natural Resources Canada | ftp://ftp.maps.canada.ca/pub/nacei_cnaie/energy_infrastructure/PowerPlantsRenewGE1MW_NorthAmerica_201708.xlsx | Natural Resources Canada | 65660 | 2016 | [12 empty] | 3.71 | NO-ESTIMATION | NO-ESTIMATION | NO-ESTIMATION | NO-ESTIMATION | CAPACITY-FACTOR-V1 | 26.47%
CAN | Canada | Little River Harbour |  | CAN0008055 | 2 | 43.7532 | -66.0303 | Wind | [5 empty] | Natural Resources Canada | ftp://ftp.maps.canada.ca/pub/nacei_cnaie/energy_infrastructure/PowerPlantsRenewGE1MW_NorthAmerica_201708.xlsx | Natural Resources Canada | 68130 | 2016 | [12 empty] | 4.64 | HYDRO-V1 | HYDRO-V1 | HYDRO-V1 | HYDRO-V1 | HYDRO-V1 | 26.48%
CAN | Canada | Springwood |  | CAN0008411 | 8.2 | 43.7838 | -80.4040 | Wind |  |  |  |  | WPD Springwood Wind Inc | Natural Resources Canada | ftp://ftp.maps.canada.ca/pub/nacei_cnaie/energy_infrastructure/PowerPlantsRenewGE1MW_NorthAmerica_201708.xlsx | Natural Resources Canada | 66463 | 2016 | [12 empty] | 19.02 | NO-ESTIMATION | NO-ESTIMATION | NO-ESTIMATION | NO-ESTIMATION | CAPACITY-FACTOR-V1 | 26.48%
CAN | Canada | Conestogo |  | CAN0007779 | 22.9 | 43.7943 | -80.5888 | Wind |  |  |  |  | Conestogo Wind LP | Natural Resources Canada | ftp://ftp.maps.canada.ca/pub/nacei_cnaie/energy_infrastructure/PowerPlantsRenewGE1MW_NorthAmerica_201708.xlsx | Natural Resources Canada |  | 2016 | [12 empty] | 53.12 | NO-ESTIMATION | NO-ESTIMATION | NO-ESTIMATION | NO-ESTIMATION | CAPACITY-FACTOR-V1 | 26.48%
CAN | Canada | OPG 7 Gomberg |  | CAN0008196 | 1.8 | 43.8123 | -79.0740 | Wind | [5 empty] | Natural Resources Canada | ftp://ftp.maps.canada.ca/pub/nacei_cnaie/energy_infrastructure/PowerPlantsRenewGE1MW_NorthAmerica_201708.xlsx | Natural Resources Canada |  | 2016 | [12 empty] | 4.17 | HYDRO-V1 | HYDRO-V1 | HYDRO-V1 | HYDRO-V1 | HYDRO-V1 | 26.45%
CAN | Canada | Arthur |  | CAN0007627 | 10 | 43.8478 | -80.5152 | Wind |  |  |  |  | Arthur Wind Farm Ltd Partnership | Natural Resources Canada | ftp://ftp.maps.canada.ca/pub/nacei_cnaie/energy_infrastructure/PowerPlantsRenewGE1MW_NorthAmerica_201708.xlsx | Natural Resources Canada |  | 2016 | [12 empty] | 23.2 | NO-ESTIMATION | NO-ESTIMATION | NO-ESTIMATION | NO-ESTIMATION | CAPACITY-FACTOR-V1 | 26.48%
CAN | Canada | Kingsbridge 1 |  | CAN0008002 | 39.6 | 43.8589 | -81.6920 | Wind |  |  |  |  | Cp Renewable Energy (Kingsbridge) LP | Natural Resources Canada | ftp://ftp.maps.canada.ca/pub/nacei_cnaie/energy_infrastructure/PowerPlantsRenewGE1MW_NorthAmerica_201708.xlsx | Natural Resources Canada | 53733 | 2016 | [12 empty] | 91.87 | SOLAR-V1-NO-AGE | SOLAR-V1-NO-AGE | SOLAR-V1-NO-AGE | SOLAR-V1-NO-AGE | SOLAR-V1-NO-AGE | 26.48%
CAN | Canada | Grand Valley III |  | CAN0007908 | 40.1 | 43.9294 | -80.3437 | Wind |  |  |  |  | Grand Valley 2 LP | Natural Resources Canada | ftp://ftp.maps.canada.ca/pub/nacei_cnaie/energy_infrastructure/PowerPlantsRenewGE1MW_NorthAmerica_201708.xlsx | Natural Resources Canada |  | 2016 | [12 empty] | 93.03 | SOLAR-V1-NO-AGE | SOLAR-V1-NO-AGE | SOLAR-V1-NO-AGE | SOLAR-V1-NO-AGE | SOLAR-V1-NO-AGE | 26.48%
CAN | Canada | K2 Wind |  | CAN0002165 | 270 | 43.9373 | -81.6399 | Wind |  |  |  |  | K2 Wind Ontario LP | Natural Resources Canada | http://ftp.maps.canada.ca/pub/nacei_cnaie/energy_infrastructure/PowerPlantsAllGE100MW_NorthAmerica_201708.xlsx | Natural Resources Canada | 64342 | 2016 | [12 empty] | 626.4 | NO-ESTIMATION | NO-ESTIMATION | NO-ESTIMATION | NO-ESTIMATION | CAPACITY-FACTOR-V1 | 26.48%
CAN | Canada | Brenton Community Wind Project |  | CAN0008580 | 2 | 43.9740 | -66.0826 | Wind |  |  |  |  | Scotian Wind Fields | Natural Resources Canada | ftp://ftp.maps.canada.ca/pub/nacei_cnaie/energy_infrastructure/PowerPlantsRenewGE1MW_NorthAmerica_201708.xlsx | Natural Resources Canada | 68132 | 2016 | [12 empty] | 4.64 | NO-ESTIMATION | NO-ESTIMATION | NO-ESTIMATION | NO-ESTIMATION | CAPACITY-FACTOR-V1 | 26.48%
CAN | Canada | Whittington |  | CAN0008559 | 6.2 | 44.0045 | -80.1628 | Wind |  |  |  |  | WPD Whittington Wind Inc | Natural Resources Canada | ftp://ftp.maps.canada.ca/pub/nacei_cnaie/energy_infrastructure/PowerPlantsRenewGE1MW_NorthAmerica_201708.xlsx | Natural Resources Canada | 66466 | 2016 | [12 empty] | 14.38 | NO-ESTIMATION | NO-ESTIMATION | NO-ESTIMATION | NO-ESTIMATION | CAPACITY-FACTOR-V1 | 26.48%
CAN | Canada | Grand Valley I / II |  | CAN0007907 | 19.8 | 44.0078 | -80.3556 | Wind |  |  |  |  | Grand Valley 1 LP | Natural Resources Canada | ftp://ftp.maps.canada.ca/pub/nacei_cnaie/energy_infrastructure/PowerPlantsRenewGE1MW_NorthAmerica_201708.xlsx | Natural Resources Canada |  | 2016 | [12 empty] | 45.93 | HYDRO-V1 | HYDRO-V1 | HYDRO-V1 | HYDRO-V1 | HYDRO-V1 | 26.48%
CAN | Canada | Ganaraska |  | CAN0007877 | 17.6 | 44.0197 | -78.5810 | Wind |  |  |  |  | Ganaraska Wind Development Joint Venture | Natural Resources Canada | ftp://ftp.maps.canada.ca/pub/nacei_cnaie/energy_infrastructure/PowerPlantsRenewGE1MW_NorthAmerica_201708.xlsx | Natural Resources Canada | 61586 | 2016 | [12 empty] | 40.83 | HYDRO-V1 | HYDRO-V1 | HYDRO-V1 | HYDRO-V1 | HYDRO-V1 | 26.48%
CAN | Canada | Ripley |  | CAN0008292 | 76 | 44.0524 | -81.6558 | Wind |  |  |  |  | Suncor Energy Products Inc & Acciona Wind Energy Canada Inc | Natural Resources Canada | ftp://ftp.maps.canada.ca/pub/nacei_cnaie/energy_infrastructure/PowerPlantsRenewGE1MW_NorthAmerica_201708.xlsx | Natural Resources Canada | 55236 | 2016 | [12 empty] | 176.32 | NO-ESTIMATION | NO-ESTIMATION | NO-ESTIMATION | NO-ESTIMATION | CAPACITY-FACTOR-V1 | 26.48%
CAN | Canada | Melancthon I |  | CAN0008110 | 67.5 | 44.0820 | -80.2870 | Wind |  |  |  |  | Melancthon Wolfe Wind LP | Natural Resources Canada | ftp://ftp.maps.canada.ca/pub/nacei_cnaie/energy_infrastructure/PowerPlantsRenewGE1MW_NorthAmerica_201708.xlsx | Natural Resources Canada |  | 2016 | [12 empty] | 156.6 | NO-ESTIMATION | NO-ESTIMATION | NO-ESTIMATION | NO-ESTIMATION | CAPACITY-FACTOR-V1 | 26.48%
CAN | Canada | Skyway 8 |  | CAN0008375 | 9.5 | 44.0845 | -80.3919 | Wind |  |  |  |  | Capstone Infrastructure Corp | Natural Resources Canada | ftp://ftp.maps.canada.ca/pub/nacei_cnaie/energy_infrastructure/PowerPlantsRenewGE1MW_NorthAmerica_201708.xlsx | Natural Resources Canada | 69199 | 2016 | [12 empty] | 22.04 | NO-ESTIMATION | NO-ESTIMATION | NO-ESTIMATION | NO-ESTIMATION | CAPACITY-FACTOR-V1 | 26.48%
CAN | Canada | Settlers Landing |  | CAN0008629 | 8 | 44.1020 | -78.6562 | Wind |  |  |  |  | Settlers Landing Wind Development Joint Venture | Natural Resources Canada | ftp://ftp.maps.canada.ca/pub/nacei_cnaie/energy_infrastructure/PowerPlantsRenewGE1MW_NorthAmerica_201708.xlsx | Natural Resources Canada | 61585 | 2017 | [12 empty] | 18.56 | NO-ESTIMATION | NO-ESTIMATION | NO-ESTIMATION | NO-ESTIMATION | CAPACITY-FACTOR-V1 | 26.48%
CAN | Canada | Melancthon II |  | CAN0002194 | 132 | 44.1180 | -80.3129 | Wind |  |  |  |  | Melancthon Wolfe Wind LP | Natural Resources Canada | http://ftp.maps.canada.ca/pub/nacei_cnaie/energy_infrastructure/PowerPlantsAllGE100MW_NorthAmerica_201708.xlsx | Natural Resources Canada | 52657 | 2016 | [12 empty] | 306.24 | NO-ESTIMATION | NO-ESTIMATION | NO-ESTIMATION | NO-ESTIMATION | CAPACITY-FACTOR-V1 | 26.48%
CAN | Canada | Snowy Ridge |  | CAN0008390 | 10 | 44.1689 | -78.6293 | Wind |  |  |  |  | Snowy Ridge Wind Development Joint Venture | Natural Resources Canada | ftp://ftp.maps.canada.ca/pub/nacei_cnaie/energy_infrastructure/PowerPlantsRenewGE1MW_NorthAmerica_201708.xlsx | Natural Resources Canada | 60669 | 2016 | [12 empty] | 23.2 | NO-ESTIMATION | NO-ESTIMATION | NO-ESTIMATION | NO-ESTIMATION | CAPACITY-FACTOR-V1 | 26.48%
CAN | Canada | Wolfe Island |  | CAN0002258 | 197.8 | 44.1790 | -76.4725 | Wind |  |  |  |  | Melancthon Wolfe Wind LP | Natural Resources Canada | http://ftp.maps.canada.ca/pub/nacei_cnaie/energy_infrastructure/PowerPlantsAllGE100MW_NorthAmerica_201708.xlsx | Natural Resources Canada | 52660 | 2017 | [12 empty] | 458.89 | HYDRO-V1 | HYDRO-V1 | HYDRO-V1 | HYDRO-V1 | HYDRO-V1 | 26.48%
CAN | Canada | Plateau III |  | CAN0008235 | 9 | 44.1886 | -80.3088 | Wind |  |  |  |  | Plateau Wind LP | Natural Resources Canada | ftp://ftp.maps.canada.ca/pub/nacei_cnaie/energy_infrastructure/PowerPlantsRenewGE1MW_NorthAmerica_201708.xlsx | Natural Resources Canada |  | 2016 | [12 empty] | 20.88 | NO-ESTIMATION | NO-ESTIMATION | NO-ESTIMATION | NO-ESTIMATION | NO-ESTIMATION | 26.48%
CAN | Canada | East Durham |  | CAN0007828 | 22.4 | 44.1972 | -80.7005 | Wind |  |  |  |  | East Durham Wind LP | Natural Resources Canada | ftp://ftp.maps.canada.ca/pub/nacei_cnaie/energy_infrastructure/PowerPlantsRenewGE1MW_NorthAmerica_201708.xlsx | Natural Resources Canada | 65422 | 2016 | [12 empty] | 51.96 | NO-ESTIMATION | NO-ESTIMATION | NO-ESTIMATION | NO-ESTIMATION | CAPACITY-FACTOR-V1 | 26.48%
CAN | Canada | Armow |  | CAN0002098 | 180 | 44.2044 | -81.4574 | Wind |  |  |  |  | Sp Armow Wind Ontario LP | Natural Resources Canada | http://ftp.maps.canada.ca/pub/nacei_cnaie/energy_infrastructure/PowerPlantsAllGE100MW_NorthAmerica_201708.xlsx | Natural Resources Canada | 64545 | 2016 | [12 empty] | 417.6 | SOLAR-V1-NO-AGE | SOLAR-V1-NO-AGE | SOLAR-V1-NO-AGE | SOLAR-V1-NO-AGE | SOLAR-V1-NO-AGE | 26.48%
CAN | Canada | Dufferin |  | CAN0007821 | 91.4 | 44.2134 | -80.2673 | Wind |  |  |  |  | Dufferin Wind Power Inc | Natural Resources Canada | ftp://ftp.maps.canada.ca/pub/nacei_cnaie/energy_infrastructure/PowerPlantsRenewGE1MW_NorthAmerica_201708.xlsx | Natural Resources Canada | 65333 | 2016 | [12 empty] | 212.04 | NO-ESTIMATION | NO-ESTIMATION | NO-ESTIMATION | NO-ESTIMATION | CAPACITY-FACTOR-V1 | 26.48%
CAN | Canada | Ernestown |  | CAN0007848 | 10 | 44.2280 | -76.7195 | Wind |  |  |  |  | Ernestown Windpark LP | Natural Resources Canada | ftp://ftp.maps.canada.ca/pub/nacei_cnaie/energy_infrastructure/PowerPlantsRenewGE1MW_NorthAmerica_201708.xlsx | Natural Resources Canada | 53590 | 2016 | [12 empty] | 23.2 | NO-ESTIMATION | NO-ESTIMATION | NO-ESTIMATION | NO-ESTIMATION | NO-ESTIMATION | 26.48%
CAN | Canada | Plateau I / II |  | CAN0008234 | 18 | 44.2470 | -80.3944 | Wind |  |  |  |  | Plateau Wind LP | Natural Resources Canada | ftp://ftp.maps.canada.ca/pub/nacei_cnaie/energy_infrastructure/PowerPlantsRenewGE1MW_NorthAmerica_201708.xlsx | Natural Resources Canada |  | 2016 | [12 empty] | 41.76 | NO-ESTIMATION | NO-ESTIMATION | NO-ESTIMATION | NO-ESTIMATION | NO-ESTIMATION | 26.48%
CAN | Canada | Cruickshank |  | CAN0007790 | 8.3 | 44.2478 | -81.5714 | Wind | [5 empty] | Natural Resources Canada | ftp://ftp.maps.canada.ca/pub/nacei_cnaie/energy_infrastructure/PowerPlantsRenewGE1MW_NorthAmerica_201708.xlsx | Natural Resources Canada | 59162 | 2016 | [12 empty] | 19.25 | NO-ESTIMATION | NO-ESTIMATION | NO-ESTIMATION | NO-ESTIMATION | CAPACITY-FACTOR-V1 | 26.48%
CAN | Canada | Quixote |  | CAN0008260 | 2.3 | 44.2734 | -81.5794 | Wind |  |  |  |  | Quixote One Wind Energy Corp | Natural Resources Canada | ftp://ftp.maps.canada.ca/pub/nacei_cnaie/energy_infrastructure/PowerPlantsRenewGE1MW_NorthAmerica_201708.xlsx | Natural Resources Canada |  | 2017 | [12 empty] | 5.33 | HYDRO-V1 | HYDRO-V1 | HYDRO-V1 | HYDRO-V1 | HYDRO-V1 | 26.45%
CAN | Canada | Grey Highlands |  | CAN0007918 | 18.5 | 44.3085 | -80.3138 | Wind |  |  |  |  | Grey Highlands Clean Energy Development LP | Natural Resources Canada | ftp://ftp.maps.canada.ca/pub/nacei_cnaie/energy_infrastructure/PowerPlantsRenewGE1MW_NorthAmerica_201708.xlsx | Natural Resources Canada | 60670 | 2016 | [12 empty] | 42.92 | HYDRO-V1 | HYDRO-V1 | HYDRO-V1 | HYDRO-V1 | HYDRO-V1 | 26.48%
CAN | Canada | Huron |  | CAN0007960 | 9 | 44.3115 | -81.5463 | Wind | [5 empty] | Natural Resources Canada | ftp://ftp.maps.canada.ca/pub/nacei_cnaie/energy_infrastructure/PowerPlantsRenewGE1MW_NorthAmerica_201708.xlsx | Natural Resources Canada |  | 2016 | [12 empty] | 20.88 | NO-ESTIMATION | NO-ESTIMATION | NO-ESTIMATION | NO-ESTIMATION | CAPACITY-FACTOR-V1 | 26.48%
CAN | Canada | Grey Highlands Zero Emission People (Zep) |  | CAN0008600 | 10 | 44.3140 | -80.2890 | Wind |  |  |  |  | Capstone Infrastructure Corp 50% | Natural Resources Canada | ftp://ftp.maps.canada.ca/pub/nacei_cnaie/energy_infrastructure/PowerPlantsRenewGE1MW_NorthAmerica_201708.xlsx | Natural Resources Canada |  | 2016 | [12 empty] | 23.2 | NO-ESTIMATION | NO-ESTIMATION | NO-ESTIMATION | NO-ESTIMATION | CAPACITY-FACTOR-V1 | 26.48%
CAN | Canada | Underwood |  | CAN0002253 | 181.5 | 44.3416 | -81.4533 | Wind |  |  |  |  | Enbridge Renewable Energy Infrastructure LP | Natural Resources Canada | http://ftp.maps.canada.ca/pub/nacei_cnaie/energy_infrastructure/PowerPlantsAllGE100MW_NorthAmerica_201708.xlsx | Natural Resources Canada | 55235 | 2016 | [12 empty] | 421.08 | NO-ESTIMATION | NO-ESTIMATION | NO-ESTIMATION | NO-ESTIMATION | CAPACITY-FACTOR-V1 | 26.48%
CAN | Canada | Whynotts |  | CAN0008560 | 4 | 44.4078 | -64.4662 | Wind | [5 empty] | Natural Resources Canada | ftp://ftp.maps.canada.ca/pub/nacei_cnaie/energy_infrastructure/PowerPlantsRenewGE1MW_NorthAmerica_201708.xlsx | Natural Resources Canada | 67640 | 2016 | [12 empty] | 9.28 | NO-ESTIMATION | NO-ESTIMATION | NO-ESTIMATION | NO-ESTIMATION | CAPACITY-FACTOR-V1 | 26.48%
CAN | Canada | Ketch Harbour Wind Power Project |  | CAN0008607 | 4.6 | 44.5372 | -63.6098 | Wind |  |  |  |  | Watts Wind | Natural Resources Canada | ftp://ftp.maps.canada.ca/pub/nacei_cnaie/energy_infrastructure/PowerPlantsRenewGE1MW_NorthAmerica_201708.xlsx | Natural Resources Canada |  | 2016 | [12 empty] | 10.67 | NO-ESTIMATION | NO-ESTIMATION | NO-ESTIMATION | NO-ESTIMATION | CAPACITY-FACTOR-V1 | 26.48%
CAN | Canada | Digby |  | CAN0007810 | 30.8 | 44.5914 | -65.9444 | Wind | [5 empty] | Natural Resources Canada | ftp://ftp.maps.canada.ca/pub/nacei_cnaie/energy_infrastructure/PowerPlantsRenewGE1MW_NorthAmerica_201708.xlsx | Natural Resources Canada | 58354 | 2016 | [12 empty] | 71.45 | NO-ESTIMATION | NO-ESTIMATION | NO-ESTIMATION | NO-ESTIMATION | CAPACITY-FACTOR-V1 | 26.48%
CAN | Canada | Porters Lake Wind Power Project |  | CAN0008624 | 3.2 | 44.7250 | -63.3569 | Wind |  |  |  |  | Watts Wind | Natural Resources Canada | ftp://ftp.maps.canada.ca/pub/nacei_cnaie/energy_infrastructure/PowerPlantsRenewGE1MW_NorthAmerica_201708.xlsx | Natural Resources Canada |  | 2016 | [12 empty] | 7.42 | NO-ESTIMATION | NO-ESTIMATION | NO-ESTIMATION | NO-ESTIMATION | CAPACITY-FACTOR-V1 | 26.47%
CAN | Canada | Kaizer Meadow |  | CAN0007988 | 2 | 44.7278 | -64.2544 | Wind | [5 empty] | Natural Resources Canada | ftp://ftp.maps.canada.ca/pub/nacei_cnaie/energy_infrastructure/PowerPlantsRenewGE1MW_NorthAmerica_201708.xlsx | Natural Resources Canada | 65087 | 2016 | [12 empty] | 4.64 | NO-ESTIMATION | NO-ESTIMATION | NO-ESTIMATION | NO-ESTIMATION | CAPACITY-FACTOR-V1 | 26.48%
CAN | Canada | Gaetz Brook |  | CAN0007875 | 2.3 | 44.7588 | -63.2043 | Wind | [5 empty] | Natural Resources Canada | ftp://ftp.maps.canada.ca/pub/nacei_cnaie/energy_infrastructure/PowerPlantsRenewGE1MW_NorthAmerica_201708.xlsx | Natural Resources Canada | 67906 | 2016 | [12 empty] | 5.33 | NO-ESTIMATION | NO-ESTIMATION | NO-ESTIMATION | NO-ESTIMATION | CAPACITY-FACTOR-V1 | 26.45%
CAN | Canada | South Canoe |  | CAN0002242 | 102 | 44.7668 | -64.3350 | Wind | [5 empty] | Natural Resources Canada | http://ftp.maps.canada.ca/pub/nacei_cnaie/energy_infrastructure/PowerPlantsAllGE100MW_NorthAmerica_201708.xlsx | Natural Resources Canada | 66066 | 2016 | [12 empty] | 236.64 | NO-ESTIMATION | NO-ESTIMATION | NO-ESTIMATION | NO-ESTIMATION | CAPACITY-FACTOR-V1 | 26.48%
CAN | Canada | Chebucto Pockwock |  | CAN0007749 | 10 | 44.7707 | -63.8379 | Wind | [5 empty] | Natural Resources Canada | ftp://ftp.maps.canada.ca/pub/nacei_cnaie/energy_infrastructure/PowerPlantsRenewGE1MW_NorthAmerica_201708.xlsx | Natural Resources Canada | 67641 | 2016 | [12 empty] | 23.2 | SOLAR-V1-NO-AGE | SOLAR-V1-NO-AGE | SOLAR-V1-NO-AGE | SOLAR-V1-NO-AGE | SOLAR-V1-NO-AGE | 26.48%
CAN | Canada | Parker Mountain |  | CAN0008210 | 2 | 44.7860 | -65.4905 | Wind | [5 empty] | Natural Resources Canada | ftp://ftp.maps.canada.ca/pub/nacei_cnaie/energy_infrastructure/PowerPlantsRenewGE1MW_NorthAmerica_201708.xlsx | Natural Resources Canada | 68131 | 2016 | [12 empty] | 4.64 | NO-ESTIMATION | NO-ESTIMATION | NO-ESTIMATION | NO-ESTIMATION | CAPACITY-FACTOR-V1 | 26.48%
CAN | Canada | Watts Wind |  | CAN0008529 | 1.5 | 44.8991 | -62.4661 | Wind | [5 empty] | Natural Resources Canada | ftp://ftp.maps.canada.ca/pub/nacei_cnaie/energy_infrastructure/PowerPlantsRenewGE1MW_NorthAmerica_201708.xlsx | Natural Resources Canada |  | 2016 | [12 empty] | 3.48 | NO-ESTIMATION | NO-ESTIMATION | NO-ESTIMATION | NO-ESTIMATION | CAPACITY-FACTOR-V1 | 26.48%
CAN | Canada | North Beaverbank |  | CAN0008169 | 8 | 44.9155 | -63.6815 | Wind | [5 empty] | Natural Resources Canada | ftp://ftp.maps.canada.ca/pub/nacei_cnaie/energy_infrastructure/PowerPlantsRenewGE1MW_NorthAmerica_201708.xlsx | Natural Resources Canada | 68133 | 2016 | [12 empty] | 18.56 | NO-ESTIMATION | NO-ESTIMATION | NO-ESTIMATION | NO-ESTIMATION | CAPACITY-FACTOR-V1 | 26.48%
CAN | Canada | Martock Ridge |  | CAN0008091 | 6 | 44.9270 | -64.1192 | Wind | [5 empty] | Natural Resources Canada | ftp://ftp.maps.canada.ca/pub/nacei_cnaie/energy_infrastructure/PowerPlantsRenewGE1MW_NorthAmerica_201708.xlsx | Natural Resources Canada | 65665 | 2016 | [12 empty] | 13.92 | NO-ESTIMATION | NO-ESTIMATION | NO-ESTIMATION | NO-ESTIMATION | CAPACITY-FACTOR-V1 | 26.48%
CAN | Canada | Ellershouse Wind Farm |  | CAN0008596 | 16.4 | 44.9316 | -64.0276 | Wind |  |  |  |  | Alternative Resource Energy Authority | Natural Resources Canada | ftp://ftp.maps.canada.ca/pub/nacei_cnaie/energy_infrastructure/PowerPlantsRenewGE1MW_NorthAmerica_201708.xlsx | Natural Resources Canada | 67606 | 2016 | [12 empty] | 38.04 | NO-ESTIMATION | NO-ESTIMATION | NO-ESTIMATION | NO-ESTIMATION | CAPACITY-FACTOR-V1 | 26.48%
CAN | Canada | South Branch |  | CAN0008399 | 30 | 44.9437 | -75.3710 | Wind |  |  |  |  | South Dundas Windfarm LP | Natural Resources Canada | ftp://ftp.maps.canada.ca/pub/nacei_cnaie/energy_infrastructure/PowerPlantsRenewGE1MW_NorthAmerica_201708.xlsx | Natural Resources Canada | 67913 | 2016 | [12 empty] | 69.6 | NO-ESTIMATION | NO-ESTIMATION | NO-ESTIMATION | NO-ESTIMATION | CAPACITY-FACTOR-V1 | 26.48%
CAN | Canada | Ferndale |  | CAN0007855 | 5.1 | 44.9465 | -81.2632 | Wind | [5 empty] | Natural Resources Canada | ftp://ftp.maps.canada.ca/pub/nacei_cnaie/energy_infrastructure/PowerPlantsRenewGE1MW_NorthAmerica_201708.xlsx | Natural Resources Canada | 58027 | 2016 | [12 empty] | 11.83 | NO-ESTIMATION | NO-ESTIMATION | NO-ESTIMATION | NO-ESTIMATION | CAPACITY-FACTOR-V1 | 26.48%
CAN | Canada | Nine Mile River |  | CAN0008164 | 4 | 45.0222 | -63.6552 | Wind | [5 empty] | Natural Resources Canada | ftp://ftp.maps.canada.ca/pub/nacei_cnaie/energy_infrastructure/PowerPlantsRenewGE1MW_NorthAmerica_201708.xlsx | Natural Resources Canada | 65666 | 2016 | [12 empty] | 9.28 | NO-ESTIMATION | NO-ESTIMATION | NO-ESTIMATION | NO-ESTIMATION | NO-ESTIMATION | 26.48%
CAN | Canada | Hardwood Lands Community Wind Project |  | CAN0008603 | 6 | 45.0892 | -63.5178 | Wind |  |  |  |  | WEB Windenergie AG | Natural Resources Canada | ftp://ftp.maps.canada.ca/pub/nacei_cnaie/energy_infrastructure/PowerPlantsRenewGE1MW_NorthAmerica_201708.xlsx | Natural Resources Canada | 67674 | 2016 | [12 empty] | 13.92 | NO-ESTIMATION | NO-ESTIMATION | NO-ESTIMATION | NO-ESTIMATION | CAPACITY-FACTOR-V1 | 26.48%
CAN | Canada | Walton Community Wind Project |  | CAN0008642 | 2 | 45.1970 | -63.9688 | Wind |  |  |  |  | Scotian Wind Fields | Natural Resources Canada | ftp://ftp.maps.canada.ca/pub/nacei_cnaie/energy_infrastructure/PowerPlantsRenewGE1MW_NorthAmerica_201708.xlsx | Natural Resources Canada |  | 2016 | [12 empty] | 4.64 | NO-ESTIMATION | NO-ESTIMATION | NO-ESTIMATION | NO-ESTIMATION | CAPACITY-FACTOR-V1 | 26.48%
CAN | Canada | MontÃ©rÃ©gie |  | CAN0002197 | 101.2 | 45.2748 | -73.5774 | Wind | [5 empty] | Natural Resources Canada | http://ftp.maps.canada.ca/pub/nacei_cnaie/energy_infrastructure/PowerPlantsAllGE100MW_NorthAmerica_201708.xlsx | Natural Resources Canada | 59719 | 2016 | [12 empty] | 234.78 | NO-ESTIMATION | NO-ESTIMATION | NO-ESTIMATION | NO-ESTIMATION | CAPACITY-FACTOR-V1 | 26.48%
CAN | Canada | Sable |  | CAN0008316 | 13.8 | 45.3161 | -60.9995 | Wind |  |  |  |  | Municipality of the District of Guysborough | Natural Resources Canada | ftp://ftp.maps.canada.ca/pub/nacei_cnaie/energy_infrastructure/PowerPlantsRenewGE1MW_NorthAmerica_201708.xlsx | Natural Resources Canada | 66068 | 2016 | [12 empty] | 32.01 | NO-ESTIMATION | NO-ESTIMATION | NO-ESTIMATION | NO-ESTIMATION | CAPACITY-FACTOR-V1 | 26.48%
CAN | Canada | Truro Heights |  | CAN0008486 | 4 | 45.3181 | -63.3411 | Wind |  |  |  |  | Truro Heights Community Wind Inc | Natural Resources Canada | ftp://ftp.maps.canada.ca/pub/nacei_cnaie/energy_infrastructure/PowerPlantsRenewGE1MW_NorthAmerica_201708.xlsx | Natural Resources Canada | 67638 | 2016 | [12 empty] | 9.28 | SOLAR-V1-NO-AGE | SOLAR-V1-NO-AGE | SOLAR-V1-NO-AGE | SOLAR-V1-NO-AGE | SOLAR-V1-NO-AGE | 26.48%
CAN | Canada | Millbrook |  | CAN0008127 | 6 | 45.3263 | -63.3441 | Wind |  |  |  |  | Millbrook Community Wind Inc | Natural Resources Canada | ftp://ftp.maps.canada.ca/pub/nacei_cnaie/energy_infrastructure/PowerPlantsRenewGE1MW_NorthAmerica_201708.xlsx | Natural Resources Canada | 67639 | 2016 | [12 empty] | 13.92 | NO-ESTIMATION | NO-ESTIMATION | NO-ESTIMATION | NO-ESTIMATION | CAPACITY-FACTOR-V1 | 26.48%
CAN | Canada | Greenfield |  | CAN0007916 | 3.2 | 45.3467 | -63.1390 | Wind | [5 empty] | Natural Resources Canada | ftp://ftp.maps.canada.ca/pub/nacei_cnaie/energy_infrastructure/PowerPlantsRenewGE1MW_NorthAmerica_201708.xlsx | Natural Resources Canada | 70448 | 2016 | [12 empty] | 7.42 | NO-ESTIMATION | NO-ESTIMATION | NO-ESTIMATION | NO-ESTIMATION | CAPACITY-FACTOR-V1 | 26.47%
CAN | Canada | Kemptown |  | CAN0007995 | 5 | 45.4485 | -63.1148 | Wind | [5 empty] | Natural Resources Canada | ftp://ftp.maps.canada.ca/pub/nacei_cnaie/energy_infrastructure/PowerPlantsRenewGE1MW_NorthAmerica_201708.xlsx | Natural Resources Canada | 70446 | 2016 | [12 empty] | 11.6 | NO-ESTIMATION | NO-ESTIMATION | NO-ESTIMATION | NO-ESTIMATION | NO-ESTIMATION | 26.48%
CAN | Canada | Irish Mountain |  | CAN0007969 | 2 | 45.4933 | -62.6245 | Wind | [5 empty] | Natural Resources Canada | ftp://ftp.maps.canada.ca/pub/nacei_cnaie/energy_infrastructure/PowerPlantsRenewGE1MW_NorthAmerica_201708.xlsx | Natural Resources Canada |  | 2016 | [12 empty] | 4.64 | NO-ESTIMATION | NO-ESTIMATION | NO-ESTIMATION | NO-ESTIMATION | CAPACITY-FACTOR-V1 | 26.48%
CAN | Canada | New Glasgow (Watts Wind II) |  | CAN0008161 | 6.4 | 45.5057 | -62.6099 | Wind | [5 empty] | Natural Resources Canada | ftp://ftp.maps.canada.ca/pub/nacei_cnaie/energy_infrastructure/PowerPlantsRenewGE1MW_NorthAmerica_201708.xlsx | Natural Resources Canada |  | 2016 | [12 empty] | 14.84 | NO-ESTIMATION | NO-ESTIMATION | NO-ESTIMATION | NO-ESTIMATION | CAPACITY-FACTOR-V1 | 26.47%
CAN | Canada | Limerock |  | CAN0008048 | 5 | 45.5397 | -62.8225 | Wind | [5 empty] | Natural Resources Canada | ftp://ftp.maps.canada.ca/pub/nacei_cnaie/energy_infrastructure/PowerPlantsRenewGE1MW_NorthAmerica_201708.xlsx | Natural Resources Canada | 70447 | 2016 | [12 empty] | 11.6 | NO-ESTIMATION | NO-ESTIMATION | NO-ESTIMATION | NO-ESTIMATION | CAPACITY-FACTOR-V1 | 26.48%
CAN | Canada | Nuttby Mountain |  | CAN0008189 | 50.6 | 45.5599 | -63.2194 | Wind | [5 empty] | Natural Resources Canada | ftp://ftp.maps.canada.ca/pub/nacei_cnaie/energy_infrastructure/PowerPlantsRenewGE1MW_NorthAmerica_201708.xlsx | Natural Resources Canada | 58180 | 2016 | [12 empty] | 117.39 | NO-ESTIMATION | NO-ESTIMATION | NO-ESTIMATION | NO-ESTIMATION | CAPACITY-FACTOR-V1 | 26.48%
CAN | Canada | Isle Madame |  | CAN0007973 | 2 | 45.5690 | -61.0745 | Wind | [5 empty] | Natural Resources Canada | ftp://ftp.maps.canada.ca/pub/nacei_cnaie/energy_infrastructure/PowerPlantsRenewGE1MW_NorthAmerica_201708.xlsx | Natural Resources Canada | 65664 | 2016 | [12 empty] | 4.64 | NO-ESTIMATION | NO-ESTIMATION | NO-ESTIMATION | NO-ESTIMATION | CAPACITY-FACTOR-V1 | 26.48%
CAN | Canada | Point Tupper |  | CAN0008237 | 23.4 | 45.5720 | -61.3112 | Wind | [5 empty] | Natural Resources Canada | ftp://ftp.maps.canada.ca/pub/nacei_cnaie/energy_infrastructure/PowerPlantsRenewGE1MW_NorthAmerica_201708.xlsx | Natural Resources Canada | 58036 | 2016 | [12 empty] | 54.28 | HYDRO-V1 | HYDRO-V1 | HYDRO-V1 | HYDRO-V1 | HYDRO-V1 | 26.48%
CAN | Canada | Dalhousie Mountain |  | CAN0007795 | 51 | 45.5757 | -62.9755 | Wind | [5 empty] | Natural Resources Canada | ftp://ftp.maps.canada.ca/pub/nacei_cnaie/energy_infrastructure/PowerPlantsRenewGE1MW_NorthAmerica_201708.xlsx | Natural Resources Canada | 58225 | 2016 | [12 empty] | 118.32 | HYDRO-V1 | HYDRO-V1 | HYDRO-V1 | HYDRO-V1 | HYDRO-V1 | 26.48%
CAN | Canada | Higgins Mountain |  | CAN0007940 | 3.6 | 45.5892 | -63.6140 | Wind | [5 empty] | Natural Resources Canada | ftp://ftp.maps.canada.ca/pub/nacei_cnaie/energy_infrastructure/PowerPlantsRenewGE1MW_NorthAmerica_201708.xlsx | Natural Resources Canada | 56589 | 2016 | [12 empty] | 8.35 | NO-ESTIMATION | NO-ESTIMATION | NO-ESTIMATION | NO-ESTIMATION | CAPACITY-FACTOR-V1 | 26.48%
CAN | Canada | Auld's Mountain |  | CAN0007634 | 4.6 | 45.5949 | -62.3745 | Wind | [5 empty] | Natural Resources Canada | ftp://ftp.maps.canada.ca/pub/nacei_cnaie/energy_infrastructure/PowerPlantsRenewGE1MW_NorthAmerica_201708.xlsx | Natural Resources Canada | 67904 | 2016 | [12 empty] | 10.67 | NO-ESTIMATION | NO-ESTIMATION | NO-ESTIMATION | NO-ESTIMATION | CAPACITY-FACTOR-V1 | 26.48%
CAN | Canada | Springhill |  | CAN0008410 | 1.2 | 45.6115 | -64.0239 | Wind | [5 empty] | Natural Resources Canada | ftp://ftp.maps.canada.ca/pub/nacei_cnaie/energy_infrastructure/PowerPlantsRenewGE1MW_NorthAmerica_201708.xlsx | Natural Resources Canada | 56588 | 2016 | [12 empty] | 2.78 | NO-ESTIMATION | NO-ESTIMATION | NO-ESTIMATION | NO-ESTIMATION | NO-ESTIMATION | 26.45%
CAN | Canada | Mulgrave |  | CAN0008151 | 2.3 | 45.6207 | -61.4343 | Wind | [5 empty] | Natural Resources Canada | ftp://ftp.maps.canada.ca/pub/nacei_cnaie/energy_infrastructure/PowerPlantsRenewGE1MW_NorthAmerica_201708.xlsx | Natural Resources Canada |  | 2016 | [12 empty] | 5.33 | SOLAR-V1-NO-AGE | SOLAR-V1-NO-AGE | SOLAR-V1-NO-AGE | SOLAR-V1-NO-AGE | SOLAR-V1-NO-AGE | 26.45%
CAN | Canada | Fitzpatrick Mountain |  | CAN0007859 | 1.6 | 45.6264 | -62.9013 | Wind | [5 empty] | Natural Resources Canada | ftp://ftp.maps.canada.ca/pub/nacei_cnaie/energy_infrastructure/PowerPlantsRenewGE1MW_NorthAmerica_201708.xlsx | Natural Resources Canada | 69200 | 2016 | [12 empty] | 3.71 | NO-ESTIMATION | NO-ESTIMATION | NO-ESTIMATION | NO-ESTIMATION | CAPACITY-FACTOR-V1 | 26.47%
CAN | Canada | Avondale Community Wind Park |  | CAN0008574 | 1.6 | 45.6330 | -62.2784 | Wind |  |  |  |  | Northumberland Wind Field Inc | Natural Resources Canada | ftp://ftp.maps.canada.ca/pub/nacei_cnaie/energy_infrastructure/PowerPlantsRenewGE1MW_NorthAmerica_201708.xlsx | Natural Resources Canada |  | 2016 | [12 empty] | 3.71 | NO-ESTIMATION | NO-ESTIMATION | NO-ESTIMATION | NO-ESTIMATION | CAPACITY-FACTOR-V1 | 26.47%
CAN | Canada | Glen Dhu |  | CAN0007889 | 62.1 | 45.6467 | -62.2216 | Wind | [5 empty] | Natural Resources Canada | ftp://ftp.maps.canada.ca/pub/nacei_cnaie/energy_infrastructure/PowerPlantsRenewGE1MW_NorthAmerica_201708.xlsx | Natural Resources Canada | 58113 | 2016 | [12 empty] | 144.07 | NO-ESTIMATION | NO-ESTIMATION | NO-ESTIMATION | NO-ESTIMATION | CAPACITY-FACTOR-V1 | 26.48%
CAN | Canada | Saint-Robert-Bellarmin |  | CAN0008330 | 80 | 45.6746 | -70.5751 | Wind |  |  |  |  | Enbridge (50%) / EDF Energies Nouvelles (20%) / Fiera Axium & RÃ©gime & Desjardins (30%) | Natural Resources Canada | ftp://ftp.maps.canada.ca/pub/nacei_cnaie/energy_infrastructure/PowerPlantsRenewGE1MW_NorthAmerica_201708.xlsx | Natural Resources Canada | 63579 | 2016 | [12 empty] | 185.6 | NO-ESTIMATION | NO-ESTIMATION | NO-ESTIMATION | NO-ESTIMATION | CAPACITY-FACTOR-V1 | 26.48%
CAN | Canada | Fairmont |  | CAN0007851 | 4.6 | 45.6824 | -61.9913 | Wind | [5 empty] | Natural Resources Canada | ftp://ftp.maps.canada.ca/pub/nacei_cnaie/energy_infrastructure/PowerPlantsRenewGE1MW_NorthAmerica_201708.xlsx | Natural Resources Canada | 67905 | 2016 | [12 empty] | 10.67 | HYDRO-V1 | HYDRO-V1 | HYDRO-V1 | HYDRO-V1 | HYDRO-V1 | 26.48%
CAN | Canada | Le Granit |  | CAN0008038 | 24.6 | 45.6994 | -70.5800 | Wind |  |  |  |  | EDF Energies Nouvelles (70%) / Energie du Granit (30%) | Natural Resources Canada | ftp://ftp.maps.canada.ca/pub/nacei_cnaie/energy_infrastructure/PowerPlantsRenewGE1MW_NorthAmerica_201708.xlsx | Natural Resources Canada |  | 2016 | [12 empty] | 57.07 | NO-ESTIMATION | NO-ESTIMATION | NO-ESTIMATION | NO-ESTIMATION | CAPACITY-FACTOR-V1 | 26.48%
CAN | Canada | Creignishrear |  | CAN0007788 | 2 | 45.7262 | -61.4167 | Wind | [5 empty] | Natural Resources Canada | ftp://ftp.maps.canada.ca/pub/nacei_cnaie/energy_infrastructure/PowerPlantsRenewGE1MW_NorthAmerica_201708.xlsx | Natural Resources Canada | 67503 | 2016 | [12 empty] | 4.64 | NO-ESTIMATION | NO-ESTIMATION | NO-ESTIMATION | NO-ESTIMATION | CAPACITY-FACTOR-V1 | 26.48%
CAN | Canada | Maryvale |  | CAN0008092 | 6 | 45.7288 | -62.0635 | Wind | [5 empty] | Natural Resources Canada | ftp://ftp.maps.canada.ca/pub/nacei_cnaie/energy_infrastructure/PowerPlantsRenewGE1MW_NorthAmerica_201708.xlsx | Natural Resources Canada | 58226 | 2016 | [12 empty] | 13.92 | SOLAR-V1-NO-AGE | SOLAR-V1-NO-AGE | SOLAR-V1-NO-AGE | SOLAR-V1-NO-AGE | SOLAR-V1-NO-AGE | 26.48%
CAN | Canada | Providence Bay |  | CAN0008255 | 1.6 | 45.7291 | -82.2950 | Wind |  |  |  |  | Schneider Power Providence Bay Inc | Natural Resources Canada | ftp://ftp.maps.canada.ca/pub/nacei_cnaie/energy_infrastructure/PowerPlantsRenewGE1MW_NorthAmerica_201708.xlsx | Natural Resources Canada |  | 2016 | [12 empty] | 3.71 | NO-ESTIMATION | NO-ESTIMATION | NO-ESTIMATION | NO-ESTIMATION | CAPACITY-FACTOR-V1 | 26.47%
CAN | Canada | Mother Earth I |  | CAN0008149 | 4 | 45.8185 | -82.1428 | Wind |  |  |  |  | Mere General Partner Inc | Natural Resources Canada | ftp://ftp.maps.canada.ca/pub/nacei_cnaie/energy_infrastructure/PowerPlantsRenewGE1MW_NorthAmerica_201708.xlsx | Natural Resources Canada | 55566 | 2016 | [12 empty] | 9.28 | NO-ESTIMATION | NO-ESTIMATION | NO-ESTIMATION | NO-ESTIMATION | CAPACITY-FACTOR-V1 | 26.48%
CAN | Canada | Kent Hills 1 / 2 |  | CAN0002168 | 150 | 45.8194 | -64.8894 | Wind |  |  |  |  | TransAlta (83%) | Natural Resources Canada | http://ftp.maps.canada.ca/pub/nacei_cnaie/energy_infrastructure/PowerPlantsAllGE100MW_NorthAmerica_201708.xlsx | Natural Resources Canada | 56768 | 2016 | [12 empty] | 348 | NO-ESTIMATION | NO-ESTIMATION | NO-ESTIMATION | NO-ESTIMATION | CAPACITY-FACTOR-V1 | 26.48%
CAN | Canada | Amherst I |  | CAN0007612 | 31.5 | 45.8267 | -64.2417 | Wind | [5 empty] | Natural Resources Canada | ftp://ftp.maps.canada.ca/pub/nacei_cnaie/energy_infrastructure/PowerPlantsRenewGE1MW_NorthAmerica_201708.xlsx | Natural Resources Canada | 63328 | 2016 | [12 empty] | 73.08 | SOLAR-V1-NO-AGE | SOLAR-V1-NO-AGE | SOLAR-V1-NO-AGE | SOLAR-V1-NO-AGE | SOLAR-V1-NO-AGE | 26.48%
CAN | Canada | Amherst Community Wind Farm |  | CAN0008573 | 6 | 45.8300 | -64.1440 | Wind |  |  |  |  | Natural Forces | Natural Resources Canada | ftp://ftp.maps.canada.ca/pub/nacei_cnaie/energy_infrastructure/PowerPlantsRenewGE1MW_NorthAmerica_201708.xlsx | Natural Resources Canada | 68543 | 2016 | [12 empty] | 13.92 | SOLAR-V1-NO-AGE | SOLAR-V1-NO-AGE | SOLAR-V1-NO-AGE | SOLAR-V1-NO-AGE | SOLAR-V1-NO-AGE | 26.48%
CAN | Canada | McLean's Mountain |  | CAN0008105 | 60 | 45.9355 | -81.9835 | Wind |  |  |  |  | McLean's Mountain Wind LP | Natural Resources Canada | ftp://ftp.maps.canada.ca/pub/nacei_cnaie/energy_infrastructure/PowerPlantsRenewGE1MW_NorthAmerica_201708.xlsx | Natural Resources Canada | 63104 | 2016 | [12 empty] | 139.2 | HYDRO-V1 | HYDRO-V1 | HYDRO-V1 | HYDRO-V1 | HYDRO-V1 | 26.48%
CAN | Canada | Pierre-De Saurel |  | CAN0008622 | 24.6 | 45.9670 | -72.9274 | Wind |  |  |  |  | Pierre-De Saurel MCR | Natural Resources Canada | ftp://ftp.maps.canada.ca/pub/nacei_cnaie/energy_infrastructure/PowerPlantsRenewGE1MW_NorthAmerica_201708.xlsx | Natural Resources Canada | 70168 | 2016 | [12 empty] | 57.07 | SOLAR-V1-NO-AGE | SOLAR-V1-NO-AGE | SOLAR-V1-NO-AGE | SOLAR-V1-NO-AGE | SOLAR-V1-NO-AGE | 26.48%
CAN | Canada | Bateston Wind Project |  | CAN0008576 | 2.3 | 45.9930 | -59.9077 | Wind |  |  |  |  | Celtic Current LP | Natural Resources Canada | ftp://ftp.maps.canada.ca/pub/nacei_cnaie/energy_infrastructure/PowerPlantsRenewGE1MW_NorthAmerica_201708.xlsx | Natural Resources Canada |  | 2016 | [12 empty] | 5.33 | NO-ESTIMATION | NO-ESTIMATION | NO-ESTIMATION | NO-ESTIMATION | CAPACITY-FACTOR-V1 | 26.45%
CAN | Canada | De l'Ã‰rable |  | CAN0002135 | 100 | 46.1059 | -71.6839 | Wind |  |  |  |  | Elecnor | Natural Resources Canada | http://ftp.maps.canada.ca/pub/nacei_cnaie/energy_infrastructure/PowerPlantsAllGE100MW_NorthAmerica_201708.xlsx | Natural Resources Canada | 59722 | 2016 | [12 empty] | 232 | SOLAR-V1-NO-AGE | SOLAR-V1-NO-AGE | SOLAR-V1-NO-AGE | SOLAR-V1-NO-AGE | SOLAR-V1-NO-AGE | 26.48%
CAN | Canada | Baddeck Community Wind Project |  | CAN0008575 | 1.7 | 46.1470 | -60.6962 | Wind |  |  |  |  | Scotian Wind Fields | Natural Resources Canada | ftp://ftp.maps.canada.ca/pub/nacei_cnaie/energy_infrastructure/PowerPlantsRenewGE1MW_NorthAmerica_201708.xlsx | Natural Resources Canada | 70516 | 2016 | [12 empty] | 3.94 | SOLAR-V1-NO-AGE | SOLAR-V1-NO-AGE | SOLAR-V1-NO-AGE | SOLAR-V1-NO-AGE | SOLAR-V1-NO-AGE | 26.46%
CAN | Canada | South Cape Mabou |  | CAN0008401 | 2 | 46.1508 | -61.3816 | Wind | [5 empty] | Natural Resources Canada | ftp://ftp.maps.canada.ca/pub/nacei_cnaie/energy_infrastructure/PowerPlantsRenewGE1MW_NorthAmerica_201708.xlsx | Natural Resources Canada | 67504 | 2016 | [12 empty] | 4.64 | NO-ESTIMATION | NO-ESTIMATION | NO-ESTIMATION | NO-ESTIMATION | CAPACITY-FACTOR-V1 | 26.48%
CAN | Canada | Barrachois |  | CAN0007642 | 4 | 46.1529 | -60.4071 | Wind | [5 empty] | Natural Resources Canada | ftp://ftp.maps.canada.ca/pub/nacei_cnaie/energy_infrastructure/PowerPlantsRenewGE1MW_NorthAmerica_201708.xlsx | Natural Resources Canada | 68337 | 2016 | [12 empty] | 9.28 | HYDRO-V1 | HYDRO-V1 | HYDRO-V1 | HYDRO-V1 | HYDRO-V1 | 26.48%
CAN | Canada | Des Moulins I |  | CAN0002138 | 135.7 | 46.1637 | -71.3546 | Wind |  |  |  |  | Invenergy Wind Canada | Natural Resources Canada | http://ftp.maps.canada.ca/pub/nacei_cnaie/energy_infrastructure/PowerPlantsAllGE100MW_NorthAmerica_201708.xlsx | Natural Resources Canada |  | 2016 | [12 empty] | 314.82 | NO-ESTIMATION | NO-ESTIMATION | NO-ESTIMATION | NO-ESTIMATION | CAPACITY-FACTOR-V1 | 26.48%
CAN | Canada | Gardiner Mines (Cape Breton University) |  | CAN0008599 | 5.4 | 46.1950 | -60.0839 | Wind |  |  |  |  | Gardner Mines Wind Farm LP | Natural Resources Canada | ftp://ftp.maps.canada.ca/pub/nacei_cnaie/energy_infrastructure/PowerPlantsRenewGE1MW_NorthAmerica_201708.xlsx | Natural Resources Canada |  | 2016 | [12 empty] | 12.52 | NO-ESTIMATION | NO-ESTIMATION | NO-ESTIMATION | NO-ESTIMATION | CAPACITY-FACTOR-V1 | 26.47%
CAN | Canada | Glace Bay / Donkin |  | CAN0007888 | 1.6 | 46.2180 | -59.9810 | Wind | [5 empty] | Natural Resources Canada | ftp://ftp.maps.canada.ca/pub/nacei_cnaie/energy_infrastructure/PowerPlantsRenewGE1MW_NorthAmerica_201708.xlsx | Natural Resources Canada |  | 2016 | [12 empty] | 3.71 | HYDRO-V1 | HYDRO-V1 | HYDRO-V1 | HYDRO-V1 | HYDRO-V1 | 26.47%
CAN | Canada | Hillside Boularderie |  | CAN0007945 | 4 | 46.2448 | -60.3488 | Wind | [5 empty] | Natural Resources Canada | ftp://ftp.maps.canada.ca/pub/nacei_cnaie/energy_infrastructure/PowerPlantsRenewGE1MW_NorthAmerica_201708.xlsx | Natural Resources Canada | 67282 | 2016 | [12 empty] | 9.28 | NO-ESTIMATION | NO-ESTIMATION | NO-ESTIMATION | NO-ESTIMATION | CAPACITY-FACTOR-V1 | 26.48%
CAN | Canada | Lingan |  | CAN0008050 | 18.1 | 46.2453 | -60.0387 | Wind | [5 empty] | Natural Resources Canada | ftp://ftp.maps.canada.ca/pub/nacei_cnaie/energy_infrastructure/PowerPlantsRenewGE1MW_NorthAmerica_201708.xlsx | Natural Resources Canada |  | 2016 | [12 empty] | 41.99 | NO-ESTIMATION | NO-ESTIMATION | NO-ESTIMATION | NO-ESTIMATION | CAPACITY-FACTOR-V1 | 26.48%
CAN | Canada | Point Aconi Wind Project |  | CAN0008623 | 1.9 | 46.3220 | -60.3200 | Wind |  |  |  |  | Celtic Current | Natural Resources Canada | ftp://ftp.maps.canada.ca/pub/nacei_cnaie/energy_infrastructure/PowerPlantsRenewGE1MW_NorthAmerica_201708.xlsx | Natural Resources Canada |  | 2016 | [12 empty] | 4.4 | HYDRO-V1 | HYDRO-V1 | HYDRO-V1 | HYDRO-V1 | HYDRO-V1 | 26.44%
CAN | Canada | Saint Rose |  | CAN0008318 | 2 | 46.3307 | -61.1768 | Wind | [5 empty] | Natural Resources Canada | ftp://ftp.maps.canada.ca/pub/nacei_cnaie/energy_infrastructure/PowerPlantsRenewGE1MW_NorthAmerica_201708.xlsx | Natural Resources Canada | 68129 | 2016 | [12 empty] | 4.64 | NO-ESTIMATION | NO-ESTIMATION | NO-ESTIMATION | NO-ESTIMATION | CAPACITY-FACTOR-V1 | 26.48%
CAN | Canada | Summerside |  | CAN0008441 | 12 | 46.4344 | -63.8035 | Wind |  |  |  |  | City of Summerside Electric Utility | Natural Resources Canada | ftp://ftp.maps.canada.ca/pub/nacei_cnaie/energy_infrastructure/PowerPlantsRenewGE1MW_NorthAmerica_201708.xlsx | Natural Resources Canada |  | 2016 | [12 empty] | 27.84 | NO-ESTIMATION | NO-ESTIMATION | NO-ESTIMATION | NO-ESTIMATION | CAPACITY-FACTOR-V1 | 26.48%
CAN | Canada | Frampton |  | CAN0007866 | 24 | 46.4445 | -70.7370 | Wind | [5 empty] | Natural Resources Canada | ftp://ftp.maps.canada.ca/pub/nacei_cnaie/energy_infrastructure/PowerPlantsRenewGE1MW_NorthAmerica_201708.xlsx | Natural Resources Canada | 63698 | 2016 | [12 empty] | 55.68 | SOLAR-V1-NO-AGE | SOLAR-V1-NO-AGE | SOLAR-V1-NO-AGE | SOLAR-V1-NO-AGE | SOLAR-V1-NO-AGE | 26.48%
CAN | Canada | Eastern Kings |  | CAN0007833 | 30 | 46.4525 | -62.0682 | Wind |  |  |  |  | PEI Energy Corp | Natural Resources Canada | ftp://ftp.maps.canada.ca/pub/nacei_cnaie/energy_infrastructure/PowerPlantsRenewGE1MW_NorthAmerica_201708.xlsx | Natural Resources Canada | 55138 | 2016 | [12 empty] | 69.6 | NO-ESTIMATION | NO-ESTIMATION | NO-ESTIMATION | NO-ESTIMATION | CAPACITY-FACTOR-V1 | 26.48%
CAN | Canada | Hermanville / Clearspring |  | CAN0007938 | 30 | 46.4543 | -62.3146 | Wind |  |  |  |  | PEI Energy Corp | Natural Resources Canada | ftp://ftp.maps.canada.ca/pub/nacei_cnaie/energy_infrastructure/PowerPlantsRenewGE1MW_NorthAmerica_201708.xlsx | Natural Resources Canada | 66046 | 2016 | [12 empty] | 69.6 | NO-ESTIMATION | NO-ESTIMATION | NO-ESTIMATION | NO-ESTIMATION | CAPACITY-FACTOR-V1 | 26.48%
CAN | Canada | Massif du Sud |  | CAN0002191 | 150 | 46.5668 | -70.4849 | Wind |  |  |  |  | Enbridge (80%) / EDF Energies Nouvelles (20%) | Natural Resources Canada | http://ftp.maps.canada.ca/pub/nacei_cnaie/energy_infrastructure/PowerPlantsAllGE100MW_NorthAmerica_201708.xlsx | Natural Resources Canada | 58347 | 2016 | [12 empty] | 348 | SOLAR-V1-NO-AGE | SOLAR-V1-NO-AGE | SOLAR-V1-NO-AGE | SOLAR-V1-NO-AGE | SOLAR-V1-NO-AGE | 26.48%
CAN | Canada | Saint-PhilÃ©mon |  | CAN0008626 | 24 | 46.6594 | -70.3566 | Wind |  |  |  |  | Capstone (51%) | Natural Resources Canada | ftp://ftp.maps.canada.ca/pub/nacei_cnaie/energy_infrastructure/PowerPlantsRenewGE1MW_NorthAmerica_201708.xlsx | Natural Resources Canada | 63529 | 2016 | [12 empty] | 55.68 | HYDRO-V1 | HYDRO-V1 | HYDRO-V1 | HYDRO-V1 | HYDRO-V1 | 26.48%
CAN | Canada | Goulais |  | CAN0007899 | 25.3 | 46.6615 | -84.3587 | Wind |  |  |  |  | Chi-Wiikwedong LP | Natural Resources Canada | ftp://ftp.maps.canada.ca/pub/nacei_cnaie/energy_infrastructure/PowerPlantsRenewGE1MW_NorthAmerica_201708.xlsx | Natural Resources Canada | 67073 | 2016 | [12 empty] | 58.69 | NO-ESTIMATION | NO-ESTIMATION | NO-ESTIMATION | NO-ESTIMATION | CAPACITY-FACTOR-V1 | 26.48%
CAN | Canada | West Cape 2 |  | CAN0008543 | 79.2 | 46.6665 | -64.3968 | Wind |  |  |  |  | Suez Renewable Energy | Natural Resources Canada | ftp://ftp.maps.canada.ca/pub/nacei_cnaie/energy_infrastructure/PowerPlantsRenewGE1MW_NorthAmerica_201708.xlsx | Natural Resources Canada | 56310 | 2016 | [12 empty] | 183.74 | NO-ESTIMATION | NO-ESTIMATION | NO-ESTIMATION | NO-ESTIMATION | CAPACITY-FACTOR-V1 | 26.48%
CAN | Canada | West Cape 1 |  | CAN0008542 | 19.8 | 46.7197 | -64.3694 | Wind |  |  |  |  | Suez Renewable Energy | Natural Resources Canada | ftp://ftp.maps.canada.ca/pub/nacei_cnaie/energy_infrastructure/PowerPlantsRenewGE1MW_NorthAmerica_201708.xlsx | Natural Resources Canada |  | 2016 | [12 empty] | 45.93 | NO-ESTIMATION | NO-ESTIMATION | NO-ESTIMATION | NO-ESTIMATION | CAPACITY-FACTOR-V1 | 26.48%
CAN | Canada | St. Lawrence |  | CAN0008422 | 27 | 46.9500 | -55.4293 | Wind | [5 empty] | Natural Resources Canada | ftp://ftp.maps.canada.ca/pub/nacei_cnaie/energy_infrastructure/PowerPlantsRenewGE1MW_NorthAmerica_201708.xlsx | Natural Resources Canada | 56705 | 2016 | [12 empty] | 62.64 | NO-ESTIMATION | NO-ESTIMATION | NO-ESTIMATION | NO-ESTIMATION | NO-ESTIMATION | 26.48%
CAN | Canada | Fermeuse |  | CAN0007854 | 27 | 46.9699 | -52.9700 | Wind | [5 empty] | Natural Resources Canada | ftp://ftp.maps.canada.ca/pub/nacei_cnaie/energy_infrastructure/PowerPlantsRenewGE1MW_NorthAmerica_201708.xlsx | Natural Resources Canada | 56665 | 2016 | [12 empty] | 62.64 | NO-ESTIMATION | NO-ESTIMATION | NO-ESTIMATION | NO-ESTIMATION | NO-ESTIMATION | 26.48%
CAN | Canada | Norway |  | CAN0008188 | 9 | 47.0078 | -64.0206 | Wind |  |  |  |  | Suez Renewable Energy | Natural Resources Canada | ftp://ftp.maps.canada.ca/pub/nacei_cnaie/energy_infrastructure/PowerPlantsRenewGE1MW_NorthAmerica_201708.xlsx | Natural Resources Canada | 55358 | 2016 | [12 empty] | 20.88 | NO-ESTIMATION | NO-ESTIMATION | NO-ESTIMATION | NO-ESTIMATION | CAPACITY-FACTOR-V1 | 26.48%
CAN | Canada | Weican R/D |  | CAN0008537 | 10 | 47.0329 | -64.0168 | Wind |  |  |  |  | Weican | Natural Resources Canada | ftp://ftp.maps.canada.ca/pub/nacei_cnaie/energy_infrastructure/PowerPlantsRenewGE1MW_NorthAmerica_201708.xlsx | Natural Resources Canada |  | 2016 | [12 empty] | 23.2 | HYDRO-V1 | HYDRO-V1 | HYDRO-V1 | HYDRO-V1 | HYDRO-V1 | 26.48%
CAN | Canada | Aeolus |  | CAN0007603 | 3 | 47.0368 | -64.0051 | Wind |  |  |  |  | PEI Energy Corp | Natural Resources Canada | ftp://ftp.maps.canada.ca/pub/nacei_cnaie/energy_infrastructure/PowerPlantsRenewGE1MW_NorthAmerica_201708.xlsx | Natural Resources Canada | 59174 | 2016 | [12 empty] | 6.96 | NO-ESTIMATION | NO-ESTIMATION | NO-ESTIMATION | NO-ESTIMATION | CAPACITY-FACTOR-V1 | 26.48%
CAN | Canada | North Cape |  | CAN0008170 | 10.6 | 47.0485 | -63.9950 | Wind |  |  |  |  | PEI Energy Corp | Natural Resources Canada | ftp://ftp.maps.canada.ca/pub/nacei_cnaie/energy_infrastructure/PowerPlantsRenewGE1MW_NorthAmerica_201708.xlsx | Natural Resources Canada | 49128 | 2016 | [12 empty] | 24.59 | NO-ESTIMATION | NO-ESTIMATION | NO-ESTIMATION | NO-ESTIMATION | CAPACITY-FACTOR-V1 | 26.48%
CAN | Canada | Bow Lake |  | CAN0007691 | 58.3 | 47.2214 | -84.5235 | Wind |  |  |  |  | Nodin Kitagan LP | Natural Resources Canada | ftp://ftp.maps.canada.ca/pub/nacei_cnaie/energy_infrastructure/PowerPlantsRenewGE1MW_NorthAmerica_201708.xlsx | Natural Resources Canada | 66912 | 2016 | [12 empty] | 135.25 | NO-ESTIMATION | NO-ESTIMATION | NO-ESTIMATION | NO-ESTIMATION | CAPACITY-FACTOR-V1 | 26.48%
CAN | Canada | Seigneurie de BeauprÃ© 4 |  | CAN0008347 | 67.9 | 47.2665 | -70.9456 | Wind |  |  |  |  | Boralex Inc / Gazmetro | Natural Resources Canada | ftp://ftp.maps.canada.ca/pub/nacei_cnaie/energy_infrastructure/PowerPlantsRenewGE1MW_NorthAmerica_201708.xlsx | Natural Resources Canada |  | 2016 | [12 empty] | 157.52 | NO-ESTIMATION | NO-ESTIMATION | NO-ESTIMATION | NO-ESTIMATION | CAPACITY-FACTOR-V1 | 26.48%
CAN | Canada | CÃ´te-de-BeauprÃ© |  | CAN0008591 | 23.5 | 47.3006 | -70.8810 | Wind |  |  |  |  | Boralex | Natural Resources Canada | ftp://ftp.maps.canada.ca/pub/nacei_cnaie/energy_infrastructure/PowerPlantsRenewGE1MW_NorthAmerica_201708.xlsx | Natural Resources Canada | 63466 | 2016 | [12 empty] | 54.52 | NO-ESTIMATION | NO-ESTIMATION | NO-ESTIMATION | NO-ESTIMATION | NO-ESTIMATION | 26.48%
CAN | Canada | Seigneurie de BeauprÃ© 3 |  | CAN0002231 | 140.6 | 47.3317 | -70.8905 | Wind |  |  |  |  | Boralex Inc / Gazmetro | Natural Resources Canada | http://ftp.maps.canada.ca/pub/nacei_cnaie/energy_infrastructure/PowerPlantsAllGE100MW_NorthAmerica_201708.xlsx | Natural Resources Canada |  | 2016 | [12 empty] | 326.19 | NO-ESTIMATION | NO-ESTIMATION | NO-ESTIMATION | NO-ESTIMATION | CAPACITY-FACTOR-V1 | 26.48%
CAN | Canada | Seigneurie de BeauprÃ© 2 |  | CAN0002230 | 131.2 | 47.3715 | -70.8698 | Wind |  |  |  |  | Boralex Inc / Gazmetro | Natural Resources Canada | http://ftp.maps.canada.ca/pub/nacei_cnaie/energy_infrastructure/PowerPlantsAllGE100MW_NorthAmerica_201708.xlsx | Natural Resources Canada |  | 2016 | [12 empty] | 304.38 | NO-ESTIMATION | NO-ESTIMATION | NO-ESTIMATION | NO-ESTIMATION | NO-ESTIMATION | 26.48%
CAN | Canada | Caribou |  | CAN0007727 | 99 | 47.5071 | -66.4135 | Wind | [5 empty] | Natural Resources Canada | ftp://ftp.maps.canada.ca/pub/nacei_cnaie/energy_infrastructure/PowerPlantsRenewGE1MW_NorthAmerica_201708.xlsx | Natural Resources Canada |  | 2016 | [12 empty] | 229.68 | NO-ESTIMATION | NO-ESTIMATION | NO-ESTIMATION | NO-ESTIMATION | CAPACITY-FACTOR-V1 | 26.48%
CAN | Canada | TÃ©miscouata 2 |  | CAN0008637 | 51.7 | 47.6212 | -69.1296 | Wind |  |  |  |  | Boralex | Natural Resources Canada | ftp://ftp.maps.canada.ca/pub/nacei_cnaie/energy_infrastructure/PowerPlantsRenewGE1MW_NorthAmerica_201708.xlsx | Natural Resources Canada | 63467 | 2016 | [12 empty] | 119.94 | NO-ESTIMATION | NO-ESTIMATION | NO-ESTIMATION | NO-ESTIMATION | CAPACITY-FACTOR-V1 | 26.48%
CAN | Canada | TÃ©miscouata 1 |  | CAN0008636 | 23.5 | 47.6363 | -69.1225 | Wind |  |  |  |  | Boralex | Natural Resources Canada | ftp://ftp.maps.canada.ca/pub/nacei_cnaie/energy_infrastructure/PowerPlantsRenewGE1MW_NorthAmerica_201708.xlsx | Natural Resources Canada | 63467 | 2016 | [12 empty] | 54.52 | NO-ESTIMATION | NO-ESTIMATION | NO-ESTIMATION | NO-ESTIMATION | CAPACITY-FACTOR-V1 | 26.48%
CAN | Canada | Lameque |  | CAN0008034 | 45 | 47.8494 | -64.6187 | Wind | [5 empty] | Natural Resources Canada | ftp://ftp.maps.canada.ca/pub/nacei_cnaie/energy_infrastructure/PowerPlantsRenewGE1MW_NorthAmerica_201708.xlsx | Natural Resources Canada | 57993 | 2016 | [12 empty] | 104.4 | HYDRO-V1 | HYDRO-V1 | HYDRO-V1 | HYDRO-V1 | HYDRO-V1 | 26.48%
CAN | Canada | Viger-Denonville |  | CAN0008510 | 24.6 | 47.9173 | -69.2160 | Wind |  |  |  |  | Innergex Inc (50%) / RCM of RiviÃ¨re-du-Loup | Natural Resources Canada | ftp://ftp.maps.canada.ca/pub/nacei_cnaie/energy_infrastructure/PowerPlantsRenewGE1MW_NorthAmerica_201708.xlsx | Natural Resources Canada | 63676 | 2016 | [12 empty] | 57.07 | NO-ESTIMATION | NO-ESTIMATION | NO-ESTIMATION | NO-ESTIMATION | CAPACITY-FACTOR-V1 | 26.48%
CAN | Canada | RiviÃ¨re du Moulin 1 |  | CAN0002220 | 150 | 47.9745 | -71.0996 | Wind |  |  |  |  | EDF Energies Nouvelles | Natural Resources Canada | http://ftp.maps.canada.ca/pub/nacei_cnaie/energy_infrastructure/PowerPlantsAllGE100MW_NorthAmerica_201708.xlsx | Natural Resources Canada | 58349 | 2016 | [12 empty] | 348 | HYDRO-V1 | HYDRO-V1 | HYDRO-V1 | HYDRO-V1 | HYDRO-V1 | 26.48%
CAN | Canada | RiviÃ¨re du Moulin 2 |  | CAN0002221 | 200 | 47.9970 | -71.0560 | Wind |  |  |  |  | EDF Energies Nouvelles | Natural Resources Canada | http://ftp.maps.canada.ca/pub/nacei_cnaie/energy_infrastructure/PowerPlantsAllGE100MW_NorthAmerica_201708.xlsx | Natural Resources Canada | 58349 | 2016 | [12 empty] | 464 | NO-ESTIMATION | NO-ESTIMATION | NO-ESTIMATION | NO-ESTIMATION | CAPACITY-FACTOR-V1 | 26.48%
CAN | Canada | Des Moulins II |  | CAN0007805 | 21.2 | 48.0433 | -67.5268 | Wind |  |  |  |  | Invenergy Wind Canada | Natural Resources Canada | ftp://ftp.maps.canada.ca/pub/nacei_cnaie/energy_infrastructure/PowerPlantsRenewGE1MW_NorthAmerica_201708.xlsx | Natural Resources Canada | 59711 | 2016 | [12 empty] | 49.18 | NO-ESTIMATION | NO-ESTIMATION | NO-ESTIMATION | NO-ESTIMATION | CAPACITY-FACTOR-V1 | 26.48%
CAN | Canada | Le Plateau 1 |  | CAN0002181 | 138.6 | 48.0503 | -67.4303 | Wind | [5 empty] | Natural Resources Canada | http://ftp.maps.canada.ca/pub/nacei_cnaie/energy_infrastructure/PowerPlantsAllGE100MW_NorthAmerica_201708.xlsx | Natural Resources Canada | 59714 | 2016 | [12 empty] | 321.55 | NO-ESTIMATION | NO-ESTIMATION | NO-ESTIMATION | NO-ESTIMATION | CAPACITY-FACTOR-V1 | 26.48%
CAN | Canada | Le Plateau 2 |  | CAN0008041 | 21.2 | 48.0532 | -67.4782 | Wind |  |  |  |  | Invenergy Wind Canada & Regie Intermunicipale de L'energie Gaspesie-Iles-de-la-Madeleine | Natural Resources Canada | ftp://ftp.maps.canada.ca/pub/nacei_cnaie/energy_infrastructure/PowerPlantsRenewGE1MW_NorthAmerica_201708.xlsx | Natural Resources Canada |  | 2016 | [12 empty] | 49.18 | NO-ESTIMATION | NO-ESTIMATION | NO-ESTIMATION | NO-ESTIMATION | NO-ESTIMATION | 26.48%
CAN | Canada | Roncevaux |  | CAN0008625 | 74.8 | 48.1381 | -67.4388 | Wind |  |  |  |  | Invenergy Wind LLC | Natural Resources Canada | ftp://ftp.maps.canada.ca/pub/nacei_cnaie/energy_infrastructure/PowerPlantsRenewGE1MW_NorthAmerica_201708.xlsx | Natural Resources Canada | 68803 | 2016 | [12 empty] | 173.53 | NO-ESTIMATION | NO-ESTIMATION | NO-ESTIMATION | NO-ESTIMATION | CAPACITY-FACTOR-V1 | 26.48%
CAN | Canada | New Richmond |  | CAN0008162 | 67.8 | 48.1999 | -65.7166 | Wind |  |  |  |  | TransAlta (100%) | Natural Resources Canada | ftp://ftp.maps.canada.ca/pub/nacei_cnaie/energy_infrastructure/PowerPlantsRenewGE1MW_NorthAmerica_201708.xlsx | Natural Resources Canada | 59717 | 2016 | [12 empty] | 157.29 | SOLAR-V1-NO-AGE | SOLAR-V1-NO-AGE | SOLAR-V1-NO-AGE | SOLAR-V1-NO-AGE | SOLAR-V1-NO-AGE | 26.48%
CAN | Canada | Carleton |  | CAN0002120 | 109.5 | 48.2065 | -66.1390 | Wind |  |  |  |  | Innergex Inc (38%) | Natural Resources Canada | http://ftp.maps.canada.ca/pub/nacei_cnaie/energy_infrastructure/PowerPlantsAllGE100MW_NorthAmerica_201708.xlsx | Natural Resources Canada | 53570 | 2016 | [12 empty] | 254.04 | NO-ESTIMATION | NO-ESTIMATION | NO-ESTIMATION | NO-ESTIMATION | CAPACITY-FACTOR-V1 | 26.48%
CAN | Canada | Mesgi'g Ugju's'n |  | CAN0002195 | 149.3 | 48.2505 | -66.7255 | Wind |  |  |  |  | Innergex Inc (50%) / Miâ€™gmawei Mawiomi Business Corp (50%) | Natural Resources Canada | http://ftp.maps.canada.ca/pub/nacei_cnaie/energy_infrastructure/PowerPlantsAllGE100MW_NorthAmerica_201708.xlsx | Natural Resources Canada | 67889 | 2016 | [12 empty] | 346.37 | NO-ESTIMATION | NO-ESTIMATION | NO-ESTIMATION | NO-ESTIMATION | CAPACITY-FACTOR-V1 | 26.48%
CAN | Canada | Vents du Kempt |  | CAN0002266 | 101.1 | 48.3172 | -67.1408 | Wind |  |  |  |  | Le Club Ã‰olectric (51%) | Natural Resources Canada | http://ftp.maps.canada.ca/pub/nacei_cnaie/energy_infrastructure/PowerPlantsAllGE100MW_NorthAmerica_201708.xlsx | Natural Resources Canada | 59725 | 2016 | [12 empty] | 234.55 | SOLAR-V1-NO-AGE | SOLAR-V1-NO-AGE | SOLAR-V1-NO-AGE | SOLAR-V1-NO-AGE | SOLAR-V1-NO-AGE | 26.48%
CAN | Canada | La Mitis |  | CAN0008018 | 24.6 | 48.3694 | -67.8251 | Wind |  |  |  |  | EDF Energies Nouvelles (70%) / Energie Renouvelable de La Mitis (30%) | Natural Resources Canada | ftp://ftp.maps.canada.ca/pub/nacei_cnaie/energy_infrastructure/PowerPlantsRenewGE1MW_NorthAmerica_201708.xlsx | Natural Resources Canada | 63580 | 2016 | [12 empty] | 57.07 | HYDRO-V1 | HYDRO-V1 | HYDRO-V1 | HYDRO-V1 | HYDRO-V1 | 26.48%
CAN | Canada | Lac-Alfred |  | CAN0002178 | 300 | 48.4194 | -67.7137 | Wind |  |  |  |  | Enbridge (67.5%) / EDF Energies Nouvelles (20%) / Mrc of La Mitis & Matapedia (12.5%) | Natural Resources Canada | http://ftp.maps.canada.ca/pub/nacei_cnaie/energy_infrastructure/PowerPlantsAllGE100MW_NorthAmerica_201708.xlsx | Natural Resources Canada | 58348 | 2016 | [12 empty] | 696 | NO-ESTIMATION | NO-ESTIMATION | NO-ESTIMATION | NO-ESTIMATION | CAPACITY-FACTOR-V1 | 26.48%
CAN | Canada | Saint-Damase |  | CAN0008320 | 23.5 | 48.6248 | -67.8674 | Wind |  |  |  |  | Algonquin Power | Natural Resources Canada | ftp://ftp.maps.canada.ca/pub/nacei_cnaie/energy_infrastructure/PowerPlantsRenewGE1MW_NorthAmerica_201708.xlsx | Natural Resources Canada | 64475 | 2016 | [12 empty] | 54.52 | SOLAR-V1-NO-AGE | SOLAR-V1-NO-AGE | SOLAR-V1-NO-AGE | SOLAR-V1-NO-AGE | SOLAR-V1-NO-AGE | 26.48%
CAN | Canada | Baie-des-Sables |  | CAN0002102 | 109.5 | 48.7066 | -67.8841 | Wind |  |  |  |  | TransCanada Wind (72%) / Innergex Inc (38%) | Natural Resources Canada | http://ftp.maps.canada.ca/pub/nacei_cnaie/energy_infrastructure/PowerPlantsAllGE100MW_NorthAmerica_201708.xlsx | Natural Resources Canada | 53571 | 2016 | [12 empty] | 254.04 | HYDRO-V1 | HYDRO-V1 | HYDRO-V1 | HYDRO-V1 | HYDRO-V1 | 26.48%
CAN | Canada | Jardin d'Ã‰ole |  | CAN0002159 | 133.3 | 48.7355 | -67.6658 | Wind |  |  |  |  | Northland Power Inc | Natural Resources Canada | http://ftp.maps.canada.ca/pub/nacei_cnaie/energy_infrastructure/PowerPlantsAllGE100MW_NorthAmerica_201708.xlsx | Natural Resources Canada | 53575 | 2016 | [12 empty] | 309.25 | SOLAR-V1-NO-AGE | SOLAR-V1-NO-AGE | SOLAR-V1-NO-AGE | SOLAR-V1-NO-AGE | SOLAR-V1-NO-AGE | 26.48%
CAN | Canada | Greenwich |  | CAN0007917 | 98.9 | 48.7606 | -88.7667 | Wind |  |  |  |  | Greenwich Wind Farm LP | Natural Resources Canada | ftp://ftp.maps.canada.ca/pub/nacei_cnaie/energy_infrastructure/PowerPlantsRenewGE1MW_NorthAmerica_201708.xlsx | Natural Resources Canada | 59204 | 2016 | [12 empty] | 229.44 | NO-ESTIMATION | NO-ESTIMATION | NO-ESTIMATION | NO-ESTIMATION | CAPACITY-FACTOR-V1 | 26.48%
CAN | Canada | Le Nordais 2 (Matane) |  | CAN0008039 | 42.8 | 48.7816 | -67.6097 | Wind |  |  |  |  | TransAlta (100%) | Natural Resources Canada | ftp://ftp.maps.canada.ca/pub/nacei_cnaie/energy_infrastructure/PowerPlantsRenewGE1MW_NorthAmerica_201708.xlsx | Natural Resources Canada | 23964 | 2016 | [12 empty] | 99.29 | NO-ESTIMATION | NO-ESTIMATION | NO-ESTIMATION | NO-ESTIMATION | CAPACITY-FACTOR-V1 | 26.48%
CAN | Canada | Mont Copper |  | CAN0008616 | 54 | 48.9399 | -65.5271 | Wind |  |  |  |  | NextEra Energy | Natural Resources Canada | ftp://ftp.maps.canada.ca/pub/nacei_cnaie/energy_infrastructure/PowerPlantsRenewGE1MW_NorthAmerica_201708.xlsx | Natural Resources Canada | 59153 | 2016 | [12 empty] | 125.28 | NO-ESTIMATION | NO-ESTIMATION | NO-ESTIMATION | NO-ESTIMATION | CAPACITY-FACTOR-V1 | 26.48%
CAN | Canada | Mont Rothery |  | CAN0008617 | 74 | 48.9720 | -65.3796 | Wind |  |  |  |  | EDF Energies Nouvelles 50% | Natural Resources Canada | ftp://ftp.maps.canada.ca/pub/nacei_cnaie/energy_infrastructure/PowerPlantsRenewGE1MW_NorthAmerica_201708.xlsx | Natural Resources Canada | 68708 | 2016 | [12 empty] | 171.68 | NO-ESTIMATION | NO-ESTIMATION | NO-ESTIMATION | NO-ESTIMATION | CAPACITY-FACTOR-V1 | 26.48%
CAN | Canada | Mont Miller |  | CAN0008140 | 54 | 48.9800 | -65.4958 | Wind |  |  |  |  | NextEra Energy | Natural Resources Canada | ftp://ftp.maps.canada.ca/pub/nacei_cnaie/energy_infrastructure/PowerPlantsRenewGE1MW_NorthAmerica_201708.xlsx | Natural Resources Canada | 54205 | 2016 | [12 empty] | 125.28 | NO-ESTIMATION | NO-ESTIMATION | NO-ESTIMATION | NO-ESTIMATION | CAPACITY-FACTOR-V1 | 26.48%
CAN | Canada | Site Nordique |  | CAN0008373 | 4.1 | 48.9869 | -64.4527 | Wind |  |  |  |  | Technocentre Eolien | Natural Resources Canada | ftp://ftp.maps.canada.ca/pub/nacei_cnaie/energy_infrastructure/PowerPlantsRenewGE1MW_NorthAmerica_201708.xlsx | Natural Resources Canada |  | 2016 | [12 empty] | 9.51 | NO-ESTIMATION | NO-ESTIMATION | NO-ESTIMATION | NO-ESTIMATION | CAPACITY-FACTOR-V1 | 26.48%
CAN | Canada | Le Nordais (Phase 1 - Cap Chat) |  | CAN0008609 | 56.3 | 49.0673 | -66.7573 | Wind |  |  |  |  | Transalta | Natural Resources Canada | ftp://ftp.maps.canada.ca/pub/nacei_cnaie/energy_infrastructure/PowerPlantsRenewGE1MW_NorthAmerica_201708.xlsx | Natural Resources Canada | 45247 | 2016 | [12 empty] | 130.61 | NO-ESTIMATION | NO-ESTIMATION | NO-ESTIMATION | NO-ESTIMATION | CAPACITY-FACTOR-V1 | 26.48%
CAN | Canada | Montagne-SÃ¨che |  | CAN0008618 | 58.5 | 49.1780 | -64.9418 | Wind |  |  |  |  | Innergex Inc (38%) / TransCanada (42%) | Natural Resources Canada | ftp://ftp.maps.canada.ca/pub/nacei_cnaie/energy_infrastructure/PowerPlantsRenewGE1MW_NorthAmerica_201708.xlsx | Natural Resources Canada | 53573 | 2016 | [12 empty] | 135.72 | NO-ESTIMATION | NO-ESTIMATION | NO-ESTIMATION | NO-ESTIMATION | CAPACITY-FACTOR-V1 | 26.48%
CAN | Canada | Gros Morne I |  | CAN0002262 | 100.5 | 49.1810 | -65.4615 | Wind |  |  |  |  | Innergex Inc (38%) / TransCanada (42%) | Natural Resources Canada | http://ftp.maps.canada.ca/pub/nacei_cnaie/energy_infrastructure/PowerPlantsAllGE100MW_NorthAmerica_201708.xlsx | Natural Resources Canada | 53568 | 2016 | [12 empty] | 233.16 | NO-ESTIMATION | NO-ESTIMATION | NO-ESTIMATION | NO-ESTIMATION | CAPACITY-FACTOR-V1 | 26.48%
CAN | Canada | Mont-Louis |  | CAN0002265 | 100.5 | 49.1818 | -65.6502 | Wind |  |  |  |  | Northland Power | Natural Resources Canada | http://ftp.maps.canada.ca/pub/nacei_cnaie/energy_infrastructure/PowerPlantsAllGE100MW_NorthAmerica_201708.xlsx | Natural Resources Canada | 53574 | 2016 | [12 empty] | 233.16 | NO-ESTIMATION | NO-ESTIMATION | NO-ESTIMATION | NO-ESTIMATION | NO-ESTIMATION | 26.48%
CAN | Canada | Waterton Wind |  | CAN0008527 | 3.9 | 49.1897 | -113.6806 | Wind |  |  |  |  | Vision Quest (TransAlta) | Natural Resources Canada | ftp://ftp.maps.canada.ca/pub/nacei_cnaie/energy_infrastructure/PowerPlantsRenewGE1MW_NorthAmerica_201708.xlsx | Natural Resources Canada | 50218 | 2016 | [12 empty] | 9.04 | NO-ESTIMATION | NO-ESTIMATION | NO-ESTIMATION | NO-ESTIMATION | CAPACITY-FACTOR-V1 | 26.46%
CAN | Canada | Gros-Morne II |  | CAN0002152 | 111 | 49.2202 | -65.4207 | Wind |  |  |  |  | Innergex Inc (38%) / TransCanada (42%) | Natural Resources Canada | http://ftp.maps.canada.ca/pub/nacei_cnaie/energy_infrastructure/PowerPlantsAllGE100MW_NorthAmerica_201708.xlsx | Natural Resources Canada |  | 2016 | [12 empty] | 257.52 | NO-ESTIMATION | NO-ESTIMATION | NO-ESTIMATION | NO-ESTIMATION | CAPACITY-FACTOR-V1 | 26.48%
CAN | Canada | St. LÃ©on 1 / 2 |  | CAN0002246 | 120.5 | 49.3472 | -98.6345 | Wind |  |  |  |  | Algonquin Power | Natural Resources Canada | http://ftp.maps.canada.ca/pub/nacei_cnaie/energy_infrastructure/PowerPlantsAllGE100MW_NorthAmerica_201708.xlsx | Natural Resources Canada |  | 2016 | [12 empty] | 279.56 | NO-ESTIMATION | NO-ESTIMATION | NO-ESTIMATION | NO-ESTIMATION | CAPACITY-FACTOR-V1 | 26.48%
CAN | Canada | Magrath |  | CAN0008080 | 30 | 49.3859 | -112.9488 | Wind |  |  |  |  | Suncor / EHN/ Enbridge | Natural Resources Canada | ftp://ftp.maps.canada.ca/pub/nacei_cnaie/energy_infrastructure/PowerPlantsRenewGE1MW_NorthAmerica_201708.xlsx | Natural Resources Canada | 51087 | 2016 | [12 empty] | 69.6 | NO-ESTIMATION | NO-ESTIMATION | NO-ESTIMATION | NO-ESTIMATION | NO-ESTIMATION | 26.48%
CAN | Canada | The Eye of the Wind |  | CAN0008464 | 1.5 | 49.3875 | -123.0740 | Wind | [5 empty] | Natural Resources Canada | ftp://ftp.maps.canada.ca/pub/nacei_cnaie/energy_infrastructure/PowerPlantsRenewGE1MW_NorthAmerica_201708.xlsx | Natural Resources Canada | 61733 | 2016 | [12 empty] | 3.48 | NO-ESTIMATION | NO-ESTIMATION | NO-ESTIMATION | NO-ESTIMATION | CAPACITY-FACTOR-V1 | 26.48%
CAN | Canada | Kettles Hill |  | CAN0008000 | 63 | 49.5159 | -113.8218 | Wind |  |  |  |  | Kettles Hill Wind Energy | Natural Resources Canada | ftp://ftp.maps.canada.ca/pub/nacei_cnaie/energy_infrastructure/PowerPlantsRenewGE1MW_NorthAmerica_201708.xlsx | Natural Resources Canada | 54717 | 2016 | [12 empty] | 146.16 | NO-ESTIMATION | NO-ESTIMATION | NO-ESTIMATION | NO-ESTIMATION | CAPACITY-FACTOR-V1 | 26.48%
CAN | Canada | Castle River |  | CAN0007734 | 39.5 | 49.5160 | -114.0276 | Wind |  |  |  |  | Vision Quest (TransAlta) | Natural Resources Canada | ftp://ftp.maps.canada.ca/pub/nacei_cnaie/energy_infrastructure/PowerPlantsRenewGE1MW_NorthAmerica_201708.xlsx | Natural Resources Canada | 45740 | 2016 | [12 empty] | 91.64 | SOLAR-V1-NO-AGE | SOLAR-V1-NO-AGE | SOLAR-V1-NO-AGE | SOLAR-V1-NO-AGE | SOLAR-V1-NO-AGE | 26.48%
CAN | Canada | Optimist |  | CAN0008197 | 1 | 49.5312 | -114.0538 | Wind | [5 empty] | Natural Resources Canada | ftp://ftp.maps.canada.ca/pub/nacei_cnaie/energy_infrastructure/PowerPlantsRenewGE1MW_NorthAmerica_201708.xlsx | Natural Resources Canada |  | 2016 | [12 empty] | 2.32 | NO-ESTIMATION | NO-ESTIMATION | NO-ESTIMATION | NO-ESTIMATION | CAPACITY-FACTOR-V1 | 26.48%
CAN | Canada | Sinnott |  | CAN0008367 | 6.5 | 49.5325 | -113.9773 | Wind |  |  |  |  | Canadian Hydro Developers | Natural Resources Canada | ftp://ftp.maps.canada.ca/pub/nacei_cnaie/energy_infrastructure/PowerPlantsRenewGE1MW_NorthAmerica_201708.xlsx | Natural Resources Canada | 49121 | 2016 | [12 empty] | 15.08 | SOLAR-V1-NO-AGE | SOLAR-V1-NO-AGE | SOLAR-V1-NO-AGE | SOLAR-V1-NO-AGE | SOLAR-V1-NO-AGE | 26.48%
CAN | Canada | Soderglen |  | CAN0008393 | 70.5 | 49.5385 | -113.5231 | Wind |  |  |  |  | Gw Power/Nexen (Advertized as 70 Mw - Keep An Eye On This) | Natural Resources Canada | ftp://ftp.maps.canada.ca/pub/nacei_cnaie/energy_infrastructure/PowerPlantsRenewGE1MW_NorthAmerica_201708.xlsx | Natural Resources Canada | 53710 | 2016 | [12 empty] | 163.56 | NO-ESTIMATION | NO-ESTIMATION | NO-ESTIMATION | NO-ESTIMATION | NO-ESTIMATION | 26.48%
CAN | Canada | Castle Rock Ridge |  | CAN0007735 | 75.9 | 49.5561 | -113.9630 | Wind |  |  |  |  | Enel | Natural Resources Canada | ftp://ftp.maps.canada.ca/pub/nacei_cnaie/energy_infrastructure/PowerPlantsRenewGE1MW_NorthAmerica_201708.xlsx | Natural Resources Canada | 65451 | 2016 | [12 empty] | 176.08 | SOLAR-V1-NO-AGE | SOLAR-V1-NO-AGE | SOLAR-V1-NO-AGE | SOLAR-V1-NO-AGE | SOLAR-V1-NO-AGE | 26.48%
CAN | Canada | Cowley North |  | CAN0007787 | 19.5 | 49.5619 | -114.1075 | Wind |  |  |  |  | Canadian Hydro Developers | Natural Resources Canada | ftp://ftp.maps.canada.ca/pub/nacei_cnaie/energy_infrastructure/PowerPlantsRenewGE1MW_NorthAmerica_201708.xlsx | Natural Resources Canada |  | 2016 | [12 empty] | 45.24 | NO-ESTIMATION | NO-ESTIMATION | NO-ESTIMATION | NO-ESTIMATION | CAPACITY-FACTOR-V1 | 26.48%
CAN | Canada | Old Man 2 |  | CAN0008192 | 46 | 49.5708 | -113.8534 | Wind |  |  |  |  | Mainstream | Natural Resources Canada | ftp://ftp.maps.canada.ca/pub/nacei_cnaie/energy_infrastructure/PowerPlantsRenewGE1MW_NorthAmerica_201708.xlsx | Natural Resources Canada |  | 2016 | [12 empty] | 106.72 | SOLAR-V1-NO-AGE | SOLAR-V1-NO-AGE | SOLAR-V1-NO-AGE | SOLAR-V1-NO-AGE | SOLAR-V1-NO-AGE | 26.48%
CAN | Canada | Old Man River |  | CAN0008193 | 3.6 | 49.5777 | -113.8702 | Wind | [5 empty] | Natural Resources Canada | ftp://ftp.maps.canada.ca/pub/nacei_cnaie/energy_infrastructure/PowerPlantsRenewGE1MW_NorthAmerica_201708.xlsx | Natural Resources Canada | 59163 | 2016 | [12 empty] | 8.35 | SOLAR-V1-NO-AGE | SOLAR-V1-NO-AGE | SOLAR-V1-NO-AGE | SOLAR-V1-NO-AGE | SOLAR-V1-NO-AGE | 26.48%
CAN | Canada | Summerview 1 |  | CAN0008442 | 70.2 | 49.5829 | -113.7931 | Wind |  |  |  |  | Vision Quest (TransAlta) | Natural Resources Canada | ftp://ftp.maps.canada.ca/pub/nacei_cnaie/energy_infrastructure/PowerPlantsRenewGE1MW_NorthAmerica_201708.xlsx | Natural Resources Canada |  | 2016 | [12 empty] | 162.86 | NO-ESTIMATION | NO-ESTIMATION | NO-ESTIMATION | NO-ESTIMATION | CAPACITY-FACTOR-V1 | 26.48%
CAN | Canada | Ardenville |  | CAN0007620 | 69 | 49.5830 | -113.4351 | Wind |  |  |  |  | TransAlta | Natural Resources Canada | ftp://ftp.maps.canada.ca/pub/nacei_cnaie/energy_infrastructure/PowerPlantsRenewGE1MW_NorthAmerica_201708.xlsx | Natural Resources Canada | 59763 | 2016 | [12 empty] | 160.08 | NO-ESTIMATION | NO-ESTIMATION | NO-ESTIMATION | NO-ESTIMATION | CAPACITY-FACTOR-V1 | 26.48%
CAN | Canada | Summerview 2 |  | CAN0008443 | 66 | 49.6026 | -113.7341 | Wind |  |  |  |  | TransAlta | Natural Resources Canada | ftp://ftp.maps.canada.ca/pub/nacei_cnaie/energy_infrastructure/PowerPlantsRenewGE1MW_NorthAmerica_201708.xlsx | Natural Resources Canada | 51510 | 2016 | [12 empty] | 153.12 | NO-ESTIMATION | NO-ESTIMATION | NO-ESTIMATION | NO-ESTIMATION | NO-ESTIMATION | 26.48%
CAN | Canada | McBride Lake |  | CAN0008101 | 75.2 | 49.6123 | -113.4815 | Wind |  |  |  |  | Vision Quest (TransAlta) | Natural Resources Canada | ftp://ftp.maps.canada.ca/pub/nacei_cnaie/energy_infrastructure/PowerPlantsRenewGE1MW_NorthAmerica_201708.xlsx | Natural Resources Canada | 50221 | 2016 | [12 empty] | 174.46 | NO-ESTIMATION | NO-ESTIMATION | NO-ESTIMATION | NO-ESTIMATION | CAPACITY-FACTOR-V1 | 26.48%
CAN | Canada | Shinish Creek Wind Farm |  | CAN0008630 | 15 | 49.6602 | -120.1222 | Wind | [5 empty] | Natural Resources Canada | ftp://ftp.maps.canada.ca/pub/nacei_cnaie/energy_infrastructure/PowerPlantsRenewGE1MW_NorthAmerica_201708.xlsx | Natural Resources Canada |  | 2017 | [12 empty] | 34.8 | SOLAR-V1-NO-AGE | SOLAR-V1-NO-AGE | SOLAR-V1-NO-AGE | SOLAR-V1-NO-AGE | SOLAR-V1-NO-AGE | 26.48%
CAN | Canada | Blue Trail |  | CAN0007683 | 66 | 49.6687 | -113.4522 | Wind |  |  |  |  | TransAlta | Natural Resources Canada | ftp://ftp.maps.canada.ca/pub/nacei_cnaie/energy_infrastructure/PowerPlantsRenewGE1MW_NorthAmerica_201708.xlsx | Natural Resources Canada | 56944 | 2016 | [12 empty] | 153.12 | NO-ESTIMATION | NO-ESTIMATION | NO-ESTIMATION | NO-ESTIMATION | CAPACITY-FACTOR-V1 | 26.48%
CAN | Canada | MacLeod Flats |  | CAN0008077 | 3 | 49.6868 | -113.4752 | Wind |  |  |  |  | Vision Quest (TransAlta) | Natural Resources Canada | ftp://ftp.maps.canada.ca/pub/nacei_cnaie/energy_infrastructure/PowerPlantsRenewGE1MW_NorthAmerica_201708.xlsx | Natural Resources Canada | 61291 | 2016 | [12 empty] | 6.96 | NO-ESTIMATION | NO-ESTIMATION | NO-ESTIMATION | NO-ESTIMATION | CAPACITY-FACTOR-V1 | 26.48%
CAN | Canada | Chin Chute |  | CAN0007754 | 30 | 49.6933 | -112.3292 | Wind |  |  |  |  | Suncor / EHN/ Enbridge | Natural Resources Canada | ftp://ftp.maps.canada.ca/pub/nacei_cnaie/energy_infrastructure/PowerPlantsRenewGE1MW_NorthAmerica_201708.xlsx | Natural Resources Canada | 54397 | 2016 | [12 empty] | 69.6 | NO-ESTIMATION | NO-ESTIMATION | NO-ESTIMATION | NO-ESTIMATION | CAPACITY-FACTOR-V1 | 26.48%
CAN | Canada | Taber |  | CAN0008454 | 85.1 | 49.7184 | -111.9266 | Wind |  |  |  |  | Enmax Green Power Inc | Natural Resources Canada | ftp://ftp.maps.canada.ca/pub/nacei_cnaie/energy_infrastructure/PowerPlantsRenewGE1MW_NorthAmerica_201708.xlsx | Natural Resources Canada |  | 2016 | [12 empty] | 197.43 | NO-ESTIMATION | NO-ESTIMATION | NO-ESTIMATION | NO-ESTIMATION | CAPACITY-FACTOR-V1 | 26.48%
CAN | Canada | Pennask |  | CAN0008620 | 15 | 49.9256 | -120.1093 | Wind |  |  |  |  | Zero Emissions Pennask | Natural Resources Canada | ftp://ftp.maps.canada.ca/pub/nacei_cnaie/energy_infrastructure/PowerPlantsRenewGE1MW_NorthAmerica_201708.xlsx | Natural Resources Canada | 69186 | 2017 | [12 empty] | 34.8 | NO-ESTIMATION | NO-ESTIMATION | NO-ESTIMATION | NO-ESTIMATION | CAPACITY-FACTOR-V1 | 26.48%
CAN | Canada | Cypress |  | CAN0007793 | 10.5 | 50.0195 | -108.4936 | Wind |  |  |  |  | Saskatchewan Power Corp | Natural Resources Canada | ftp://ftp.maps.canada.ca/pub/nacei_cnaie/energy_infrastructure/PowerPlantsRenewGE1MW_NorthAmerica_201708.xlsx | Natural Resources Canada | 50456 | 2016 | [12 empty] | 24.36 | NO-ESTIMATION | NO-ESTIMATION | NO-ESTIMATION | NO-ESTIMATION | CAPACITY-FACTOR-V1 | 26.48%
CAN | Canada | Sunbridge |  | CAN0008444 | 11.2 | 50.0781 | -108.3930 | Wind |  |  |  |  | Suncor Enrgy Inc / Enbridge Inc | Natural Resources Canada | ftp://ftp.maps.canada.ca/pub/nacei_cnaie/energy_infrastructure/PowerPlantsRenewGE1MW_NorthAmerica_201708.xlsx | Natural Resources Canada | 48018 | 2016 | [12 empty] | 25.98 | NO-ESTIMATION | NO-ESTIMATION | NO-ESTIMATION | NO-ESTIMATION | CAPACITY-FACTOR-V1 | 26.48%
CAN | Canada | Box Springs |  | CAN0007692 | 6 | 50.1004 | -110.7276 | Wind | [5 empty] | Natural Resources Canada | ftp://ftp.maps.canada.ca/pub/nacei_cnaie/energy_infrastructure/PowerPlantsRenewGE1MW_NorthAmerica_201708.xlsx | Natural Resources Canada |  | 2016 | [12 empty] | 13.92 | HYDRO-V1 | HYDRO-V1 | HYDRO-V1 | HYDRO-V1 | HYDRO-V1 | 26.48%
CAN | Canada | Blackspring Ridge |  | CAN0002112 | 298.8 | 50.1525 | -112.8226 | Wind |  |  |  |  | EDF/Enbridge | Natural Resources Canada | http://ftp.maps.canada.ca/pub/nacei_cnaie/energy_infrastructure/PowerPlantsAllGE100MW_NorthAmerica_201708.xlsx | Natural Resources Canada | 58982 | 2016 | [12 empty] | 693.21 | NO-ESTIMATION | NO-ESTIMATION | NO-ESTIMATION | NO-ESTIMATION | CAPACITY-FACTOR-V1 | 26.48%
CAN | Canada | Centennial |  | CAN0002123 | 149.4 | 50.1621 | -107.4579 | Wind |  |  |  |  | Saskatchewan Power Corp | Natural Resources Canada | http://ftp.maps.canada.ca/pub/nacei_cnaie/energy_infrastructure/PowerPlantsAllGE100MW_NorthAmerica_201708.xlsx | Natural Resources Canada | 52794 | 2016 | [12 empty] | 346.6 | NO-ESTIMATION | NO-ESTIMATION | NO-ESTIMATION | NO-ESTIMATION | CAPACITY-FACTOR-V1 | 26.48%
CAN | Canada | Red Lily |  | CAN0008283 | 26.4 | 50.1919 | -101.7433 | Wind |  |  |  |  | Algonquin Power | Natural Resources Canada | ftp://ftp.maps.canada.ca/pub/nacei_cnaie/energy_infrastructure/PowerPlantsRenewGE1MW_NorthAmerica_201708.xlsx | Natural Resources Canada | 59044 | 2016 | [12 empty] | 61.24 | NO-ESTIMATION | NO-ESTIMATION | NO-ESTIMATION | NO-ESTIMATION | CAPACITY-FACTOR-V1 | 26.48%
CAN | Canada | Morse |  | CAN0008148 | 23 | 50.3989 | -106.9585 | Wind |  |  |  |  | Algonquin Power | Natural Resources Canada | ftp://ftp.maps.canada.ca/pub/nacei_cnaie/energy_infrastructure/PowerPlantsRenewGE1MW_NorthAmerica_201708.xlsx | Natural Resources Canada | 64477 | 2016 | [12 empty] | 53.36 | NO-ESTIMATION | NO-ESTIMATION | NO-ESTIMATION | NO-ESTIMATION | CAPACITY-FACTOR-V1 | 26.48%
CAN | Canada | Cape Scott |  | CAN0007725 | 99 | 50.7890 | -128.0033 | Wind |  |  |  |  | Gdf Suez Canada (40%) / Mitsui (30%) / Fiera Axium (30%) | Natural Resources Canada | ftp://ftp.maps.canada.ca/pub/nacei_cnaie/energy_infrastructure/PowerPlantsRenewGE1MW_NorthAmerica_201708.xlsx | Natural Resources Canada | 55379 | 2016 | [12 empty] | 229.68 | NO-ESTIMATION | NO-ESTIMATION | NO-ESTIMATION | NO-ESTIMATION | CAPACITY-FACTOR-V1 | 26.48%
CAN | Canada | Wintering Hills |  | CAN0008564 | 88 | 51.2214 | -112.5779 | Wind |  |  |  |  | Suncor / Teck | Natural Resources Canada | ftp://ftp.maps.canada.ca/pub/nacei_cnaie/energy_infrastructure/PowerPlantsRenewGE1MW_NorthAmerica_201708.xlsx | Natural Resources Canada | 59232 | 2016 | [12 empty] | 204.16 | HYDRO-V1 | HYDRO-V1 | HYDRO-V1 | HYDRO-V1 | HYDRO-V1 | 26.48%
CAN | Canada | Ghost Pine |  | CAN0007883 | 81.6 | 51.8723 | -113.3181 | Wind |  |  |  |  | Finavera | Natural Resources Canada | ftp://ftp.maps.canada.ca/pub/nacei_cnaie/energy_infrastructure/PowerPlantsRenewGE1MW_NorthAmerica_201708.xlsx | Natural Resources Canada | 56941 | 2016 | [12 empty] | 189.31 | HYDRO-V1 | HYDRO-V1 | HYDRO-V1 | HYDRO-V1 | HYDRO-V1 | 26.48%
CAN | Canada | Bull Creek |  | CAN0007713 | 29.2 | 52.5091 | -110.0831 | Wind |  |  |  |  | Bluearth Renewables | Natural Resources Canada | ftp://ftp.maps.canada.ca/pub/nacei_cnaie/energy_infrastructure/PowerPlantsRenewGE1MW_NorthAmerica_201708.xlsx | Natural Resources Canada | 66911 | 2016 | [12 empty] | 67.74 | NO-ESTIMATION | NO-ESTIMATION | NO-ESTIMATION | NO-ESTIMATION | CAPACITY-FACTOR-V1 | 26.48%
CAN | Canada | Quality Wind |  | CAN0002213 | 142.2 | 55.1846 | -120.8547 | Wind |  |  |  |  | Capital Power | Natural Resources Canada | http://ftp.maps.canada.ca/pub/nacei_cnaie/energy_infrastructure/PowerPlantsAllGE100MW_NorthAmerica_201708.xlsx | Natural Resources Canada | 58039 | 2016 | [12 empty] | 329.9 | HYDRO-V1 | HYDRO-V1 | HYDRO-V1 | HYDRO-V1 | HYDRO-V1 | 26.48%
CAN | Canada | Meikle Wind |  | CAN0002264 | 185 | 55.2856 | -121.4691 | Wind | [5 empty] | Natural Resources Canada | http://ftp.maps.canada.ca/pub/nacei_cnaie/energy_infrastructure/PowerPlantsAllGE100MW_NorthAmerica_201708.xlsx | Natural Resources Canada |  | 2017 | [12 empty] | 429.2 | NO-ESTIMATION | NO-ESTIMATION | NO-ESTIMATION | NO-ESTIMATION | CAPACITY-FACTOR-V1 | 26.48%
CAN | Canada | Bear Mountain |  | CAN0002105 | 102 | 55.7041 | -120.4264 | Wind |  |  |  |  | Bear Mountain Wind LP | Natural Resources Canada | http://ftp.maps.canada.ca/pub/nacei_cnaie/energy_infrastructure/PowerPlantsAllGE100MW_NorthAmerica_201708.xlsx | Natural Resources Canada | 55711 | 2016 | [12 empty] | 236.64 | NO-ESTIMATION | NO-ESTIMATION | NO-ESTIMATION | NO-ESTIMATION | CAPACITY-FACTOR-V1 | 26.48%
CAN | Canada | Dokie |  | CAN0002140 | 144 | 55.8118 | -122.2474 | Wind |  |  |  |  | Alterra Power Corp (51%) / GE Energy Financial Services ( | Natural Resources Canada | http://ftp.maps.canada.ca/pub/nacei_cnaie/energy_infrastructure/PowerPlantsAllGE100MW_NorthAmerica_201708.xlsx | Natural Resources Canada | 58295 | 2016 | [12 empty] | 334.08 | NO-ESTIMATION | NO-ESTIMATION | NO-ESTIMATION | NO-ESTIMATION | CAPACITY-FACTOR-V1 | 26.48%
CAN | Canada | Raglan Mine |  | CAN0008264 | 3 | 61.7028 | -73.6762 | Wind |  |  |  |  | Glencore | Natural Resources Canada | ftp://ftp.maps.canada.ca/pub/nacei_cnaie/energy_infrastructure/PowerPlantsRenewGE1MW_NorthAmerica_201708.xlsx | Natural Resources Canada |  | 2016 | [12 empty] | 6.96 | NO-ESTIMATION | NO-ESTIMATION | NO-ESTIMATION | NO-ESTIMATION | CAPACITY-FACTOR-V1 | 26.48%
CAN | Canada | Diavik Mine |  | CAN0007807 | 9.2 | 64.4912 | -110.3423 | Wind |  |  |  |  | Diavik Diamond Mines Inc | Natural Resources Canada | ftp://ftp.maps.canada.ca/pub/nacei_cnaie/energy_infrastructure/PowerPlantsRenewGE1MW_NorthAmerica_201708.xlsx | Natural Resources Canada | 50298 | 2016 | [12 empty] | 21.34 | NO-ESTIMATION | NO-ESTIMATION | NO-ESTIMATION | NO-ESTIMATION | CAPACITY-FACTOR-V1 | 26.48%
CAN | Canada | L'Anse-Ã -Valleau |  | CAN0002263 | 100.5 | 49.0798 | -64.6289 | Wind |  |  |  |  | Cartier Wind Energy | Natural Resources Canada | http://ftp.maps.canada.ca/pub/nacei_cnaie/energy_infrastructure/PowerPlantsAllGE100MW_NorthAmerica_201708.xlsx | Natural Resources Canada | 53569 | 2016 | [12 empty] | 233.16 | NO-ESTIMATION | NO-ESTIMATION | NO-ESTIMATION | NO-ESTIMATION | CAPACITY-FACTOR-V1 | 26.48% | 19.42 | 1.3706 | 0.012006
CAN | Canada | Prince |  | CAN0002212 | 189 | 46.6126 | -84.4792 | Wind |  |  |  |  | Brookfield Power Wind Prince LP | Natural Resources Canada | http://ftp.maps.canada.ca/pub/nacei_cnaie/energy_infrastructure/PowerPlantsAllGE100MW_NorthAmerica_201708.xlsx | Natural Resources Canada |  | 2016 | [12 empty] | 438.48 | SOLAR-V1-NO-AGE | SOLAR-V1-NO-AGE | SOLAR-V1-NO-AGE | SOLAR-V1-NO-AGE | SOLAR-V1-NO-AGE | 26.48% | 80.9 | 0.61872 | 0.00542
CAN | Canada | Goshen |  | CAN0002147 | 102.4 | 43.2986 | -81.6144 | Wind |  |  |  |  | Goshen Wind LP | Natural Resources Canada | http://ftp.maps.canada.ca/pub/nacei_cnaie/energy_infrastructure/PowerPlantsAllGE100MW_NorthAmerica_201708.xlsx | Natural Resources Canada | 65423 | 2016 | [12 empty] | 237.56 | HYDRO-V1 | HYDRO-V1 | HYDRO-V1 | HYDRO-V1 | HYDRO-V1 | 26.48% | 44.5 | 0.60941 | 0.0053384
CAN | Canada | Halkirk |  | CAN0002153 | 149.4 | 52.2609 | -112.0271 | Wind |  |  |  |  | Capital Power | Natural Resources Canada | http://ftp.maps.canada.ca/pub/nacei_cnaie/energy_infrastructure/PowerPlantsAllGE100MW_NorthAmerica_201708.xlsx | Natural Resources Canada | 58983 | 2016 | [12 empty] | 346.6 | NO-ESTIMATION | NO-ESTIMATION | NO-ESTIMATION | NO-ESTIMATION | CAPACITY-FACTOR-V1 | 26.48% | 101.17 | 0.39109 | 0.0034259
CAN | Canada | St. Joseph |  | CAN0002245 | 138 | 49.1345 | -97.4205 | Wind |  |  |  |  | Pattern Energy | Natural Resources Canada | http://ftp.maps.canada.ca/pub/nacei_cnaie/energy_infrastructure/PowerPlantsAllGE100MW_NorthAmerica_201708.xlsx | Natural Resources Canada | 58247 | 2016 | [12 empty] | 320.16 | NO-ESTIMATION | NO-ESTIMATION | NO-ESTIMATION | NO-ESTIMATION | CAPACITY-FACTOR-V1 | 26.48% | 125 | 0.29238 | 0.0025613
CAN | Canada | South Kent |  | CAN0002243 | 270 | 42.3495 | -82.1071 | Wind |  |  |  |  | South Kent Wind LP | Natural Resources Canada | http://ftp.maps.canada.ca/pub/nacei_cnaie/energy_infrastructure/PowerPlantsAllGE100MW_NorthAmerica_201708.xlsx | Natural Resources Canada | 63443 | 2016 | [12 empty] | 626.4 | NO-ESTIMATION | NO-ESTIMATION | NO-ESTIMATION | NO-ESTIMATION | CAPACITY-FACTOR-V1 | 26.48% | 275 | 0.26002 | 0.0022778
CAN | Canada | Port Alma |  | CAN0002209 | 101.2 | 42.1839 | -82.2851 | Wind |  |  |  |  | Kruger Energy Port Alma LP | Natural Resources Canada | http://ftp.maps.canada.ca/pub/nacei_cnaie/energy_infrastructure/PowerPlantsAllGE100MW_NorthAmerica_201708.xlsx | Natural Resources Canada | 55234 | 2016 | [12 empty] | 234.78 | NO-ESTIMATION | NO-ESTIMATION | NO-ESTIMATION | NO-ESTIMATION | CAPACITY-FACTOR-V1 | 26.48% | 285 | 0.09404 | 0.00082379
CHL | Chile | VALLE DE LOS VIENTOS |  | CHL0002022 | 90 | -22.4803 | -68.8236 | Wind |  |  |  |  | PARQUE EOLICO VALLE DE LOS VIENTOS S.A. | EnergÃ­a Abierta | http://energiaabierta.cl/electricidad/ | EnergÃ­a Abierta | 1077879 | 2016 | [12 empty] | 249.93 | NO-ESTIMATION | NO-ESTIMATION | NO-ESTIMATION | NO-ESTIMATION | CAPACITY-FACTOR-V1 | 31.7%
CHL | Chile | TALTAL |  | CHL0002018 | 99 | -25.0595 | -69.8485 | Wind |  |  |  |  | PARQUE EOLICO TAL TAL S.A. | EnergÃ­a Abierta | http://energiaabierta.cl/electricidad/ | EnergÃ­a Abierta | 1089739 | 2016 | [12 empty] | 274.92 | NO-ESTIMATION | NO-ESTIMATION | NO-ESTIMATION | NO-ESTIMATION | CAPACITY-FACTOR-V1 | 31.7%
CHL | Chile | PUNTA COLORADA |  | CHL0002013 | 20 | -29.3662 | -71.0585 | Wind |  |  |  |  | BARRICK CHILE GENERACION S.A. | EnergÃ­a Abierta | http://energiaabierta.cl/electricidad/ | EnergÃ­a Abierta | 1070013 | 2016 | [12 empty] | 55.54 | HYDRO-V1 | HYDRO-V1 | HYDRO-V1 | HYDRO-V1 | HYDRO-V1 | 31.7%
CHL | Chile | EL ARRAYAN |  | CHL0002005 | 115 | -30.5793 | -71.6981 | Wind |  |  |  |  | PARQUE EOLICO EL ARRAYAN SPA | EnergÃ­a Abierta | http://energiaabierta.cl/electricidad/ | EnergÃ­a Abierta | 1089458 | 2016 | [12 empty] | 319.35 | HYDRO-V1 | HYDRO-V1 | HYDRO-V1 | HYDRO-V1 | HYDRO-V1 | 31.7%
CHL | Chile | TALINAY PONIENTE |  | CHL0002017 | 60.6 | -30.8631 | -71.5984 | Wind |  |  |  |  | EMPRESA ELECTRICA PANGUIPULLI S.A. | EnergÃ­a Abierta | http://energiaabierta.cl/electricidad/ | EnergÃ­a Abierta | 1107101 | 2016 | [12 empty] | 168.28 | NO-ESTIMATION | NO-ESTIMATION | NO-ESTIMATION | NO-ESTIMATION | NO-ESTIMATION | 31.7%
CHL | Chile | TALINAY ORIENTE |  | CHL0002016 | 90 | -30.8734 | -71.5915 | Wind |  |  |  |  | ENEL GREEN POWER CHILE Y P.A. | EnergÃ­a Abierta | http://energiaabierta.cl/electricidad/ | EnergÃ­a Abierta | 1073668 | 2016 | [12 empty] | 249.93 | HYDRO-V1 | HYDRO-V1 | HYDRO-V1 | HYDRO-V1 | HYDRO-V1 | 31.7%
CHL | Chile | LOS CURUROS |  | CHL0002011 | 109.6 | -31.0299 | -71.6571 | Wind |  |  |  |  | PARQUE EOLICO LOS CURUROS LTDA. | EnergÃ­a Abierta | http://energiaabierta.cl/electricidad/ | EnergÃ­a Abierta | 1097014 | 2016 | [12 empty] | 304.36 | HYDRO-V1 | HYDRO-V1 | HYDRO-V1 | HYDRO-V1 | HYDRO-V1 | 31.7%
CHL | Chile | MONTE REDONDO |  | CHL0002012 | 48 | -31.0773 | -71.6578 | Wind |  |  |  |  | EOLICA MONTE REDONDO S.A. | EnergÃ­a Abierta | http://energiaabierta.cl/electricidad/ | EnergÃ­a Abierta | 1075759 | 2016 | [12 empty] | 133.29 | HYDRO-V1 | HYDRO-V1 | HYDRO-V1 | HYDRO-V1 | HYDRO-V1 | 31.7%
CHL | Chile | PUNTA PALMERAS |  | CHL0002014 | 45 | -31.2345 | -71.6404 | Wind |  |  |  |  | PUNTA PALMERAS S.A. | EnergÃ­a Abierta | http://energiaabierta.cl/electricidad/ | EnergÃ­a Abierta | 1105543 | 2016 | [12 empty] | 124.96 | HYDRO-V1 | HYDRO-V1 | HYDRO-V1 | HYDRO-V1 | HYDRO-V1 | 31.7%
CHL | Chile | CANELA |  | CHL0002003 | 18.15 | -31.2883 | -71.6023 | Wind |  |  |  |  | ENDESAECO S.A. | EnergÃ­a Abierta | http://energiaabierta.cl/electricidad/ | EnergÃ­a Abierta | 1067682 | 2016 | [12 empty] | 50.4 | SOLAR-V1-NO-AGE | SOLAR-V1-NO-AGE | SOLAR-V1-NO-AGE | SOLAR-V1-NO-AGE | SOLAR-V1-NO-AGE | 31.7%
CHL | Chile | CANELA II |  | CHL0002004 | 60 | -31.3136 | -71.6011 | Wind |  |  |  |  | ENDESAECO S.A. | EnergÃ­a Abierta | http://energiaabierta.cl/electricidad/ | EnergÃ­a Abierta |  | 2016 | [12 empty] | 166.62 | HYDRO-V1 | HYDRO-V1 | HYDRO-V1 | HYDRO-V1 | HYDRO-V1 | 31.7%
CHL | Chile | TOTORAL |  | CHL0002019 | 46 | -31.3256 | -71.6110 | Wind |  |  |  |  | NORVIND S.A. | EnergÃ­a Abierta | http://energiaabierta.cl/electricidad/ | EnergÃ­a Abierta | 1073827 | 2016 | [12 empty] | 127.74 | NO-ESTIMATION | NO-ESTIMATION | NO-ESTIMATION | NO-ESTIMATION | CAPACITY-FACTOR-V1 | 31.7%
CHL | Chile | UCUQUER 2 |  | CHL0002021 | 10.75 | -34.0427 | -71.6223 | Wind |  |  |  |  | ENERGIAS UCUQUER S.A. | EnergÃ­a Abierta | http://energiaabierta.cl/electricidad/ | EnergÃ­a Abierta |  | 2016 | [12 empty] | 29.85 | SOLAR-V1-NO-AGE | SOLAR-V1-NO-AGE | SOLAR-V1-NO-AGE | SOLAR-V1-NO-AGE | SOLAR-V1-NO-AGE | 31.7%
CHL | Chile | UCUQUER |  | CHL0002020 | 7.2 | -34.0448 | -71.6108 | Wind |  |  |  |  | ENERGIAS UCUQUER S.A. | EnergÃ­a Abierta | http://energiaabierta.cl/electricidad/ | EnergÃ­a Abierta | 1104997 | 2016 | [12 empty] | 19.99 | SOLAR-V1-NO-AGE | SOLAR-V1-NO-AGE | SOLAR-V1-NO-AGE | SOLAR-V1-NO-AGE | SOLAR-V1-NO-AGE | 31.69%
CHL | Chile | EOLICA CUEL |  | CHL0002007 | 33 | -37.5107 | -72.4937 | Wind |  |  |  |  | AELA EOLICA NEGRETE SPA | EnergÃ­a Abierta | http://energiaabierta.cl/electricidad/ | EnergÃ­a Abierta |  | 2016 | [12 empty] | 91.64 | NO-ESTIMATION | NO-ESTIMATION | NO-ESTIMATION | NO-ESTIMATION | CAPACITY-FACTOR-V1 | 31.7%
CHL | Chile | LEBU |  | CHL0002010 | 6.54 | -37.6861 | -73.6491 | Wind |  |  |  |  | PARQUE EOLICO LEBU-TORO SPA | EnergÃ­a Abierta | http://energiaabierta.cl/electricidad/ | EnergÃ­a Abierta |  | 2016 | [12 empty] | 18.16 | NO-ESTIMATION | NO-ESTIMATION | NO-ESTIMATION | NO-ESTIMATION | CAPACITY-FACTOR-V1 | 31.7%
CHL | Chile | EOLICA SAN PEDRO |  | CHL0002008 | 36 | -42.2704 | -73.9401 | Wind |  |  |  |  | BOSQUES DE CHILOE S.A. | EnergÃ­a Abierta | http://energiaabierta.cl/electricidad/ | EnergÃ­a Abierta |  | 2016 | [12 empty] | 99.97 | NO-ESTIMATION | NO-ESTIMATION | NO-ESTIMATION | NO-ESTIMATION | NO-ESTIMATION | 31.7%
CHL | Chile | ALTO BAGUALES |  | CHL0002001 | 1.98 | -45.5260 | -72.1046 | Wind |  |  |  |  | EMPRESA ELECTRICA DE AYSEN S.A. | EnergÃ­a Abierta | http://energiaabierta.cl/electricidad/ | EnergÃ­a Abierta | 1052784 | 2016 | [12 empty] | 5.49 | NO-ESTIMATION | NO-ESTIMATION | NO-ESTIMATION | NO-ESTIMATION | NO-ESTIMATION | 31.65%
CHN | China | Hainan Dongfang Gaopai Phase 1 Wind |  | WRI1072448 | 48 | 18.9725 | 108.6475 | Wind | [5 empty] | UNFCCC CDM Registry | https://cdm.unfccc.int/Projects/redirector?ref=7236 | UNFCCC CDM Registry | 1089757 | [13 empty] | 89.06 | NO-ESTIMATION | NO-ESTIMATION | NO-ESTIMATION | NO-ESTIMATION | NO-ESTIMATION | 21.18%
CHN | China | Hainan Dongfang Sigeng Phase 1 |  | WRI1071539 | 48 | 19.2218 | 108.6368 | Wind | [5 empty] | UNFCCC CDM Registry | https://cdm.unfccc.int/Projects/redirector?ref=4240 | UNFCCC CDM Registry | 1075485 | [13 empty] | 89.06 | NO-ESTIMATION | NO-ESTIMATION | NO-ESTIMATION | NO-ESTIMATION | CAPACITY-FACTOR-V1 | 21.18%
CHN | China | Hainan Danzhou Eman Phase 2 Wind |  | WRI1071801 | 49 | 19.6289 | 109.2633 | Wind | [5 empty] | UNFCCC CDM Registry | https://cdm.unfccc.int/Projects/redirector?ref=5235 | UNFCCC CDM Registry | 1082336 | [13 empty] | 90.92 | NO-ESTIMATION | NO-ESTIMATION | NO-ESTIMATION | NO-ESTIMATION | CAPACITY-FACTOR-V1 | 21.18%
CHN | China | Datang New Energy Lingao Offshore Experimental |  | WRI1072515 | 6 | 20.0172 | 109.7072 | Wind | [5 empty] | UNFCCC CDM Registry | https://cdm.unfccc.int/Projects/redirector?ref=7426 | UNFCCC CDM Registry | [14 empty] | 11.13 | NO-ESTIMATION | NO-ESTIMATION | NO-ESTIMATION | NO-ESTIMATION | CAPACITY-FACTOR-V1 | 21.18%
CHN | China | Huadian Xuwen Qianshan Wind |  | WRI1072321 | 49 | 20.4670 | 110.2250 | Wind | [5 empty] | UNFCCC CDM Registry | https://cdm.unfccc.int/Projects/redirector?ref=6859 | UNFCCC CDM Registry | [14 empty] | 90.92 | NO-ESTIMATION | NO-ESTIMATION | NO-ESTIMATION | NO-ESTIMATION | CAPACITY-FACTOR-V1 | 21.18%
CHN | China | Huadian Xuwen Huangtang Wind |  | WRI1072333 | 49 | 20.5532 | 110.4632 | Wind | [5 empty] | UNFCCC CDM Registry | https://cdm.unfccc.int/Projects/redirector?ref=6895 | UNFCCC CDM Registry | [14 empty] | 90.92 | NO-ESTIMATION | NO-ESTIMATION | NO-ESTIMATION | NO-ESTIMATION | CAPACITY-FACTOR-V1 | 21.18%
CHN | China | Guangdong Zhanjiang Yangqian Wind |  | WRI1071139 | 49 | 20.5803 | 110.4825 | Wind | [5 empty] | UNFCCC CDM Registry | https://cdm.unfccc.int/Projects/redirector?ref=2805 | UNFCCC CDM Registry | 1087846 | [13 empty] | 90.92 | NO-ESTIMATION | NO-ESTIMATION | NO-ESTIMATION | NO-ESTIMATION | CAPACITY-FACTOR-V1 | 21.18%
CHN | China | Leizhou Dongli Wind |  | WRI1072162 | 49 | 20.7000 | 110.4500 | Wind | [5 empty] | UNFCCC CDM Registry | https://cdm.unfccc.int/Projects/redirector?ref=6375 | UNFCCC CDM Registry | [14 empty] | 90.92 | HYDRO-V1 | HYDRO-V1 | HYDRO-V1 | HYDRO-V1 | HYDRO-V1 | 21.18%
CHN | China | Huaneng Zhanjiang Nansan (Haifeng) Wind |  | WRI1072188 | 49 | 21.1621 | 110.5900 | Wind | [5 empty] | UNFCCC CDM Registry | https://cdm.unfccc.int/Projects/redirector?ref=6438 | UNFCCC CDM Registry | 1087846 | [13 empty] | 90.92 | NO-ESTIMATION | NO-ESTIMATION | NO-ESTIMATION | NO-ESTIMATION | CAPACITY-FACTOR-V1 | 21.18%
CHN | China | Guangdong Taishan Shangchuandao Island Phase 1 |  | WRI1071161 | 48 | 21.5806 | 112.7697 | Wind | [5 empty] | UNFCCC CDM Registry | https://cdm.unfccc.int/Projects/redirector?ref=2953 | UNFCCC CDM Registry | [14 empty] | 89.06 | NO-ESTIMATION | NO-ESTIMATION | NO-ESTIMATION | NO-ESTIMATION | CAPACITY-FACTOR-V1 | 21.18%
CHN | China | Guangdong Taishan Shangchuandao Island Phase 2 |  | WRI1071162 | 36 | 21.6058 | 112.7700 | Wind | [5 empty] | UNFCCC CDM Registry | https://cdm.unfccc.int/Projects/redirector?ref=2954 | UNFCCC CDM Registry | [14 empty] | 66.8 | NO-ESTIMATION | NO-ESTIMATION | NO-ESTIMATION | NO-ESTIMATION | CAPACITY-FACTOR-V1 | 21.18%
CHN | China | Maoming Dianbai Lingmen |  | WRI1072461 | 49 | 21.6161 | 111.3697 | Wind | [5 empty] | UNFCCC CDM Registry | https://cdm.unfccc.int/Projects/redirector?ref=7284 | UNFCCC CDM Registry | 1088082 | [13 empty] | 90.92 | NO-ESTIMATION | NO-ESTIMATION | NO-ESTIMATION | NO-ESTIMATION | CAPACITY-FACTOR-V1 | 21.18%
CHN | China | Guangdong Wenbiling Wind |  | WRI1071804 | 49 | 21.6351 | 111.6516 | Wind | [5 empty] | UNFCCC CDM Registry | https://cdm.unfccc.int/Projects/redirector?ref=5243 | WRI | [14 empty] | 90.92 | HYDRO-V1 | HYDRO-V1 | HYDRO-V1 | HYDRO-V1 | HYDRO-V1 | 21.18%
CHN | China | Cgn Guangdong Duanfen Wind |  | WRI1071778 | 47 | 21.8900 | 112.5820 | Wind | [5 empty] | UNFCCC CDM Registry | https://cdm.unfccc.int/Projects/redirector?ref=5136 | UNFCCC CDM Registry | [14 empty] | 87.21 | NO-ESTIMATION | NO-ESTIMATION | NO-ESTIMATION | NO-ESTIMATION | CAPACITY-FACTOR-V1 | 21.18%
CHN | China | Zhuhai Gaolan Island |  | WRI1071708 | 49 | 21.9186 | 113.2533 | Wind | [5 empty] | UNFCCC CDM Registry | https://cdm.unfccc.int/Projects/redirector?ref=4899 | UNFCCC CDM Registry | [14 empty] | 90.92 | SOLAR-V1-NO-AGE | SOLAR-V1-NO-AGE | SOLAR-V1-NO-AGE | SOLAR-V1-NO-AGE | SOLAR-V1-NO-AGE | 21.18%
CHN | China | Cgn Guangdong Wencun Wind |  | WRI1071779 | 35 | 21.9550 | 112.6080 | Wind | [5 empty] | UNFCCC CDM Registry | https://cdm.unfccc.int/Projects/redirector?ref=5137 | UNFCCC CDM Registry | [14 empty] | 64.94 | NO-ESTIMATION | NO-ESTIMATION | NO-ESTIMATION | NO-ESTIMATION | CAPACITY-FACTOR-V1 | 21.18%
CHN | China | Cgn Guangdong Guanghai Wind |  | WRI1071776 | 39 | 22.0230 | 112.7630 | Wind | [5 empty] | UNFCCC CDM Registry | https://cdm.unfccc.int/Projects/redirector?ref=5133 | UNFCCC CDM Registry | [14 empty] | 72.36 | NO-ESTIMATION | NO-ESTIMATION | NO-ESTIMATION | NO-ESTIMATION | CAPACITY-FACTOR-V1 | 21.18%
CHN | China | Cgn Menghai Padingliangzi |  | WRI1072329 | 49 | 22.0294 | 100.1078 | Wind | [5 empty] | UNFCCC CDM Registry | https://cdm.unfccc.int/Projects/redirector?ref=6886 | UNFCCC CDM Registry | [14 empty] | 90.92 | NO-ESTIMATION | NO-ESTIMATION | NO-ESTIMATION | NO-ESTIMATION | CAPACITY-FACTOR-V1 | 21.18%
CHN | China | Maoming Zhongao First Phase Wind |  | WRI1072479 | 49 | 22.2790 | 111.4280 | Wind | [5 empty] | UNFCCC CDM Registry | https://cdm.unfccc.int/Projects/redirector?ref=7318 | UNFCCC CDM Registry | [14 empty] | 90.92 | HYDRO-V1 | HYDRO-V1 | HYDRO-V1 | HYDRO-V1 | HYDRO-V1 | 21.18%
CHN | China | Guangdong Xinyi Qianpai Wind |  | WRI1072313 | 49 | 22.3308 | 111.2414 | Wind | [5 empty] | UNFCCC CDM Registry | https://cdm.unfccc.int/Projects/redirector?ref=6844 | UNFCCC CDM Registry | [14 empty] | 90.92 | NO-ESTIMATION | NO-ESTIMATION | NO-ESTIMATION | NO-ESTIMATION | CAPACITY-FACTOR-V1 | 21.18%
CHN | China | Cgn Xinxing Wind |  | WRI1072081 | 47 | 22.3790 | 111.9600 | Wind | [5 empty] | UNFCCC CDM Registry | https://cdm.unfccc.int/Projects/redirector?ref=6117 | UNFCCC CDM Registry | [14 empty] | 87.21 | NO-ESTIMATION | NO-ESTIMATION | NO-ESTIMATION | NO-ESTIMATION | CAPACITY-FACTOR-V1 | 21.18%
CHN | China | Cgn Luoding Yapoji Wind |  | WRI1072075 | 49 | 22.6220 | 111.1870 | Wind | [5 empty] | UNFCCC CDM Registry | https://cdm.unfccc.int/Projects/redirector?ref=6102 | UNFCCC CDM Registry | [14 empty] | 90.92 | SOLAR-V1-NO-AGE | SOLAR-V1-NO-AGE | SOLAR-V1-NO-AGE | SOLAR-V1-NO-AGE | SOLAR-V1-NO-AGE | 21.18%
CHN | China | Lufeng Jiadong First Phase |  | WRI1071038 | 30 | 22.7500 | 115.4167 | Wind | [5 empty] | UNFCCC CDM Registry | https://cdm.unfccc.int/Projects/redirector?ref=1338 | UNFCCC CDM Registry | 1087369 | [13 empty] | 55.66 | SOLAR-V1-NO-AGE | SOLAR-V1-NO-AGE | SOLAR-V1-NO-AGE | SOLAR-V1-NO-AGE | SOLAR-V1-NO-AGE | 21.18%
CHN | China | Guangdong Jiahu |  | WRI1071398 | 48 | 22.8100 | 115.9300 | Wind | [5 empty] | UNFCCC CDM Registry | https://cdm.unfccc.int/Projects/redirector?ref=3727 | UNFCCC CDM Registry | [14 empty] | 89.06 | NO-ESTIMATION | NO-ESTIMATION | NO-ESTIMATION | NO-ESTIMATION | CAPACITY-FACTOR-V1 | 21.18%
CHN | China | Resources New Energy Lufeng Chengmei |  | WRI1072028 | 49 | 22.8665 | 115.7708 | Wind | [5 empty] | UNFCCC CDM Registry | https://cdm.unfccc.int/Projects/redirector?ref=5986 | UNFCCC CDM Registry | [14 empty] | 90.92 | SOLAR-V1-NO-AGE | SOLAR-V1-NO-AGE | SOLAR-V1-NO-AGE | SOLAR-V1-NO-AGE | SOLAR-V1-NO-AGE | 21.18%
CHN | China | Guangxi Yulin Darongshan Wind |  | WRI1071956 | 25 | 22.8722 | 110.2332 | Wind | [5 empty] | UNFCCC CDM Registry | https://cdm.unfccc.int/Projects/redirector?ref=5771 | UNFCCC CDM Registry | 1106214 | [13 empty] | 46.39 | NO-ESTIMATION | NO-ESTIMATION | NO-ESTIMATION | NO-ESTIMATION | CAPACITY-FACTOR-V1 | 21.18%
CHN | China | Banmei |  | WRI1025934 | 52.8 | 23.0200 | 116.5500 | Wind | [5 empty] | China Wind Power Center | http://www.cwpc.cn/cwpp/en/information/wind-farms-china/wind-farm-map/ | [15 empty] | 97.97 | SOLAR-V1-NO-AGE | SOLAR-V1-NO-AGE | SOLAR-V1-NO-AGE | SOLAR-V1-NO-AGE | SOLAR-V1-NO-AGE | 21.18%
CHN | China | Guangdong Guanshan Wind |  | WRI1071372 | 49 | 23.0380 | 116.2994 | Wind | [5 empty] | UNFCCC CDM Registry | https://cdm.unfccc.int/Projects/redirector?ref=3626 | UNFCCC CDM Registry | [14 empty] | 90.92 | HYDRO-V1 | HYDRO-V1 | HYDRO-V1 | HYDRO-V1 | HYDRO-V1 | 21.18%
CHN | China | Guangdong Chaonan Chengtian Wind |  | WRI1071132 | 49 | 23.1015 | 116.4304 | Wind | [5 empty] | UNFCCC CDM Registry | https://cdm.unfccc.int/Projects/redirector?ref=2771 | UNFCCC CDM Registry | [14 empty] | 90.92 | SOLAR-V1-NO-AGE | SOLAR-V1-NO-AGE | SOLAR-V1-NO-AGE | SOLAR-V1-NO-AGE | SOLAR-V1-NO-AGE | 21.18%
CHN | China | Guangdong Chaonan Shalong Wind |  | WRI1071319 | 49 | 23.1083 | 116.4806 | Wind | [5 empty] | UNFCCC CDM Registry | https://cdm.unfccc.int/Projects/redirector?ref=3436 | UNFCCC CDM Registry | [14 empty] | 90.92 | NO-ESTIMATION | NO-ESTIMATION | NO-ESTIMATION | NO-ESTIMATION | CAPACITY-FACTOR-V1 | 21.18%
CHN | China | Guangdong Leiling Wind |  | WRI1071655 | 49 | 23.1283 | 116.3722 | Wind | [5 empty] | UNFCCC CDM Registry | https://cdm.unfccc.int/Projects/redirector?ref=4747 | UNFCCC CDM Registry | [14 empty] | 90.92 | NO-ESTIMATION | NO-ESTIMATION | NO-ESTIMATION | NO-ESTIMATION | CAPACITY-FACTOR-V1 | 21.18%
CHN | China | Dahao Wind |  | WRI1071295 | 20 | 23.2407 | 116.7940 | Wind | [5 empty] | UNFCCC CDM Registry | https://cdm.unfccc.int/Projects/redirector?ref=3365 | UNFCCC CDM Registry | 1038377 | [13 empty] | 37.11 | NO-ESTIMATION | NO-ESTIMATION | NO-ESTIMATION | NO-ESTIMATION | CAPACITY-FACTOR-V1 | 21.18%
CHN | China | Guangdong Nanao Huaneng Wind |  | WRI1070927 | 45 | 23.3600 | 116.6783 | Wind | [5 empty] | UNFCCC CDM Registry | https://cdm.unfccc.int/Projects/redirector?ref=299 | UNFCCC CDM Registry | 1065164 | [13 empty] | 83.5 | NO-ESTIMATION | NO-ESTIMATION | NO-ESTIMATION | NO-ESTIMATION | CAPACITY-FACTOR-V1 | 21.18%
CHN | China | Huadian Yunnan Mengzi Duogu Phase 1 |  | WRI1072499 | 49 | 23.4200 | 103.4800 | Wind | [5 empty] | UNFCCC CDM Registry | https://cdm.unfccc.int/Projects/redirector?ref=7368 | UNFCCC CDM Registry | 1096397 | [13 empty] | 90.92 | NO-ESTIMATION | NO-ESTIMATION | NO-ESTIMATION | NO-ESTIMATION | CAPACITY-FACTOR-V1 | 21.18%
CHN | China | Shangang |  | WRI1025933 | 45.05 | 23.4300 | 117.0900 | Wind | [5 empty] | China Wind Power Center | http://www.cwpc.cn/cwpp/en/information/wind-farms-china/wind-farm-map/ | [15 empty] | 83.59 | NO-ESTIMATION | NO-ESTIMATION | NO-ESTIMATION | NO-ESTIMATION | CAPACITY-FACTOR-V1 | 21.18%
CHN | China | Niutouling |  | WRI1023888 | 43 | 23.4400 | 117.0700 | Wind |  |  |  |  | 1 | China Wind Power Center | http://www.cwpc.cn/cwpp/en/information/wind-farms-china/wind-farm-map/ | [15 empty] | 79.79 | HYDRO-V1 | HYDRO-V1 | HYDRO-V1 | HYDRO-V1 | HYDRO-V1 | 21.18%
CHN | China | Yueshan |  | WRI1023887 | 47.4 | 23.4500 | 117.0700 | Wind | [5 empty] | China Wind Power Center | http://www.cwpc.cn/cwpp/en/information/wind-farms-china/wind-farm-map/ | [15 empty] | 87.95 | HYDRO-V1 | HYDRO-V1 | HYDRO-V1 | HYDRO-V1 | HYDRO-V1 | 21.18%
CHN | China | Huaneng Guangdong Nanao East Island |  | WRI1071514 | 15 | 23.4500 | 117.1000 | Wind | [5 empty] | UNFCCC CDM Registry | https://cdm.unfccc.int/Projects/redirector?ref=4165 | UNFCCC CDM Registry | [14 empty] | 27.83 | NO-ESTIMATION | NO-ESTIMATION | NO-ESTIMATION | NO-ESTIMATION | CAPACITY-FACTOR-V1 | 21.18%
CHN | China | Raoping Haishan Wind |  | WRI1072025 | 49 | 23.5167 | 116.9833 | Wind | [5 empty] | UNFCCC CDM Registry | https://cdm.unfccc.int/Projects/redirector?ref=5971 | UNFCCC CDM Registry | [14 empty] | 90.92 | NO-ESTIMATION | NO-ESTIMATION | NO-ESTIMATION | NO-ESTIMATION | CAPACITY-FACTOR-V1 | 21.18%
CHN | China | Liu'ao |  | WRI1025932 | 79.6 | 23.8600 | 117.4900 | Wind | [5 empty] | China Wind Power Center | http://www.cwpc.cn/cwpp/en/information/wind-farms-china/wind-farm-map/ | [15 empty] | 147.7 | NO-ESTIMATION | NO-ESTIMATION | NO-ESTIMATION | NO-ESTIMATION | CAPACITY-FACTOR-V1 | 21.18%
CHN | China | Longhai Longjiao |  | WRI1072304 | 48 | 24.2856 | 118.1036 | Wind | [5 empty] | UNFCCC CDM Registry | https://cdm.unfccc.int/Projects/redirector?ref=6822 | UNFCCC CDM Registry | 1097974 | [13 empty] | 89.06 | NO-ESTIMATION | NO-ESTIMATION | NO-ESTIMATION | NO-ESTIMATION | CAPACITY-FACTOR-V1 | 21.18%
CHN | China | Fujian Dongshan Wujiaobay Wind |  | WRI1070986 | 30 | 24.3100 | 117.3900 | Wind | [5 empty] | UNFCCC CDM Registry | https://cdm.unfccc.int/Projects/redirector?ref=995 | UNFCCC CDM Registry | [14 empty] | 55.66 | NO-ESTIMATION | NO-ESTIMATION | NO-ESTIMATION | NO-ESTIMATION | CAPACITY-FACTOR-V1 | 21.18%
CHN | China | Yunnan Luxi Donghua Wind |  | WRI1072091 | 31 | 24.4750 | 103.8080 | Wind | [5 empty] | UNFCCC CDM Registry | https://cdm.unfccc.int/Projects/redirector?ref=6147 | UNFCCC CDM Registry | [14 empty] | 57.52 | NO-ESTIMATION | NO-ESTIMATION | NO-ESTIMATION | NO-ESTIMATION | CAPACITY-FACTOR-V1 | 21.18%
CHN | China | Yunnan Luxi Liziqing Wind |  | WRI1071636 | 49 | 24.5250 | 103.8420 | Wind | [5 empty] | UNFCCC CDM Registry | https://cdm.unfccc.int/Projects/redirector?ref=4690 | UNFCCC CDM Registry | 1089404 | [13 empty] | 90.92 | NO-ESTIMATION | NO-ESTIMATION | NO-ESTIMATION | NO-ESTIMATION | CAPACITY-FACTOR-V1 | 21.18%
CHN | China | Yunnan Luxi Dongshan Wind |  | WRI1072090 | 40 | 24.5420 | 103.8670 | Wind | [5 empty] | UNFCCC CDM Registry | https://cdm.unfccc.int/Projects/redirector?ref=6146 | UNFCCC CDM Registry | [14 empty] | 74.22 | NO-ESTIMATION | NO-ESTIMATION | NO-ESTIMATION | NO-ESTIMATION | CAPACITY-FACTOR-V1 | 21.18%
CHN | China | Huitengxile |  | WRI1070920 | 25 | 24.7000 | 108.3300 | Wind | [5 empty] | UNFCCC CDM Registry | https://cdm.unfccc.int/Projects/redirector?ref=64 | UNFCCC CDM Registry | [14 empty] | 46.39 | HYDRO-V1 | HYDRO-V1 | HYDRO-V1 | HYDRO-V1 | HYDRO-V1 | 21.18%
CHN | China | Fuchuan Longtou Phase 1 |  | WRI1072069 | 49 | 24.7833 | 111.2833 | Wind | [5 empty] | UNFCCC CDM Registry | https://cdm.unfccc.int/Projects/redirector?ref=6090 | UNFCCC CDM Registry | [14 empty] | 90.92 | NO-ESTIMATION | NO-ESTIMATION | NO-ESTIMATION | NO-ESTIMATION | CAPACITY-FACTOR-V1 | 21.18%
CHN | China | Yunnan Luliang Damogu Wind |  | WRI1071737 | 49 | 24.8900 | 103.6400 | Wind | [5 empty] | UNFCCC CDM Registry | https://cdm.unfccc.int/Projects/redirector?ref=4980 | UNFCCC CDM Registry | [14 empty] | 90.92 | NO-ESTIMATION | NO-ESTIMATION | NO-ESTIMATION | NO-ESTIMATION | CAPACITY-FACTOR-V1 | 21.18%
CHN | China | Fujian Huian Xiaozuo Wind |  | WRI1072134 | 22 | 24.9616 | 119.0243 | Wind | [5 empty] | UNFCCC CDM Registry | https://cdm.unfccc.int/Projects/redirector?ref=6280 | WRI | [14 empty] | 40.82 | NO-ESTIMATION | NO-ESTIMATION | NO-ESTIMATION | NO-ESTIMATION | CAPACITY-FACTOR-V1 | 21.18%
CHN | China | Fujian Nanridao Wind |  | WRI1071010 | 16 | 25.0000 | 119.0000 | Wind | [5 empty] | UNFCCC CDM Registry | https://cdm.unfccc.int/Projects/redirector?ref=1172 | UNFCCC CDM Registry | [14 empty] | 29.68 | NO-ESTIMATION | NO-ESTIMATION | NO-ESTIMATION | NO-ESTIMATION | CAPACITY-FACTOR-V1 | 21.18%
CHN | China | Yunnan Luliang Yangmeishan Zijia Wind |  | WRI1071375 | 49 | 25.0772 | 103.8089 | Wind | [5 empty] | UNFCCC CDM Registry | https://cdm.unfccc.int/Projects/redirector?ref=3652 | UNFCCC CDM Registry | [14 empty] | 90.92 | NO-ESTIMATION | NO-ESTIMATION | NO-ESTIMATION | NO-ESTIMATION | CAPACITY-FACTOR-V1 | 21.18%
CHN | China | Yunnan Luliang Yangmeishan Daluwan Wind |  | WRI1071679 | 49 | 25.0858 | 103.8442 | Wind | [5 empty] | UNFCCC CDM Registry | https://cdm.unfccc.int/Projects/redirector?ref=4812 | UNFCCC CDM Registry | [14 empty] | 90.92 | HYDRO-V1 | HYDRO-V1 | HYDRO-V1 | HYDRO-V1 | HYDRO-V1 | 21.18%
CHN | China | Resources New Energy Lianzhou Yanxi Wind |  | WRI1072237 | 49 | 25.1139 | 112.5944 | Wind | [5 empty] | UNFCCC CDM Registry | https://cdm.unfccc.int/Projects/redirector?ref=6616 | UNFCCC CDM Registry | 1097607 | [13 empty] | 90.92 | NO-ESTIMATION | NO-ESTIMATION | NO-ESTIMATION | NO-ESTIMATION | CAPACITY-FACTOR-V1 | 21.18%
CHN | China | Putian Houhai Wind Power Phase 2 |  | WRI1072353 | 48 | 25.1600 | 119.1200 | Wind | [5 empty] | UNFCCC CDM Registry | https://cdm.unfccc.int/Projects/redirector?ref=6951 | UNFCCC CDM Registry | 1090883 | [13 empty] | 89.06 | SOLAR-V1-NO-AGE | SOLAR-V1-NO-AGE | SOLAR-V1-NO-AGE | SOLAR-V1-NO-AGE | SOLAR-V1-NO-AGE | 21.18%
CHN | China | Fumin Dafengyakou Wind |  | WRI1071849 | 33 | 25.1670 | 102.4830 | Wind | [5 empty] | UNFCCC CDM Registry | https://cdm.unfccc.int/Projects/redirector?ref=5409 | UNFCCC CDM Registry | 1089731 | [13 empty] | 61.23 | NO-ESTIMATION | NO-ESTIMATION | NO-ESTIMATION | NO-ESTIMATION | CAPACITY-FACTOR-V1 | 21.18%
CHN | China | Putian Shijing Phase 2 |  | WRI1071957 | 14 | 25.1894 | 119.2698 | Wind | [5 empty] | UNFCCC CDM Registry | https://cdm.unfccc.int/Projects/redirector?ref=5772 | UNFCCC CDM Registry | [14 empty] | 25.97 | NO-ESTIMATION | NO-ESTIMATION | NO-ESTIMATION | NO-ESTIMATION | CAPACITY-FACTOR-V1 | 21.18%
CHN | China | Fumin Mayingshan Wind |  | WRI1072027 | 40 | 25.2014 | 102.4242 | Wind | [5 empty] | UNFCCC CDM Registry | https://cdm.unfccc.int/Projects/redirector?ref=5974 | UNFCCC CDM Registry | [14 empty] | 74.22 | HYDRO-V1 | HYDRO-V1 | HYDRO-V1 | HYDRO-V1 | HYDRO-V1 | 21.18%
CHN | China | Fujian Putian Nanri Phase 3 Wind |  | WRI1071417 | 48 | 25.2047 | 119.4917 | Wind | [5 empty] | UNFCCC CDM Registry | https://cdm.unfccc.int/Projects/redirector?ref=3799 | UNFCCC CDM Registry | 1106141 | [13 empty] | 89.06 | HYDRO-V1 | HYDRO-V1 | HYDRO-V1 | HYDRO-V1 | HYDRO-V1 | 21.18%
CHN | China | Putian Shijing |  | WRI1071545 | 40 | 25.2102 | 119.2899 | Wind | [5 empty] | UNFCCC CDM Registry | https://cdm.unfccc.int/Projects/redirector?ref=4256 | UNFCCC CDM Registry | 1075486 | [13 empty] | 74.22 | HYDRO-V1 | HYDRO-V1 | HYDRO-V1 | HYDRO-V1 | HYDRO-V1 | 21.18%
CHN | China | Putian Dongqiao |  | WRI1071891 | 48 | 25.2284 | 119.1589 | Wind | [5 empty] | UNFCCC CDM Registry | https://cdm.unfccc.int/Projects/redirector?ref=5581 | UNFCCC CDM Registry | [14 empty] | 89.06 | HYDRO-V1 | HYDRO-V1 | HYDRO-V1 | HYDRO-V1 | HYDRO-V1 | 21.18%
CHN | China | Putian Shicheng Phase 2 Wind |  | WRI1071857 | 49 | 25.2640 | 119.3467 | Wind | [5 empty] | UNFCCC CDM Registry | https://cdm.unfccc.int/Projects/redirector?ref=5441 | UNFCCC CDM Registry | 1075486 | [13 empty] | 90.92 | HYDRO-V1 | HYDRO-V1 | HYDRO-V1 | HYDRO-V1 | HYDRO-V1 | 21.18%
CHN | China | Putian Shicheng |  | WRI1071498 | 40 | 25.2692 | 119.3639 | Wind | [5 empty] | UNFCCC CDM Registry | https://cdm.unfccc.int/Projects/redirector?ref=4122 | UNFCCC CDM Registry | 1075486 | [13 empty] | 74.22 | HYDRO-V1 | HYDRO-V1 | HYDRO-V1 | HYDRO-V1 | HYDRO-V1 | 21.18%
CHN | China | Putian Houhai Wind |  | WRI1071813 | 48 | 25.3039 | 119.2077 | Wind | [5 empty] | UNFCCC CDM Registry | https://cdm.unfccc.int/Projects/redirector?ref=5270 | UNFCCC CDM Registry | 1090883 | [13 empty] | 89.06 | HYDRO-V1 | HYDRO-V1 | HYDRO-V1 | HYDRO-V1 | HYDRO-V1 | 21.18%
CHN | China | Yunan Fumin Baihuashan Wind |  | WRI1072437 | 48 | 25.3070 | 102.3492 | Wind | [5 empty] | UNFCCC CDM Registry | https://cdm.unfccc.int/Projects/redirector?ref=7202 | UNFCCC CDM Registry | [14 empty] | 89.06 | NO-ESTIMATION | NO-ESTIMATION | NO-ESTIMATION | NO-ESTIMATION | CAPACITY-FACTOR-V1 | 21.18%
CHN | China | Fujian Zhangpu Liuao Wind |  | WRI1070930 | 30 | 25.3308 | 118.7433 | Wind | [5 empty] | UNFCCC CDM Registry | https://cdm.unfccc.int/Projects/redirector?ref=388 | UNFCCC CDM Registry | 1062523 | [13 empty] | 55.66 | HYDRO-V1 | HYDRO-V1 | HYDRO-V1 | HYDRO-V1 | HYDRO-V1 | 21.18%
CHN | China | Hunan Linwu Sanshiliuwan Wind |  | WRI1072525 | 48 | 25.3736 | 112.4844 | Wind | [5 empty] | UNFCCC CDM Registry | https://cdm.unfccc.int/Projects/redirector?ref=7480 | UNFCCC CDM Registry | [14 empty] | 89.06 | HYDRO-V1 | HYDRO-V1 | HYDRO-V1 | HYDRO-V1 | HYDRO-V1 | 21.18%
CHN | China | Fujian Qingfeng Wind |  | WRI1072080 | 48 | 25.3800 | 119.4500 | Wind | [5 empty] | UNFCCC CDM Registry | https://cdm.unfccc.int/Projects/redirector?ref=6115 | UNFCCC CDM Registry | [14 empty] | 89.06 | HYDRO-V1 | HYDRO-V1 | HYDRO-V1 | HYDRO-V1 | HYDRO-V1 | 21.18%
CHN | China | Huadian Fuqing Niutouwei Wind |  | WRI1071669 | 30 | 25.4193 | 119.2791 | Wind | [5 empty] | UNFCCC CDM Registry | https://cdm.unfccc.int/Projects/redirector?ref=4783 | UNFCCC CDM Registry | [14 empty] | 55.66 | HYDRO-V1 | HYDRO-V1 | HYDRO-V1 | HYDRO-V1 | HYDRO-V1 | 21.18%
CHN | China | Hunan Chenzhou Xiangdian Luhejin Wind |  | WRI1072258 | 48 | 25.4422 | 112.7019 | Wind | [5 empty] | UNFCCC CDM Registry | https://cdm.unfccc.int/Projects/redirector?ref=6681 | UNFCCC CDM Registry | 1089403 | [13 empty] | 89.06 | HYDRO-V1 | HYDRO-V1 | HYDRO-V1 | HYDRO-V1 | HYDRO-V1 | 21.18%
CHN | China | Huaneng Dali Wuzipo Phase 1 Wind |  | WRI1072179 | 49 | 25.4431 | 100.3533 | Wind | [5 empty] | UNFCCC CDM Registry | https://cdm.unfccc.int/Projects/redirector?ref=6419 | UNFCCC CDM Registry | 1107112 | [13 empty] | 90.92 | HYDRO-V1 | HYDRO-V1 | HYDRO-V1 | HYDRO-V1 | HYDRO-V1 | 21.18%
CHN | China | Yunnan Langmushan Phase 1 Wind |  | WRI1071883 | 49 | 25.4499 | 103.8893 | Wind | [5 empty] | UNFCCC CDM Registry | https://cdm.unfccc.int/Projects/redirector?ref=5552 | UNFCCC CDM Registry | [14 empty] | 90.92 | HYDRO-V1 | HYDRO-V1 | HYDRO-V1 | HYDRO-V1 | HYDRO-V1 | 21.18%
CHN | China | Fuqing Zeqi |  | WRI1071706 | 48 | 25.4708 | 119.4777 | Wind | [5 empty] | UNFCCC CDM Registry | https://cdm.unfccc.int/Projects/redirector?ref=4895 | UNFCCC CDM Registry | [14 empty] | 89.06 | HYDRO-V1 | HYDRO-V1 | HYDRO-V1 | HYDRO-V1 | HYDRO-V1 | 21.18%
CHN | China | Fujian Fuqing Gaoshan Phase 1 Wind |  | WRI1071194 | 20 | 25.4850 | 119.6050 | Wind | [5 empty] | UNFCCC CDM Registry | https://cdm.unfccc.int/Projects/redirector?ref=3070 | UNFCCC CDM Registry | [14 empty] | 37.11 | HYDRO-V1 | HYDRO-V1 | HYDRO-V1 | HYDRO-V1 | HYDRO-V1 | 21.18%
CHN | China | Yunnan Dali Dafengba Wind |  | WRI1071222 | 48 | 25.5169 | 100.2546 | Wind | [5 empty] | UNFCCC CDM Registry | https://cdm.unfccc.int/Projects/redirector?ref=3128 | UNFCCC CDM Registry | [14 empty] | 89.06 | HYDRO-V1 | HYDRO-V1 | HYDRO-V1 | HYDRO-V1 | HYDRO-V1 | 21.18%
CHN | China | Meijiashan |  | WRI1072193 | 49 | 25.5253 | 101.2911 | Wind | [5 empty] | UNFCCC CDM Registry | https://cdm.unfccc.int/Projects/redirector?ref=6462 | UNFCCC CDM Registry | [14 empty] | 90.92 | HYDRO-V1 | HYDRO-V1 | HYDRO-V1 | HYDRO-V1 | HYDRO-V1 | 21.18%
CHN | China | Fujian Pingtan Changjiangao Wind |  | WRI1071011 | 100 | 25.5626 | 119.7714 | Wind | [5 empty] | UNFCCC CDM Registry | https://cdm.unfccc.int/Projects/redirector?ref=1177 | UNFCCC CDM Registry | 1017275 | [13 empty] | 185.56 | HYDRO-V1 | HYDRO-V1 | HYDRO-V1 | HYDRO-V1 | HYDRO-V1 | 21.18%
CHN | China | Jianshanliangzi Wind |  | WRI1072111 | 49 | 25.5636 | 101.2489 | Wind | [5 empty] | UNFCCC CDM Registry | https://cdm.unfccc.int/Projects/redirector?ref=6211 | UNFCCC CDM Registry | [14 empty] | 90.92 | HYDRO-V1 | HYDRO-V1 | HYDRO-V1 | HYDRO-V1 | HYDRO-V1 | 21.18%
CHN | China | Fuqing Jiaru |  | WRI1071376 | 48 | 25.5703 | 113.5480 | Wind | [5 empty] | UNFCCC CDM Registry | https://cdm.unfccc.int/Projects/redirector?ref=3657 | UNFCCC CDM Registry | [14 empty] | 89.06 | HYDRO-V1 | HYDRO-V1 | HYDRO-V1 | HYDRO-V1 | HYDRO-V1 | 21.18%
CHN | China | Fuqing Jiaru Wind Power Phase 2 |  | WRI1072073 | 48 | 25.5710 | 119.5540 | Wind | [5 empty] | UNFCCC CDM Registry | https://cdm.unfccc.int/Projects/redirector?ref=6098 | UNFCCC CDM Registry | [14 empty] | 89.06 | HYDRO-V1 | HYDRO-V1 | HYDRO-V1 | HYDRO-V1 | HYDRO-V1 | 21.18%
CHN | China | Lubei |  | WRI1025931 | 106 | 25.6100 | 119.7600 | Wind | [5 empty] | China Wind Power Center | http://www.cwpc.cn/cwpp/en/information/wind-farms-china/wind-farm-map/ | [15 empty] | 196.69 | HYDRO-V1 | HYDRO-V1 | HYDRO-V1 | HYDRO-V1 | HYDRO-V1 | 21.18%
CHN | China | Yunnan Leiyingshan Wind |  | WRI1072252 | 49 | 25.7399 | 101.9767 | Wind | [5 empty] | UNFCCC CDM Registry | https://cdm.unfccc.int/Projects/redirector?ref=6655 | UNFCCC CDM Registry | 1088318 | [13 empty] | 90.92 | HYDRO-V1 | HYDRO-V1 | HYDRO-V1 | HYDRO-V1 | HYDRO-V1 | 21.18%
CHN | China | Xundian Gaobenshan |  | WRI1072516 | 49 | 25.7760 | 103.1892 | Wind | [5 empty] | UNFCCC CDM Registry | https://cdm.unfccc.int/Projects/redirector?ref=7427 | UNFCCC CDM Registry | 1108571 | [13 empty] | 90.92 | HYDRO-V1 | HYDRO-V1 | HYDRO-V1 | HYDRO-V1 | HYDRO-V1 | 21.18%
CHN | China | Yunnan Eryuan Qilongshan Wind |  | WRI1072244 | 48 | 25.8833 | 99.8000 | Wind | [5 empty] | UNFCCC CDM Registry | https://cdm.unfccc.int/Projects/redirector?ref=6633 | UNFCCC CDM Registry | 1086605 | [13 empty] | 89.06 | HYDRO-V1 | HYDRO-V1 | HYDRO-V1 | HYDRO-V1 | HYDRO-V1 | 21.18%
CHN | China | Yunnan Luopingshan Phase 1 Wind |  | WRI1071715 | 48 | 25.9833 | 99.8333 | Wind | [5 empty] | UNFCCC CDM Registry | https://cdm.unfccc.int/Projects/redirector?ref=4912 | UNFCCC CDM Registry | 1086718 | [13 empty] | 89.06 | HYDRO-V1 | HYDRO-V1 | HYDRO-V1 | HYDRO-V1 | HYDRO-V1 | 21.18%
CHN | China | Yunnan Eryuan Fengle Wind |  | WRI1072218 | 48 | 26.0619 | 99.8289 | Wind | [5 empty] | UNFCCC CDM Registry | https://cdm.unfccc.int/Projects/redirector?ref=6545 | UNFCCC CDM Registry | [14 empty] | 89.06 | HYDRO-V1 | HYDRO-V1 | HYDRO-V1 | HYDRO-V1 | HYDRO-V1 | 21.18%
CHN | China | Longsheng Nanshan Phase 2 |  | WRI1072418 | 49 | 26.0850 | 110.0517 | Wind | [5 empty] | UNFCCC CDM Registry | https://cdm.unfccc.int/Projects/redirector?ref=7146 | UNFCCC CDM Registry | [14 empty] | 90.92 | HYDRO-V1 | HYDRO-V1 | HYDRO-V1 | HYDRO-V1 | HYDRO-V1 | 21.18%
CHN | China | Huaneng Yunnan Eryuan Dalongtan |  | WRI1072293 | 49 | 26.0867 | 100.1025 | Wind | [5 empty] | UNFCCC CDM Registry | https://cdm.unfccc.int/Projects/redirector?ref=6788 | UNFCCC CDM Registry | [14 empty] | 90.92 | HYDRO-V1 | HYDRO-V1 | HYDRO-V1 | HYDRO-V1 | HYDRO-V1 | 21.18%
CHN | China | Huaneng Eryuan Maanshan |  | WRI1071476 | 49 | 26.1033 | 100.1083 | Wind | [5 empty] | UNFCCC CDM Registry | https://cdm.unfccc.int/Projects/redirector?ref=4034 | UNFCCC CDM Registry | [14 empty] | 90.92 | HYDRO-V1 | HYDRO-V1 | HYDRO-V1 | HYDRO-V1 | HYDRO-V1 | 21.18%
CHN | China | Longsheng Nanshan Phase 1 |  | WRI1072106 | 49 | 26.1250 | 110.0633 | Wind | [5 empty] | UNFCCC CDM Registry | https://cdm.unfccc.int/Projects/redirector?ref=6187 | UNFCCC CDM Registry | [14 empty] | 90.92 | HYDRO-V1 | HYDRO-V1 | HYDRO-V1 | HYDRO-V1 | HYDRO-V1 | 21.18%
CHN | China | Huaneng Yunnan Eryuan Ganhaizi |  | WRI1072279 | 40 | 26.1572 | 100.1017 | Wind | [5 empty] | UNFCCC CDM Registry | https://cdm.unfccc.int/Projects/redirector?ref=6748 | UNFCCC CDM Registry | [14 empty] | 74.22 | HYDRO-V1 | HYDRO-V1 | HYDRO-V1 | HYDRO-V1 | HYDRO-V1 | 21.18%
CHN | China | Guangxi Ziyuan Jinzishan |  | WRI1071673 | 49 | 26.1642 | 110.5211 | Wind | [5 empty] | UNFCCC CDM Registry | https://cdm.unfccc.int/Projects/redirector?ref=4790 | UNFCCC CDM Registry | 1087406 | [13 empty] | 90.92 | HYDRO-V1 | HYDRO-V1 | HYDRO-V1 | HYDRO-V1 | HYDRO-V1 | 21.18%
CHN | China | Huaneng Yunnan Eryuan Huangcaopo |  | WRI1072149 | 49 | 26.1711 | 100.1133 | Wind | [5 empty] | UNFCCC CDM Registry | https://cdm.unfccc.int/Projects/redirector?ref=6329 | UNFCCC CDM Registry | [14 empty] | 90.92 | HYDRO-V1 | HYDRO-V1 | HYDRO-V1 | HYDRO-V1 | HYDRO-V1 | 21.18%
CHN | China | Fujian Lianjiang Beijiao Wind |  | WRI1072265 | 48 | 26.2082 | 119.5354 | Wind | [5 empty] | UNFCCC CDM Registry | https://cdm.unfccc.int/Projects/redirector?ref=6703 | UNFCCC CDM Registry | [14 empty] | 89.06 | HYDRO-V1 | HYDRO-V1 | HYDRO-V1 | HYDRO-V1 | HYDRO-V1 | 21.18%
CHN | China | Longli Phase 2 (Pingzi) |  | WRI1072403 | 48 | 26.3069 | 106.8344 | Wind | [5 empty] | UNFCCC CDM Registry | https://cdm.unfccc.int/Projects/redirector?ref=7107 | UNFCCC CDM Registry | 1089454 | [13 empty] | 89.06 | HYDRO-V1 | HYDRO-V1 | HYDRO-V1 | HYDRO-V1 | HYDRO-V1 | 21.18%
CHN | China | Yunnan Jianchuan County Xuebangshan Wind |  | WRI1072481 | 49 | 26.3436 | 99.5832 | Wind | [5 empty] | UNFCCC CDM Registry | https://cdm.unfccc.int/Projects/redirector?ref=7321 | UNFCCC CDM Registry | [14 empty] | 90.92 | HYDRO-V1 | HYDRO-V1 | HYDRO-V1 | HYDRO-V1 | HYDRO-V1 | 21.18%
CHN | China | Xiapu Dajing Wind |  | WRI1071759 | 42 | 26.7197 | 120.1250 | Wind | [5 empty] | UNFCCC CDM Registry | https://cdm.unfccc.int/Projects/redirector?ref=5072 | UNFCCC CDM Registry | 1100724 | [13 empty] | 77.93 | HYDRO-V1 | HYDRO-V1 | HYDRO-V1 | HYDRO-V1 | HYDRO-V1 | 21.18%
CHN | China | Huaneng Wujiangyuan Baicaoping |  | WRI1072228 | 49 | 26.9164 | 104.4964 | Wind | [5 empty] | UNFCCC CDM Registry | https://cdm.unfccc.int/Projects/redirector?ref=6579 | UNFCCC CDM Registry | [14 empty] | 90.92 | HYDRO-V1 | HYDRO-V1 | HYDRO-V1 | HYDRO-V1 | HYDRO-V1 | 21.18%
CHN | China | Anning River Canyon (Phase 1) Dechang County |  | WRI1071914 | 16 | 27.1280 | 102.9770 | Wind | [5 empty] | UNFCCC CDM Registry | https://cdm.unfccc.int/Projects/redirector?ref=5654 | UNFCCC CDM Registry | [14 empty] | 29.68 | HYDRO-V1 | HYDRO-V1 | HYDRO-V1 | HYDRO-V1 | HYDRO-V1 | 21.18%
CHN | China | Zhejiang Cangnan Xiaguan Wind |  | WRI1071268 | 14 | 27.1619 | 120.5194 | Wind | [5 empty] | UNFCCC CDM Registry | https://cdm.unfccc.int/Projects/redirector?ref=3277 | UNFCCC CDM Registry | [14 empty] | 25.97 | HYDRO-V1 | HYDRO-V1 | HYDRO-V1 | HYDRO-V1 | HYDRO-V1 | 21.18%
CHN | China | Huadian Yunnan Lijiang Ninglang Maoniuping Wind |  | WRI1072323 | 49 | 27.2170 | 100.9330 | Wind | [5 empty] | UNFCCC CDM Registry | https://cdm.unfccc.int/Projects/redirector?ref=6866 | UNFCCC CDM Registry | [14 empty] | 90.92 | HYDRO-V1 | HYDRO-V1 | HYDRO-V1 | HYDRO-V1 | HYDRO-V1 | 21.18%
CHN | China | Zhejiang Cangnan Huangdiping Wind |  | WRI1071414 | 16 | 27.3750 | 120.6360 | Wind | [5 empty] | UNFCCC CDM Registry | https://cdm.unfccc.int/Projects/redirector?ref=3792 | UNFCCC CDM Registry | [14 empty] | 29.68 | HYDRO-V1 | HYDRO-V1 | HYDRO-V1 | HYDRO-V1 | HYDRO-V1 | 21.18%
CHN | China | Zhejiang Dongtou Wind |  | WRI1071269 | 13 | 27.8314 | 121.1094 | Wind | [5 empty] | UNFCCC CDM Registry | https://cdm.unfccc.int/Projects/redirector?ref=3278 | UNFCCC CDM Registry | [14 empty] | 24.12 | HYDRO-V1 | HYDRO-V1 | HYDRO-V1 | HYDRO-V1 | HYDRO-V1 | 21.18%
CHN | China | Zhejiang Dachen Island Wind Power Phase 1 |  | WRI1071224 | 25 | 28.3000 | 121.5300 | Wind | [5 empty] | UNFCCC CDM Registry | https://cdm.unfccc.int/Projects/redirector?ref=3133 | UNFCCC CDM Registry | [14 empty] | 46.39 | HYDRO-V1 | HYDRO-V1 | HYDRO-V1 | HYDRO-V1 | HYDRO-V1 | 21.18%
CHN | China | Hunan Huashun |  | WRI1072316 | 49 | 29.0500 | 112.8900 | Wind | [5 empty] | UNFCCC CDM Registry | https://cdm.unfccc.int/Projects/redirector?ref=6853 | UNFCCC CDM Registry | [14 empty] | 90.92 | HYDRO-V1 | HYDRO-V1 | HYDRO-V1 | HYDRO-V1 | HYDRO-V1 | 21.18%
CHN | China | Zhejiang Tiantaishan |  | WRI1071353 | 10 | 29.1663 | 121.1425 | Wind | [5 empty] | UNFCCC CDM Registry | https://cdm.unfccc.int/Projects/redirector?ref=3569 | UNFCCC CDM Registry | 1100917 | [13 empty] | 18.55 | HYDRO-V1 | HYDRO-V1 | HYDRO-V1 | HYDRO-V1 | HYDRO-V1 | 21.18%
CHN | China | Jiangxi Duchang Jishanhu |  | WRI1071093 | 30 | 29.2533 | 116.1589 | Wind | [5 empty] | UNFCCC CDM Registry | https://cdm.unfccc.int/Projects/redirector?ref=2396 | UNFCCC CDM Registry | 1089591 | [13 empty] | 55.66 | HYDRO-V1 | HYDRO-V1 | HYDRO-V1 | HYDRO-V1 | HYDRO-V1 | 21.18%
CHN | China | Dongbaishan |  | WRI1071558 | 15 | 29.4828 | 120.4423 | Wind | [5 empty] | UNFCCC CDM Registry | https://cdm.unfccc.int/Projects/redirector?ref=4330 | UNFCCC CDM Registry | [14 empty] | 27.83 | HYDRO-V1 | HYDRO-V1 | HYDRO-V1 | HYDRO-V1 | HYDRO-V1 | 21.18%
CHN | China | Jiangxi Xingzi Daling |  | WRI1071451 | 19 | 29.4911 | 116.0711 | Wind | [5 empty] | UNFCCC CDM Registry | https://cdm.unfccc.int/Projects/redirector?ref=3935 | UNFCCC CDM Registry | 1089592 | [13 empty] | 35.25 | HYDRO-V1 | HYDRO-V1 | HYDRO-V1 | HYDRO-V1 | HYDRO-V1 | 21.18%
CHN | China | Jiangxi Jiujiang Changling |  | WRI1071142 | 34 | 29.5261 | 116.0864 | Wind | [5 empty] | UNFCCC CDM Registry | https://cdm.unfccc.int/Projects/redirector?ref=2809 | UNFCCC CDM Registry | 1086084 | [13 empty] | 63.09 | HYDRO-V1 | HYDRO-V1 | HYDRO-V1 | HYDRO-V1 | HYDRO-V1 | 21.18%
CHN | China | Cgn Xiangshan Tuci Wind |  | WRI1072432 | 30 | 29.5900 | 121.9758 | Wind | [5 empty] | UNFCCC CDM Registry | https://cdm.unfccc.int/Projects/redirector?ref=7194 | UNFCCC CDM Registry | 1117205 | [13 empty] | 55.66 | HYDRO-V1 | HYDRO-V1 | HYDRO-V1 | HYDRO-V1 | HYDRO-V1 | 21.18%
CHN | China | Gd Power Chuanshan Wind |  | WRI1072143 | 45 | 29.8479 | 121.0341 | Wind | [5 empty] | UNFCCC CDM Registry | https://cdm.unfccc.int/Projects/redirector?ref=6310 | UNFCCC CDM Registry | [14 empty] | 83.5 | HYDRO-V1 | HYDRO-V1 | HYDRO-V1 | HYDRO-V1 | HYDRO-V1 | 21.18%
CHN | China | Hubei Longganhu |  | WRI1072358 | 48 | 29.8640 | 116.0540 | Wind | [5 empty] | UNFCCC CDM Registry | https://cdm.unfccc.int/Projects/redirector?ref=6966 | UNFCCC CDM Registry | [14 empty] | 89.06 | HYDRO-V1 | HYDRO-V1 | HYDRO-V1 | HYDRO-V1 | HYDRO-V1 | 21.18%
CHN | China | Zhejiang Zhoushan Jintang Phase 1 Wind |  | WRI1072378 | 25 | 29.9917 | 121.8831 | Wind | [5 empty] | UNFCCC CDM Registry | https://cdm.unfccc.int/Projects/redirector?ref=7011 | UNFCCC CDM Registry | [14 empty] | 46.39 | HYDRO-V1 | HYDRO-V1 | HYDRO-V1 | HYDRO-V1 | HYDRO-V1 | 21.18%
CHN | China | Huadian Zhoushan Xiaosha |  | WRI1071768 | 30 | 30.1255 | 122.0179 | Wind | [5 empty] | UNFCCC CDM Registry | https://cdm.unfccc.int/Projects/redirector?ref=5116 | UNFCCC CDM Registry | [14 empty] | 55.66 | HYDRO-V1 | HYDRO-V1 | HYDRO-V1 | HYDRO-V1 | HYDRO-V1 | 21.18%
CHN | China | Zhejiang Huadian Zhoushan Dinghai Changbai |  | WRI1071798 | 12 | 30.1873 | 122.0345 | Wind | [5 empty] | UNFCCC CDM Registry | https://cdm.unfccc.int/Projects/redirector?ref=5225 | UNFCCC CDM Registry | [14 empty] | 22.26 | HYDRO-V1 | HYDRO-V1 | HYDRO-V1 | HYDRO-V1 | HYDRO-V1 | 21.18%
CHN | China | Hubei Lichuan Qiyueshan Wind |  | WRI1071793 | 49 | 30.4156 | 108.7553 | Wind | [5 empty] | UNFCCC CDM Registry | https://cdm.unfccc.int/Projects/redirector?ref=5204 | UNFCCC CDM Registry | 1089964 | [13 empty] | 90.92 | HYDRO-V1 | HYDRO-V1 | HYDRO-V1 | HYDRO-V1 | HYDRO-V1 | 21.18%
CHN | China | Donghai Bridge |  | WRI1023886 | 102 | 30.7700 | 121.9800 | Wind | [5 empty] | China Wind Power Center | http://www.cwpc.cn/cwpp/en/information/wind-farms-china/wind-farm-map/ |  | 1070091 | [13 empty] | 189.27 | HYDRO-V1 | HYDRO-V1 | HYDRO-V1 | HYDRO-V1 | HYDRO-V1 | 21.18%
CHN | China | Shanghai Fengxian Bay Capacity Expansion |  | WRI1071908 | 14 | 30.9856 | 121.9328 | Wind | [5 empty] | UNFCCC CDM Registry | https://cdm.unfccc.int/Projects/redirector?ref=5636 | UNFCCC CDM Registry | 1075916 | [13 empty] | 25.97 | HYDRO-V1 | HYDRO-V1 | HYDRO-V1 | HYDRO-V1 | HYDRO-V1 | 21.18%
CHN | China | Ningxia Mahuang Mountain Huianpu Hanas Phase One |  | WRI1071515 | 49 | 31.2250 | 106.9000 | Wind | [5 empty] | UNFCCC CDM Registry | https://cdm.unfccc.int/Projects/redirector?ref=4167 | UNFCCC CDM Registry | [14 empty] | 90.92 | HYDRO-V1 | HYDRO-V1 | HYDRO-V1 | HYDRO-V1 | HYDRO-V1 | 21.18%
CHN | China | Qingcaosha Wind |  | WRI1072520 | 48 | 31.2600 | 121.3600 | Wind | [5 empty] | UNFCCC CDM Registry | https://cdm.unfccc.int/Projects/redirector?ref=7457 | UNFCCC CDM Registry | [14 empty] | 89.06 | HYDRO-V1 | HYDRO-V1 | HYDRO-V1 | HYDRO-V1 | HYDRO-V1 | 21.18%
CHN | China | Shanghai Chongming Dongtan |  | WRI1071168 | 15 | 31.5167 | 121.9433 | Wind | [5 empty] | UNFCCC CDM Registry | https://cdm.unfccc.int/Projects/redirector?ref=2967 | UNFCCC CDM Registry | [14 empty] | 27.83 | HYDRO-V1 | HYDRO-V1 | HYDRO-V1 | HYDRO-V1 | HYDRO-V1 | 21.18%
CHN | China | Xinyang Dabie Mountain Wind |  | WRI1072298 | 29 | 31.5575 | 115.0458 | Wind | [5 empty] | UNFCCC CDM Registry | https://cdm.unfccc.int/Projects/redirector?ref=6801 | UNFCCC CDM Registry | 1084461 | [13 empty] | 53.81 | HYDRO-V1 | HYDRO-V1 | HYDRO-V1 | HYDRO-V1 | HYDRO-V1 | 21.18%
CHN | China | Shanghai Chongming Beiyan Wind |  | WRI1072114 | 48 | 31.5833 | 121.8833 | Wind | [5 empty] | UNFCCC CDM Registry | https://cdm.unfccc.int/Projects/redirector?ref=6223 | UNFCCC CDM Registry | 1117304 | [13 empty] | 89.06 | HYDRO-V1 | HYDRO-V1 | HYDRO-V1 | HYDRO-V1 | HYDRO-V1 | 21.18%
CHN | China | Huaneng Shanghai Chongming Qianwei |  | WRI1071721 | 20 | 31.7005 | 121.6050 | Wind | [5 empty] | UNFCCC CDM Registry | https://cdm.unfccc.int/Projects/redirector?ref=4926 | UNFCCC CDM Registry | [14 empty] | 37.11 | HYDRO-V1 | HYDRO-V1 | HYDRO-V1 | HYDRO-V1 | HYDRO-V1 | 21.18%
CHN | China | Huaneng Shanghai Chongming Qianwei Phase 2 |  | WRI1072139 | 40 | 31.7370 | 121.5270 | Wind | [5 empty] | UNFCCC CDM Registry | https://cdm.unfccc.int/Projects/redirector?ref=6291 | UNFCCC CDM Registry | [14 empty] | 74.22 | HYDRO-V1 | HYDRO-V1 | HYDRO-V1 | HYDRO-V1 | HYDRO-V1 | 21.18%
CHN | China | Jiangsu Qidong Donghai Wind |  | WRI1071869 | 94 | 31.7675 | 121.9094 | Wind | [5 empty] | UNFCCC CDM Registry | https://cdm.unfccc.int/Projects/redirector?ref=5490 | UNFCCC CDM Registry | 1066554 | [13 empty] | 174.42 | HYDRO-V1 | HYDRO-V1 | HYDRO-V1 | HYDRO-V1 | HYDRO-V1 | 21.18%
CHN | China | Jiangsu Qidong Wind |  | WRI1070973 | 91 | 31.8333 | 121.8500 | Wind | [5 empty] | UNFCCC CDM Registry | https://cdm.unfccc.int/Projects/redirector?ref=905 | UNFCCC CDM Registry | 1066554 | [13 empty] | 168.86 | HYDRO-V1 | HYDRO-V1 | HYDRO-V1 | HYDRO-V1 | HYDRO-V1 | 21.18%
CHN | China | Rudong County Wind |  | WRI1070933 | 100 | 32.3203 | 121.2100 | Wind | [5 empty] | UNFCCC CDM Registry | https://cdm.unfccc.int/Projects/redirector?ref=491 | UNFCCC CDM Registry | 1056659 | [13 empty] | 185.56 | HYDRO-V1 | HYDRO-V1 | HYDRO-V1 | HYDRO-V1 | HYDRO-V1 | 21.18%
CHN | China | Jiangsu Guoxin Dongling Phase 2 |  | WRI1072242 | 48 | 32.3282 | 121.4062 | Wind | [5 empty] | UNFCCC CDM Registry | https://cdm.unfccc.int/Projects/redirector?ref=6628 | UNFCCC CDM Registry | 1077931 | [13 empty] | 89.06 | HYDRO-V1 | HYDRO-V1 | HYDRO-V1 | HYDRO-V1 | HYDRO-V1 | 21.18%
CHN | China | Jiangsu Rudong (Ii) Expansion Wind |  | WRI1071400 | 100 | 32.3347 | 121.4533 | Wind | [5 empty] | UNFCCC CDM Registry | https://cdm.unfccc.int/Projects/redirector?ref=3736 | UNFCCC CDM Registry | 1056659 | [13 empty] | 185.56 | HYDRO-V1 | HYDRO-V1 | HYDRO-V1 | HYDRO-V1 | HYDRO-V1 | 21.18%
CHN | China | Jiangsu Dongling |  | WRI1071109 | 70 | 32.3500 | 121.3700 | Wind | [5 empty] | UNFCCC CDM Registry | https://cdm.unfccc.int/Projects/redirector?ref=2532 | UNFCCC CDM Registry | 1077931 | [13 empty] | 129.89 | HYDRO-V1 | HYDRO-V1 | HYDRO-V1 | HYDRO-V1 | HYDRO-V1 | 21.18%
CHN | China | Jiangsu Rudong Huangang Dongling Wind |  | WRI1070954 | 100 | 32.3508 | 121.3372 | Wind | [5 empty] | UNFCCC CDM Registry | https://cdm.unfccc.int/Projects/redirector?ref=833 | UNFCCC CDM Registry | 1056659 | [13 empty] | 185.56 | NO-ESTIMATION | NO-ESTIMATION | NO-ESTIMATION | NO-ESTIMATION | CAPACITY-FACTOR-V1 | 21.18%
CHN | China | Jiangsu Dongtai Wind |  | WRI1071000 | 201 | 32.4700 | 120.5400 | Wind | [5 empty] | UNFCCC CDM Registry | https://cdm.unfccc.int/Projects/redirector?ref=1118 | UNFCCC CDM Registry | 1063057 | [13 empty] | 372.97 | HYDRO-V1 | HYDRO-V1 | HYDRO-V1 | HYDRO-V1 | HYDRO-V1 | 21.18%
CHN | China | Jiangsu Rudong Chaojiandai Wind |  | WRI1071790 | 150 | 32.4981 | 121.2486 | Wind | [5 empty] | UNFCCC CDM Registry | https://cdm.unfccc.int/Projects/redirector?ref=5185 | UNFCCC CDM Registry | 1084250 | [13 empty] | 278.34 | HYDRO-V1 | HYDRO-V1 | HYDRO-V1 | HYDRO-V1 | HYDRO-V1 | 21.18%
CHN | China | Jiangsu Chaojiandai Wind |  | WRI1071746 | 30 | 32.5100 | 121.1800 | Wind | [5 empty] | UNFCCC CDM Registry | https://cdm.unfccc.int/Projects/redirector?ref=5022 | UNFCCC CDM Registry | [14 empty] | 55.66 | HYDRO-V1 | HYDRO-V1 | HYDRO-V1 | HYDRO-V1 | HYDRO-V1 | 21.18%
CHN | China | Huangang |  | WRI1025928 | 108 | 32.5200 | 121.1400 | Wind | [5 empty] | China Wind Power Center | http://www.cwpc.cn/cwpp/en/information/wind-farms-china/wind-farm-map/ | [15 empty] | 200.4 | HYDRO-V1 | HYDRO-V1 | HYDRO-V1 | HYDRO-V1 | HYDRO-V1 | 21.18%
CHN | China | Longyuan Rudong Intertidal |  | WRI1023885 | 131.3 | 32.5300 | 121.2200 | Wind | [5 empty] | China Wind Power Center | http://www.cwpc.cn/cwpp/en/information/wind-farms-china/wind-farm-map/ | [15 empty] | 243.64 | HYDRO-V1 | HYDRO-V1 | HYDRO-V1 | HYDRO-V1 | HYDRO-V1 | 21.18%
CHN | China | Datang Guangyuan Fangdiping |  | WRI1072530 | 30 | 32.5350 | 105.7703 | Wind | [5 empty] | UNFCCC CDM Registry | https://cdm.unfccc.int/Projects/redirector?ref=7496 | UNFCCC CDM Registry | 1089744 | [13 empty] | 55.66 | HYDRO-V1 | HYDRO-V1 | HYDRO-V1 | HYDRO-V1 | HYDRO-V1 | 21.18%
CHN | China | Dongling |  | WRI1025927 | 45 | 32.5900 | 120.9500 | Wind | [5 empty] | China Wind Power Center | http://www.cwpc.cn/cwpp/en/information/wind-farms-china/wind-farm-map/ |  | 1077931 | [13 empty] | 83.5 | HYDRO-V1 | HYDRO-V1 | HYDRO-V1 | HYDRO-V1 | HYDRO-V1 | 21.18%
CHN | China | Anhui Laian Longtougang Wind |  | WRI1071802 | 49 | 32.6010 | 118.5350 | Wind | [5 empty] | UNFCCC CDM Registry | https://cdm.unfccc.int/Projects/redirector?ref=5237 | UNFCCC CDM Registry | [14 empty] | 90.92 | HYDRO-V1 | HYDRO-V1 | HYDRO-V1 | HYDRO-V1 | HYDRO-V1 | 21.18%
CHN | China | Xinyang Tianmu Mountain Wind |  | WRI1072303 | 20 | 32.6021 | 113.8161 | Wind | [5 empty] | UNFCCC CDM Registry | https://cdm.unfccc.int/Projects/redirector?ref=6821 | UNFCCC CDM Registry | 1084462 | [13 empty] | 37.11 | NO-ESTIMATION | NO-ESTIMATION | NO-ESTIMATION | NO-ESTIMATION | CAPACITY-FACTOR-V1 | 21.18%
CHN | China | Yangkou |  | WRI1025924 | 62 | 32.6400 | 120.9100 | Wind | [5 empty] | China Wind Power Center | http://www.cwpc.cn/cwpp/en/information/wind-farms-china/wind-farm-map/ | [15 empty] | 115.04 | HYDRO-V1 | HYDRO-V1 | HYDRO-V1 | HYDRO-V1 | HYDRO-V1 | 21.18%
CHN | China | Jiangsu Dongtai Phase 2 Wind |  | WRI1072010 | 200 | 32.6600 | 120.9030 | Wind | [5 empty] | UNFCCC CDM Registry | https://cdm.unfccc.int/Projects/redirector?ref=5924 | UNFCCC CDM Registry | 1063057 | [13 empty] | 371.12 | HYDRO-V1 | HYDRO-V1 | HYDRO-V1 | HYDRO-V1 | HYDRO-V1 | 21.18%
CHN | China | Anhui Laian Longwosi Wind |  | WRI1071766 | 49 | 32.6700 | 118.4500 | Wind | [5 empty] | UNFCCC CDM Registry | https://cdm.unfccc.int/Projects/redirector?ref=5110 | UNFCCC CDM Registry | [14 empty] | 90.92 | HYDRO-V1 | HYDRO-V1 | HYDRO-V1 | HYDRO-V1 | HYDRO-V1 | 21.18%
CHN | China | Anhui Laian Baoshan Wind |  | WRI1071797 | 49 | 32.6739 | 118.4318 | Wind | [5 empty] | UNFCCC CDM Registry | https://cdm.unfccc.int/Projects/redirector?ref=5223 | UNFCCC CDM Registry | [14 empty] | 90.92 | HYDRO-V1 | HYDRO-V1 | HYDRO-V1 | HYDRO-V1 | HYDRO-V1 | 21.18%
CHN | China | Tianchang Gaoyouhu |  | WRI1072108 | 48 | 32.7536 | 119.1325 | Wind | [5 empty] | UNFCCC CDM Registry | https://cdm.unfccc.int/Projects/redirector?ref=6199 | UNFCCC CDM Registry | [14 empty] | 89.06 | HYDRO-V1 | HYDRO-V1 | HYDRO-V1 | HYDRO-V1 | HYDRO-V1 | 21.18%
CHN | China | Jinggang |  | WRI1025923 | 51 | 32.8200 | 120.8900 | Wind | [5 empty] | China Wind Power Center | http://www.cwpc.cn/cwpp/en/information/wind-farms-china/wind-farm-map/ | [15 empty] | 94.63 | HYDRO-V1 | HYDRO-V1 | HYDRO-V1 | HYDRO-V1 | HYDRO-V1 | 21.18%
CHN | China | Jiangsu Dafeng Wind |  | WRI1071973 | 200 | 33.1194 | 120.8300 | Wind | [5 empty] | UNFCCC CDM Registry | https://cdm.unfccc.int/Projects/redirector?ref=5832 | UNFCCC CDM Registry | 1067272 | [13 empty] | 371.12 | HYDRO-V1 | HYDRO-V1 | HYDRO-V1 | HYDRO-V1 | HYDRO-V1 | 21.18%
CHN | China | Henan Province Ye County Matoushan Wind Power Plant |  | WRI1071969 | 46 | 33.4293 | 113.2163 | Wind | [5 empty] | UNFCCC CDM Registry | https://cdm.unfccc.int/Projects/redirector?ref=5819 | UNFCCC CDM Registry | [14 empty] | 85.35 | HYDRO-V1 | HYDRO-V1 | HYDRO-V1 | HYDRO-V1 | HYDRO-V1 | 21.18%
CHN | China | Datang Jia County Yunyang |  | WRI1072296 | 34 | 33.8772 | 113.3644 | Wind | [5 empty] | UNFCCC CDM Registry | https://cdm.unfccc.int/Projects/redirector?ref=6793 | UNFCCC CDM Registry | [14 empty] | 63.09 | HYDRO-V1 | HYDRO-V1 | HYDRO-V1 | HYDRO-V1 | HYDRO-V1 | 21.18%
CHN | China | Jiangsu Xiangshui Wind |  | WRI1071182 | 201 | 33.9470 | 119.4970 | Wind | [5 empty] | UNFCCC CDM Registry | https://cdm.unfccc.int/Projects/redirector?ref=3027 | UNFCCC CDM Registry | [14 empty] | 372.97 | HYDRO-V1 | HYDRO-V1 | HYDRO-V1 | HYDRO-V1 | HYDRO-V1 | 21.18%
CHN | China | Jiangsu Huadian Guanyun |  | WRI1071946 | 100 | 34.5138 | 119.6685 | Wind | [5 empty] | UNFCCC CDM Registry | https://cdm.unfccc.int/Projects/redirector?ref=5741 | UNFCCC CDM Registry | [14 empty] | 185.56 | HYDRO-V1 | HYDRO-V1 | HYDRO-V1 | HYDRO-V1 | HYDRO-V1 | 21.18%
CHN | China | Hebei Chengde Huifeng |  | WRI1071067 | 49 | 34.5750 | 117.6026 | Wind | [5 empty] | UNFCCC CDM Registry | https://cdm.unfccc.int/Projects/redirector?ref=1873 | UNFCCC CDM Registry | [14 empty] | 90.92 | HYDRO-V1 | HYDRO-V1 | HYDRO-V1 | HYDRO-V1 | HYDRO-V1 | 21.18%
CHN | China | Henan Yuxi Yanshan Wind |  | WRI1072123 | 47 | 34.7728 | 111.4175 | Wind | [5 empty] | UNFCCC CDM Registry | https://cdm.unfccc.int/Projects/redirector?ref=6253 | UNFCCC CDM Registry | [14 empty] | 87.21 | HYDRO-V1 | HYDRO-V1 | HYDRO-V1 | HYDRO-V1 | HYDRO-V1 | 21.18%
CHN | China | Minqin Hongshagang Chenjiaqianjing Nanjing Wind |  | WRI1072340 | 49 | 34.7900 | 102.0610 | Wind | [5 empty] | UNFCCC CDM Registry | https://cdm.unfccc.int/Projects/redirector?ref=6905 | UNFCCC CDM Registry | 1117213 | [13 empty] | 90.92 | WIND-V1 | WIND-V1 | WIND-V1 | WIND-V1 | WIND-V1 | 21.18%
CHN | China | Datang Anzishan Wind |  | WRI1071942 | 45 | 34.7910 | 111.5870 | Wind | [5 empty] | UNFCCC CDM Registry | https://cdm.unfccc.int/Projects/redirector?ref=5733 | UNFCCC CDM Registry | [14 empty] | 83.5 | NO-ESTIMATION | NO-ESTIMATION | WIND-V1 | WIND-V1 | WIND-V1 | 21.18%
CHN | China | Shanxi Pinglu Kaidi Wind |  | WRI1071625 | 49 | 34.8069 | 111.1428 | Wind | [5 empty] | UNFCCC CDM Registry | https://cdm.unfccc.int/Projects/redirector?ref=4628 | UNFCCC CDM Registry | 1077878 | [13 empty] | 90.92 | NO-ESTIMATION | NO-ESTIMATION | NO-ESTIMATION | NO-ESTIMATION | CAPACITY-FACTOR-V1 | 21.18%
CHN | China | Pinglu Tianrun Zhangdianzhen Phase 1 |  | WRI1072532 | 49 | 34.9056 | 111.9556 | Wind | [5 empty] | UNFCCC CDM Registry | https://cdm.unfccc.int/Projects/redirector?ref=7498 | UNFCCC CDM Registry | [14 empty] | 90.92 | NO-ESTIMATION | NO-ESTIMATION | NO-ESTIMATION | WIND-V1 | WIND-V1 | 21.18%
CHN | China | Shandong Yishui Tangwangshan |  | WRI1071917 | 20 | 35.8083 | 118.6333 | Wind | [5 empty] | UNFCCC CDM Registry | https://cdm.unfccc.int/Projects/redirector?ref=5658 | UNFCCC CDM Registry | 1117208 | [13 empty] | 37.11 | HYDRO-V1 | HYDRO-V1 | HYDRO-V1 | HYDRO-V1 | HYDRO-V1 | 21.18%
CHN | China | Guodian Wulian Yuli Wind Power Phase 1 |  | WRI1071889 | 49 | 35.8120 | 118.9968 | Wind | [5 empty] | UNFCCC CDM Registry | https://cdm.unfccc.int/Projects/redirector?ref=5572 | UNFCCC CDM Registry | 1097610 | [13 empty] | 90.92 | NO-ESTIMATION | NO-ESTIMATION | NO-ESTIMATION | NO-ESTIMATION | CAPACITY-FACTOR-V1 | 21.18%
CHN | China | Guohua Zhucheng (Phase 2) |  | WRI1072468 | 49 | 35.8500 | 119.5500 | Wind | [5 empty] | UNFCCC CDM Registry | https://cdm.unfccc.int/Projects/redirector?ref=7293 | UNFCCC CDM Registry | [14 empty] | 90.92 | NO-ESTIMATION | NO-ESTIMATION | NO-ESTIMATION | NO-ESTIMATION | CAPACITY-FACTOR-V1 | 21.18%
CHN | China | Guohua Zhucheng (Phase 1) |  | WRI1072466 | 49 | 35.9167 | 119.6667 | Wind | [5 empty] | UNFCCC CDM Registry | https://cdm.unfccc.int/Projects/redirector?ref=7291 | UNFCCC CDM Registry | [14 empty] | 90.92 | NO-ESTIMATION | NO-ESTIMATION | NO-ESTIMATION | NO-ESTIMATION | CAPACITY-FACTOR-V1 | 21.18%
CHN | China | Resources Juxian Donghong Phase 1 Wind |  | WRI1072087 | 49 | 35.9279 | 118.8971 | Wind | [5 empty] | UNFCCC CDM Registry | https://cdm.unfccc.int/Projects/redirector?ref=6136 | UNFCCC CDM Registry | 1097609 | [13 empty] | 90.92 | NO-ESTIMATION | NO-ESTIMATION | NO-ESTIMATION | NO-ESTIMATION | CAPACITY-FACTOR-V1 | 21.18%
CHN | China | Datang Jiaonan Liuwang Phase 1 |  | WRI1072045 | 49 | 35.9367 | 119.7350 | Wind | [5 empty] | UNFCCC CDM Registry | https://cdm.unfccc.int/Projects/redirector?ref=6044 | UNFCCC CDM Registry | 1089522 | [13 empty] | 90.92 | HYDRO-V1 | HYDRO-V1 | HYDRO-V1 | HYDRO-V1 | HYDRO-V1 | 21.18%
CHN | China | Guodian Juxian Wind Power Phase 1 |  | WRI1071888 | 48 | 35.9456 | 119.0247 | Wind | [5 empty] | UNFCCC CDM Registry | https://cdm.unfccc.int/Projects/redirector?ref=5571 | UNFCCC CDM Registry | 1097609 | [13 empty] | 89.06 | NO-ESTIMATION | NO-ESTIMATION | NO-ESTIMATION | NO-ESTIMATION | CAPACITY-FACTOR-V1 | 21.18%
CHN | China | Datang Jiaonan Liuwang Phase 2 Wind |  | WRI1072047 | 49 | 35.9612 | 119.8183 | Wind | [5 empty] | UNFCCC CDM Registry | https://cdm.unfccc.int/Projects/redirector?ref=6047 | UNFCCC CDM Registry | 1089522 | [13 empty] | 90.92 | NO-ESTIMATION | NO-ESTIMATION | NO-ESTIMATION | NO-ESTIMATION | CAPACITY-FACTOR-V1 | 21.18%
CHN | China | Guohua Jiaonan Wind First Phase |  | WRI1072197 | 49 | 35.9908 | 119.9302 | Wind | [5 empty] | UNFCCC CDM Registry | https://cdm.unfccc.int/Projects/redirector?ref=6481 | UNFCCC CDM Registry | [14 empty] | 90.92 | HYDRO-V1 | HYDRO-V1 | HYDRO-V1 | HYDRO-V1 | HYDRO-V1 | 21.18%
CHN | China | Cgn Shagou Phase 1 Wind |  | WRI1072380 | 49 | 36.0858 | 118.5277 | Wind | [5 empty] | UNFCCC CDM Registry | https://cdm.unfccc.int/Projects/redirector?ref=7019 | UNFCCC CDM Registry | 1117211 | [13 empty] | 90.92 | NO-ESTIMATION | NO-ESTIMATION | NO-ESTIMATION | NO-ESTIMATION | CAPACITY-FACTOR-V1 | 21.18%
CHN | China | Huaneng Shandong Yishui Mazhan Phase 1 Wind |  | WRI1072282 | 49 | 36.1158 | 118.7694 | Wind | [5 empty] | UNFCCC CDM Registry | https://cdm.unfccc.int/Projects/redirector?ref=6752 | UNFCCC CDM Registry | 1105009 | [13 empty] | 90.92 | HYDRO-V1 | HYDRO-V1 | HYDRO-V1 | HYDRO-V1 | HYDRO-V1 | 21.18%
CHN | China | Datang Pingyin Phase 2 Wind |  | WRI1072131 | 49 | 36.1280 | 116.3410 | Wind | [5 empty] | UNFCCC CDM Registry | https://cdm.unfccc.int/Projects/redirector?ref=6271 | UNFCCC CDM Registry | [14 empty] | 90.92 | NO-ESTIMATION | NO-ESTIMATION | NO-ESTIMATION | NO-ESTIMATION | CAPACITY-FACTOR-V1 | 21.18%
CHN | China | Shandong Taipingshan |  | WRI1071918 | 49 | 36.1722 | 118.7128 | Wind | [5 empty] | UNFCCC CDM Registry | https://cdm.unfccc.int/Projects/redirector?ref=5659 | UNFCCC CDM Registry | 1077878 | [13 empty] | 90.92 | NO-ESTIMATION | NO-ESTIMATION | NO-ESTIMATION | NO-ESTIMATION | CAPACITY-FACTOR-V1 | 21.18%
CHN | China | Huadian Guyuan Yueliangshan Wind Phase 1 |  | WRI1072203 | 49 | 36.2012 | 105.6177 | Wind | [5 empty] | UNFCCC CDM Registry | https://cdm.unfccc.int/Projects/redirector?ref=6518 | UNFCCC CDM Registry | 1089514 | [13 empty] | 90.92 | HYDRO-V1 | HYDRO-V1 | HYDRO-V1 | HYDRO-V1 | HYDRO-V1 | 21.18%
CHN | China | Cgn Anqiu Chengdingshan |  | WRI1072283 | 49 | 36.2257 | 118.9993 | Wind | [5 empty] | UNFCCC CDM Registry | https://cdm.unfccc.int/Projects/redirector?ref=6753 | UNFCCC CDM Registry | [14 empty] | 90.92 | HYDRO-V1 | HYDRO-V1 | HYDRO-V1 | HYDRO-V1 | HYDRO-V1 | 21.18%
CHN | China | Datang Pingyin Phase 1 Wind |  | WRI1072504 | 49 | 36.2520 | 116.5080 | Wind | [5 empty] | UNFCCC CDM Registry | https://cdm.unfccc.int/Projects/redirector?ref=7393 | UNFCCC CDM Registry | [14 empty] | 90.92 | NO-ESTIMATION | NO-ESTIMATION | NO-ESTIMATION | NO-ESTIMATION | CAPACITY-FACTOR-V1 | 21.18%
CHN | China | Datang Changqing Phase 1 Wind |  | WRI1072117 | 49 | 36.3280 | 116.5990 | Wind | [5 empty] | UNFCCC CDM Registry | https://cdm.unfccc.int/Projects/redirector?ref=6230 | UNFCCC CDM Registry | [14 empty] | 90.92 | NO-ESTIMATION | NO-ESTIMATION | NO-ESTIMATION | NO-ESTIMATION | CAPACITY-FACTOR-V1 | 21.18%
CHN | China | Datang Changqing Phase 2 Wind |  | WRI1072488 | 49 | 36.3480 | 116.6540 | Wind | [5 empty] | UNFCCC CDM Registry | https://cdm.unfccc.int/Projects/redirector?ref=7341 | UNFCCC CDM Registry | [14 empty] | 90.92 | NO-ESTIMATION | NO-ESTIMATION | NO-ESTIMATION | NO-ESTIMATION | CAPACITY-FACTOR-V1 | 21.18%
CHN | China | Huadian Ningxia Haiyuan Xiajiayao Wind |  | WRI1072365 | 49 | 36.4139 | 105.5506 | Wind | [5 empty] | UNFCCC CDM Registry | https://cdm.unfccc.int/Projects/redirector?ref=6989 | UNFCCC CDM Registry | [14 empty] | 90.92 | SOLAR-V1-NO-AGE | SOLAR-V1-NO-AGE | SOLAR-V1-NO-AGE | SOLAR-V1-NO-AGE | SOLAR-V1-NO-AGE | 21.18%
CHN | China | Cgn Boshan Yueyangshan Wind |  | WRI1072485 | 49 | 36.4554 | 117.9500 | Wind | [5 empty] | UNFCCC CDM Registry | https://cdm.unfccc.int/Projects/redirector?ref=7334 | UNFCCC CDM Registry | [14 empty] | 90.92 | NO-ESTIMATION | NO-ESTIMATION | NO-ESTIMATION | NO-ESTIMATION | CAPACITY-FACTOR-V1 | 21.18%
CHN | China | Shandong Liuwangzhuang |  | WRI1071742 | 38 | 36.5331 | 118.7000 | Wind | [5 empty] | UNFCCC CDM Registry | https://cdm.unfccc.int/Projects/redirector?ref=5006 | UNFCCC CDM Registry | 1117209 | [13 empty] | 70.51 | NO-ESTIMATION | NO-ESTIMATION | NO-ESTIMATION | NO-ESTIMATION | CAPACITY-FACTOR-V1 | 21.18%
CHN | China | Shandong Haiyang Qiuershan Wind |  | WRI1071078 | 15 | 36.6036 | 120.9656 | Wind | [5 empty] | UNFCCC CDM Registry | https://cdm.unfccc.int/Projects/redirector?ref=2021 | WRI | [14 empty] | 27.83 | NO-ESTIMATION | NO-ESTIMATION | NO-ESTIMATION | NO-ESTIMATION | CAPACITY-FACTOR-V1 | 21.18%
CHN | China | Qinghai Chaqia Phase 1 |  | WRI1072473 | 49 | 36.6150 | 99.3550 | Wind | [5 empty] | UNFCCC CDM Registry | https://cdm.unfccc.int/Projects/redirector?ref=7301 | UNFCCC CDM Registry | [14 empty] | 90.92 | NO-ESTIMATION | NO-ESTIMATION | NO-ESTIMATION | NO-ESTIMATION | CAPACITY-FACTOR-V1 | 21.18%
CHN | China | Huadian Haiyuan Wuyuan First Phase Wind |  | WRI1072527 | 49 | 36.6610 | 105.6280 | Wind | [5 empty] | UNFCCC CDM Registry | https://cdm.unfccc.int/Projects/redirector?ref=7488 | UNFCCC CDM Registry | 1087306 | [13 empty] | 90.92 | NO-ESTIMATION | NO-ESTIMATION | NO-ESTIMATION | NO-ESTIMATION | CAPACITY-FACTOR-V1 | 21.18%
CHN | China | Ningxia Tongxin (Zhangjiayuan Xianyazi) Datang |  | WRI1072281 | 49 | 36.6706 | 106.4486 | Wind | [5 empty] | UNFCCC CDM Registry | https://cdm.unfccc.int/Projects/redirector?ref=6751 | UNFCCC CDM Registry | [14 empty] | 90.92 | NO-ESTIMATION | NO-ESTIMATION | NO-ESTIMATION | NO-ESTIMATION | CAPACITY-FACTOR-V1 | 21.18%
CHN | China | Guohua Rongcheng Phase 3 |  | WRI1072229 | 49 | 36.6833 | 121.1833 | Wind | [5 empty] | UNFCCC CDM Registry | https://cdm.unfccc.int/Projects/redirector?ref=6580 | UNFCCC CDM Registry | 1098255 | [13 empty] | 90.92 | NO-ESTIMATION | NO-ESTIMATION | NO-ESTIMATION | NO-ESTIMATION | CAPACITY-FACTOR-V1 | 21.18%
CHN | China | Ningxia Tongxin (Zhangjiayuan) |  | WRI1072342 | 50 | 36.6906 | 106.4314 | Wind | [5 empty] | UNFCCC CDM Registry | https://cdm.unfccc.int/Projects/redirector?ref=6917 | UNFCCC CDM Registry | [14 empty] | 92.78 | NO-ESTIMATION | NO-ESTIMATION | NO-ESTIMATION | NO-ESTIMATION | CAPACITY-FACTOR-V1 | 21.18%
CHN | China | Ningxia Tongxin Datang New Energy Phase 1 |  | WRI1072335 | 50 | 36.6906 | 106.4315 | Wind | [5 empty] | UNFCCC CDM Registry | https://cdm.unfccc.int/Projects/redirector?ref=6898 | UNFCCC CDM Registry | [14 empty] | 92.78 | NO-ESTIMATION | NO-ESTIMATION | NO-ESTIMATION | NO-ESTIMATION | CAPACITY-FACTOR-V1 | 21.18%
CHN | China | Shandong Rushan Luneng |  | WRI1071145 | 42 | 36.7336 | 121.5197 | Wind | [5 empty] | UNFCCC CDM Registry | https://cdm.unfccc.int/Projects/redirector?ref=2814 | UNFCCC CDM Registry | [14 empty] | 77.93 | NO-ESTIMATION | NO-ESTIMATION | NO-ESTIMATION | NO-ESTIMATION | CAPACITY-FACTOR-V1 | 21.18%
CHN | China | Datang Qingyuan Phase 2 Wind |  | WRI1071792 | 34 | 36.7728 | 111.4175 | Wind | [5 empty] | UNFCCC CDM Registry | https://cdm.unfccc.int/Projects/redirector?ref=5199 | UNFCCC CDM Registry | [14 empty] | 63.09 | NO-ESTIMATION | NO-ESTIMATION | NO-ESTIMATION | NO-ESTIMATION | CAPACITY-FACTOR-V1 | 21.18%
CHN | China | Huaneng Shandong Rushan Phase 2 And Phase 3 Bundle |  | WRI1071980 | 64 | 36.8014 | 121.5222 | Wind | [5 empty] | UNFCCC CDM Registry | https://cdm.unfccc.int/Projects/redirector?ref=5841 | UNFCCC CDM Registry | 1089525 | [13 empty] | 118.75 | NO-ESTIMATION | NO-ESTIMATION | NO-ESTIMATION | NO-ESTIMATION | CAPACITY-FACTOR-V1 | 21.18%
CHN | China | Ningxia Tongxin (Magaozhuang Lixian Yazi) Datang |  | WRI1072366 | 49 | 36.8050 | 106.5125 | Wind | [5 empty] | UNFCCC CDM Registry | https://cdm.unfccc.int/Projects/redirector?ref=6991 | UNFCCC CDM Registry | [14 empty] | 90.92 | NO-ESTIMATION | NO-ESTIMATION | NO-ESTIMATION | NO-ESTIMATION | CAPACITY-FACTOR-V1 | 21.18%
CHN | China | Ningxia Tongxin (Magaozhuang Laijiawa) Datang |  | WRI1072490 | 49 | 36.8363 | 106.5869 | Wind | [5 empty] | UNFCCC CDM Registry | https://cdm.unfccc.int/Projects/redirector?ref=7343 | UNFCCC CDM Registry | [14 empty] | 90.92 | NO-ESTIMATION | NO-ESTIMATION | NO-ESTIMATION | NO-ESTIMATION | CAPACITY-FACTOR-V1 | 21.18%
CHN | China | Qingdao Longxin Wind Phase 1 |  | WRI1072263 | 49 | 36.8568 | 119.9112 | Wind | [5 empty] | UNFCCC CDM Registry | https://cdm.unfccc.int/Projects/redirector?ref=6697 | UNFCCC CDM Registry | 1097608 | [13 empty] | 90.92 | NO-ESTIMATION | NO-ESTIMATION | NO-ESTIMATION | NO-ESTIMATION | CAPACITY-FACTOR-V1 | 21.18%
CHN | China | Ningxia Tongxin Magaozhuang Wind |  | WRI1072132 | 49 | 36.8911 | 106.4696 | Wind | [5 empty] | UNFCCC CDM Registry | https://cdm.unfccc.int/Projects/redirector?ref=6272 | UNFCCC CDM Registry | [14 empty] | 90.92 | NO-ESTIMATION | NO-ESTIMATION | NO-ESTIMATION | NO-ESTIMATION | CAPACITY-FACTOR-V1 | 21.18%
CHN | China | Datang Wendeng Wind |  | WRI1071775 | 49 | 36.9317 | 122.0858 | Wind | [5 empty] | UNFCCC CDM Registry | https://cdm.unfccc.int/Projects/redirector?ref=5132 | UNFCCC CDM Registry | 1079810 | [13 empty] | 90.92 | NO-ESTIMATION | NO-ESTIMATION | NO-ESTIMATION | NO-ESTIMATION | CAPACITY-FACTOR-V1 | 21.18%
CHN | China | Huan County Nanqiu Second Phase |  | WRI1072470 | 49 | 36.9408 | 106.6656 | Wind | [5 empty] | UNFCCC CDM Registry | https://cdm.unfccc.int/Projects/redirector?ref=7296 | UNFCCC CDM Registry | [14 empty] | 90.92 | NO-ESTIMATION | NO-ESTIMATION | NO-ESTIMATION | NO-ESTIMATION | CAPACITY-FACTOR-V1 | 21.18%
CHN | China | Sdic Baiyin Jiancaitang Second Phase Wind |  | WRI1072171 | 49 | 36.9440 | 104.7578 | Wind | [5 empty] | UNFCCC CDM Registry | https://cdm.unfccc.int/Projects/redirector?ref=6396 | UNFCCC CDM Registry | 1081064 | [13 empty] | 90.92 | NO-ESTIMATION | NO-ESTIMATION | NO-ESTIMATION | NO-ESTIMATION | CAPACITY-FACTOR-V1 | 21.18%
CHN | China | Resources Haiyang Dongfang Phase 1 Wind |  | WRI1072001 | 49 | 36.9442 | 121.0267 | Wind | [5 empty] | UNFCCC CDM Registry | https://cdm.unfccc.int/Projects/redirector?ref=5910 | UNFCCC CDM Registry | 1108810 | [13 empty] | 90.92 | NO-ESTIMATION | NO-ESTIMATION | NO-ESTIMATION | NO-ESTIMATION | CAPACITY-FACTOR-V1 | 21.18%
CHN | China | Chengshan Sancun |  | WRI1025922 | 48.75 | 36.9600 | 122.0700 | Wind | [5 empty] | China Wind Power Center | http://www.cwpc.cn/cwpp/en/information/wind-farms-china/wind-farm-map/ | [15 empty] | 90.46 | SOLAR-V1-NO-AGE | SOLAR-V1-NO-AGE | SOLAR-V1-NO-AGE | SOLAR-V1-NO-AGE | SOLAR-V1-NO-AGE | 21.18%
CHN | China | Datang Wendeng Phase 2 Wind |  | WRI1072505 | 49 | 36.9600 | 122.1100 | Wind | [5 empty] | UNFCCC CDM Registry | https://cdm.unfccc.int/Projects/redirector?ref=7394 | UNFCCC CDM Registry | 1079810 | [13 empty] | 90.92 | NO-ESTIMATION | NO-ESTIMATION | NO-ESTIMATION | NO-ESTIMATION | CAPACITY-FACTOR-V1 | 21.18%
CHN | China | Datang Pingdu Xinhe |  | WRI1072213 | 49 | 36.9971 | 119.5721 | Wind | [5 empty] | UNFCCC CDM Registry | https://cdm.unfccc.int/Projects/redirector?ref=6539 | WRI | 1089526 | [13 empty] | 90.92 | NO-ESTIMATION | NO-ESTIMATION | NO-ESTIMATION | NO-ESTIMATION | CAPACITY-FACTOR-V1 | 21.18%
CHN | China | Gangxi |  | WRI1025921 | 69 | 37.0000 | 122.0900 | Wind | [5 empty] | China Wind Power Center | http://www.cwpc.cn/cwpp/en/information/wind-farms-china/wind-farm-map/ |  | 1066266 | [13 empty] | 128.03 | NO-ESTIMATION | NO-ESTIMATION | NO-ESTIMATION | NO-ESTIMATION | CAPACITY-FACTOR-V1 | 21.18%
CHN | China | Datang Dongping Wind |  | WRI1072136 | 49 | 37.0280 | 116.2200 | Wind | [5 empty] | UNFCCC CDM Registry | https://cdm.unfccc.int/Projects/redirector?ref=6284 | UNFCCC CDM Registry | 1089306 | [13 empty] | 90.92 | NO-ESTIMATION | NO-ESTIMATION | NO-ESTIMATION | NO-ESTIMATION | CAPACITY-FACTOR-V1 | 21.18%
CHN | China | Eshan Wind Haiyang City |  | WRI1071887 | 49 | 37.0440 | 121.2020 | Wind | [5 empty] | UNFCCC CDM Registry | https://cdm.unfccc.int/Projects/redirector?ref=5569 | UNFCCC CDM Registry | 1108810 | [13 empty] | 90.92 | NO-ESTIMATION | NO-ESTIMATION | NO-ESTIMATION | NO-ESTIMATION | CAPACITY-FACTOR-V1 | 21.18%
CHN | China | Ningxia Tongxin Jiaze Kangjiawan Wind |  | WRI1072174 | 49 | 37.0767 | 106.1853 | Wind | [5 empty] | UNFCCC CDM Registry | https://cdm.unfccc.int/Projects/redirector?ref=6405 | UNFCCC CDM Registry | [14 empty] | 90.92 | NO-ESTIMATION | NO-ESTIMATION | NO-ESTIMATION | NO-ESTIMATION | CAPACITY-FACTOR-V1 | 21.18%
CHN | China | Ningxia Hongsipu Wind Power Plant Jiaze Third Phase |  | WRI1072181 | 49 | 37.0812 | 106.0244 | Wind | [5 empty] | UNFCCC CDM Registry | https://cdm.unfccc.int/Projects/redirector?ref=6423 | UNFCCC CDM Registry | [14 empty] | 90.92 | NO-ESTIMATION | NO-ESTIMATION | NO-ESTIMATION | NO-ESTIMATION | CAPACITY-FACTOR-V1 | 21.18%
CHN | China | Huaneng Changyi Phase 1 |  | WRI1071292 | 49 | 37.0930 | 119.5178 | Wind | [5 empty] | UNFCCC CDM Registry | https://cdm.unfccc.int/Projects/redirector?ref=3353 | UNFCCC CDM Registry | [14 empty] | 90.92 | HYDRO-V1 | HYDRO-V1 | HYDRO-V1 | HYDRO-V1 | HYDRO-V1 | 21.18%
CHN | China | Shandong Wendeng Zhangjiachan |  | WRI1071915 | 49 | 37.0936 | 122.0519 | Wind | [5 empty] | UNFCCC CDM Registry | https://cdm.unfccc.int/Projects/redirector?ref=5655 | UNFCCC CDM Registry | [14 empty] | 90.92 | NO-ESTIMATION | NO-ESTIMATION | NO-ESTIMATION | NO-ESTIMATION | CAPACITY-FACTOR-V1 | 21.18%
CHN | China | Laizhou Diaolongzui |  | WRI1070990 | 48 | 37.1000 | 119.5600 | Wind | [5 empty] | UNFCCC CDM Registry | https://cdm.unfccc.int/Projects/redirector?ref=1010 | UNFCCC CDM Registry | 1079807 | [13 empty] | 89.06 | NO-ESTIMATION | NO-ESTIMATION | NO-ESTIMATION | NO-ESTIMATION | CAPACITY-FACTOR-V1 | 21.18%
CHN | China | Yantai Dongyuan Laizhou Phase 1 |  | WRI1071130 | 48 | 37.1111 | 119.6292 | Wind | [5 empty] | UNFCCC CDM Registry | https://cdm.unfccc.int/Projects/redirector?ref=2764 | UNFCCC CDM Registry | [14 empty] | 89.06 | NO-ESTIMATION | NO-ESTIMATION | NO-ESTIMATION | NO-ESTIMATION | CAPACITY-FACTOR-V1 | 21.18%
CHN | China | Qinghai Delingha Gahai Wind Power Phase 1 |  | WRI1072120 | 49 | 37.1160 | 97.3500 | Wind | [5 empty] | UNFCCC CDM Registry | https://cdm.unfccc.int/Projects/redirector?ref=6240 | UNFCCC CDM Registry | [14 empty] | 90.92 | NO-ESTIMATION | NO-ESTIMATION | NO-ESTIMATION | NO-ESTIMATION | CAPACITY-FACTOR-V1 | 21.18%
CHN | China | Houpabu |  | WRI1025920 | 31.5 | 37.1200 | 119.6400 | Wind | [5 empty] | China Wind Power Center | http://www.cwpc.cn/cwpp/en/information/wind-farms-china/wind-farm-map/ |  | 1079808 | [13 empty] | 58.45 | NO-ESTIMATION | NO-ESTIMATION | NO-ESTIMATION | NO-ESTIMATION | CAPACITY-FACTOR-V1 | 21.18%
CHN | China | Datang Haiyang Xujiadian Phase 1 |  | WRI1072540 | 49 | 37.1208 | 121.0525 | Wind | [5 empty] | UNFCCC CDM Registry | https://cdm.unfccc.int/Projects/redirector?ref=7512 | UNFCCC CDM Registry | 1108810 | [13 empty] | 90.92 | NO-ESTIMATION | NO-ESTIMATION | NO-ESTIMATION | NO-ESTIMATION | CAPACITY-FACTOR-V1 | 21.18%
CHN | China | Datang Changyi Phase 1 |  | WRI1072119 | 49 | 37.1320 | 121.0800 | Wind | [5 empty] | UNFCCC CDM Registry | https://cdm.unfccc.int/Projects/redirector?ref=6235 | UNFCCC CDM Registry | [14 empty] | 90.92 | NO-ESTIMATION | NO-ESTIMATION | NO-ESTIMATION | NO-ESTIMATION | CAPACITY-FACTOR-V1 | 21.18%
CHN | China | Ningxia Hongsibao Jiaze Qingshan Wind |  | WRI1072158 | 49 | 37.1456 | 106.0872 | Wind | [5 empty] | UNFCCC CDM Registry | https://cdm.unfccc.int/Projects/redirector?ref=6364 | UNFCCC CDM Registry | 1070495 | [13 empty] | 90.92 | NO-ESTIMATION | NO-ESTIMATION | NO-ESTIMATION | NO-ESTIMATION | CAPACITY-FACTOR-V1 | 21.18%
CHN | China | Guodian Zhaoyuan Xiadian Phase 1 |  | WRI1072444 | 49 | 37.1478 | 120.2458 | Wind | [5 empty] | UNFCCC CDM Registry | https://cdm.unfccc.int/Projects/redirector?ref=7222 | UNFCCC CDM Registry | 1089515 | [13 empty] | 90.92 | NO-ESTIMATION | NO-ESTIMATION | NO-ESTIMATION | NO-ESTIMATION | CAPACITY-FACTOR-V1 | 21.18%
CHN | China | Roncheng Wind |  | WRI1071056 | 48 | 37.1500 | 122.3833 | Wind | [5 empty] | UNFCCC CDM Registry | https://cdm.unfccc.int/Projects/redirector?ref=1755 | UNFCCC CDM Registry | 1079810 | [13 empty] | 89.06 | NO-ESTIMATION | NO-ESTIMATION | NO-ESTIMATION | NO-ESTIMATION | CAPACITY-FACTOR-V1 | 21.18%
CHN | China | Zhongwei Xiangshan Phase 3 |  | WRI1072156 | 49 | 37.1701 | 105.3220 | Wind | [5 empty] | UNFCCC CDM Registry | https://cdm.unfccc.int/Projects/redirector?ref=6356 | UNFCCC CDM Registry | 1089718 | [13 empty] | 90.92 | NO-ESTIMATION | NO-ESTIMATION | NO-ESTIMATION | NO-ESTIMATION | CAPACITY-FACTOR-V1 | 21.18%
CHN | China | Qixia Tangshanpeng |  | WRI1070991 | 21 | 37.1733 | 120.5032 | Wind | [5 empty] | UNFCCC CDM Registry | https://cdm.unfccc.int/Projects/redirector?ref=1019 | UNFCCC CDM Registry | 1079799 | [13 empty] | 38.96 | NO-ESTIMATION | NO-ESTIMATION | NO-ESTIMATION | NO-ESTIMATION | CAPACITY-FACTOR-V1 | 21.18%
CHN | China | Guohua Rongcheng Phase 5 |  | WRI1072360 | 49 | 37.1747 | 122.2672 | Wind | [5 empty] | UNFCCC CDM Registry | https://cdm.unfccc.int/Projects/redirector?ref=6976 | UNFCCC CDM Registry | 1098255 | [13 empty] | 90.92 | NO-ESTIMATION | NO-ESTIMATION | NO-ESTIMATION | NO-ESTIMATION | CAPACITY-FACTOR-V1 | 21.18%
CHN | China | Huadian Laizhou |  | WRI1071151 | 40 | 37.1778 | 119.8067 | Wind | [5 empty] | UNFCCC CDM Registry | https://cdm.unfccc.int/Projects/redirector?ref=2831 | UNFCCC CDM Registry | [14 empty] | 74.22 | NO-ESTIMATION | NO-ESTIMATION | NO-ESTIMATION | NO-ESTIMATION | CAPACITY-FACTOR-V1 | 21.18%
CHN | China | Ningxia Yinyi |  | WRI1071027 | 49 | 37.1800 | 105.5400 | Wind | [5 empty] | UNFCCC CDM Registry | https://cdm.unfccc.int/Projects/redirector?ref=1269 | UNFCCC CDM Registry | [14 empty] | 90.92 | NO-ESTIMATION | NO-ESTIMATION | NO-ESTIMATION | NO-ESTIMATION | CAPACITY-FACTOR-V1 | 21.18%
CHN | China | Ningxia Mahuang Mountain Huianpu Master Phase One |  | WRI1071590 | 49 | 37.1800 | 106.9500 | Wind | [5 empty] | UNFCCC CDM Registry | https://cdm.unfccc.int/Projects/redirector?ref=4493 | UNFCCC CDM Registry | [14 empty] | 90.92 | NO-ESTIMATION | NO-ESTIMATION | NO-ESTIMATION | NO-ESTIMATION | CAPACITY-FACTOR-V1 | 21.18%
CHN | China | Ningxia Hongsipu Jiaze Phase 1 |  | WRI1072105 | 49 | 37.1964 | 105.9822 | Wind | [5 empty] | UNFCCC CDM Registry | https://cdm.unfccc.int/Projects/redirector?ref=6185 | UNFCCC CDM Registry | [14 empty] | 90.92 | NO-ESTIMATION | NO-ESTIMATION | NO-ESTIMATION | NO-ESTIMATION | CAPACITY-FACTOR-V1 | 21.18%
CHN | China | Fanjiazhai |  | WRI1072400 | 49 | 37.1967 | 105.2900 | Wind | [5 empty] | UNFCCC CDM Registry | https://cdm.unfccc.int/Projects/redirector?ref=7101 | UNFCCC CDM Registry | [14 empty] | 90.92 | NO-ESTIMATION | NO-ESTIMATION | NO-ESTIMATION | NO-ESTIMATION | CAPACITY-FACTOR-V1 | 21.18%
CHN | China | Rongcheng Dongchudao |  | WRI1070989 | 15 | 37.2000 | 122.3400 | Wind | [5 empty] | UNFCCC CDM Registry | https://cdm.unfccc.int/Projects/redirector?ref=1008 | UNFCCC CDM Registry | 1028541 | [13 empty] | 27.83 | NO-ESTIMATION | NO-ESTIMATION | NO-ESTIMATION | NO-ESTIMATION | CAPACITY-FACTOR-V1 | 21.18%
CHN | China | Liujiashan |  | WRI1072385 | 49 | 37.2097 | 105.3039 | Wind | [5 empty] | UNFCCC CDM Registry | https://cdm.unfccc.int/Projects/redirector?ref=7038 | UNFCCC CDM Registry | [14 empty] | 90.92 | NO-ESTIMATION | NO-ESTIMATION | NO-ESTIMATION | NO-ESTIMATION | CAPACITY-FACTOR-V1 | 21.18%
CHN | China | Huaneng Binhai |  | WRI1071364 | 49 | 37.2103 | 119.0983 | Wind | [5 empty] | UNFCCC CDM Registry | https://cdm.unfccc.int/Projects/redirector?ref=3603 | UNFCCC CDM Registry | [14 empty] | 90.92 | NO-ESTIMATION | NO-ESTIMATION | NO-ESTIMATION | NO-ESTIMATION | CAPACITY-FACTOR-V1 | 21.18%
CHN | China | Guodian Weifang Binhai Phase 1 |  | WRI1072219 | 48 | 37.2321 | 119.1353 | Wind | [5 empty] | UNFCCC CDM Registry | https://cdm.unfccc.int/Projects/redirector?ref=6547 | UNFCCC CDM Registry | [14 empty] | 89.06 | NO-ESTIMATION | NO-ESTIMATION | NO-ESTIMATION | NO-ESTIMATION | CAPACITY-FACTOR-V1 | 21.18%
CHN | China | Guohua Rongcheng Phase 4 |  | WRI1072277 | 49 | 37.2353 | 122.2697 | Wind | [5 empty] | UNFCCC CDM Registry | https://cdm.unfccc.int/Projects/redirector?ref=6745 | UNFCCC CDM Registry | 1098255 | [13 empty] | 90.92 | NO-ESTIMATION | NO-ESTIMATION | NO-ESTIMATION | NO-ESTIMATION | CAPACITY-FACTOR-V1 | 21.18%
CHN | China | Ningxia Hongsipu Wind Power Plant Jiaze Fourth Phase |  | WRI1072182 | 49 | 37.2408 | 105.9922 | Wind | [5 empty] | UNFCCC CDM Registry | https://cdm.unfccc.int/Projects/redirector?ref=6426 | UNFCCC CDM Registry | [14 empty] | 90.92 | NO-ESTIMATION | NO-ESTIMATION | NO-ESTIMATION | NO-ESTIMATION | CAPACITY-FACTOR-V1 | 21.18%
CHN | China | Ansai Wangjiawan |  | WRI1072409 | 49 | 37.2436 | 109.0554 | Wind | [5 empty] | UNFCCC CDM Registry | https://cdm.unfccc.int/Projects/redirector?ref=7121 | UNFCCC CDM Registry | [14 empty] | 90.92 | NO-ESTIMATION | NO-ESTIMATION | NO-ESTIMATION | NO-ESTIMATION | CAPACITY-FACTOR-V1 | 21.18%
CHN | China | Shandong Qixia Tangshan |  | WRI1072031 | 46 | 37.2470 | 120.8740 | Wind | [5 empty] | UNFCCC CDM Registry | https://cdm.unfccc.int/Projects/redirector?ref=6001 | UNFCCC CDM Registry | [14 empty] | 85.35 | NO-ESTIMATION | NO-ESTIMATION | NO-ESTIMATION | NO-ESTIMATION | CAPACITY-FACTOR-V1 | 21.18%
CHN | China | Guodian Jingbian Jishanliang Phase 3 |  | WRI1072514 | 49 | 37.2536 | 108.3256 | Wind | [5 empty] | UNFCCC CDM Registry | https://cdm.unfccc.int/Projects/redirector?ref=7424 | UNFCCC CDM Registry | [14 empty] | 90.92 | NO-ESTIMATION | NO-ESTIMATION | NO-ESTIMATION | NO-ESTIMATION | CAPACITY-FACTOR-V1 | 21.18%
CHN | China | Guodian Shaanxi Jingbian Jishanliang |  | WRI1072509 | 49 | 37.2547 | 108.2519 | Wind | [5 empty] | UNFCCC CDM Registry | https://cdm.unfccc.int/Projects/redirector?ref=7409 | UNFCCC CDM Registry | [14 empty] | 90.92 | SOLAR-V1-NO-AGE | SOLAR-V1-NO-AGE | SOLAR-V1-NO-AGE | SOLAR-V1-NO-AGE | SOLAR-V1-NO-AGE | 21.18%
CHN | China | Huaneng Shandong Shouguang Phase 2 Wind |  | WRI1071807 | 49 | 37.2548 | 118.9590 | Wind | [5 empty] | UNFCCC CDM Registry | https://cdm.unfccc.int/Projects/redirector?ref=5252 | UNFCCC CDM Registry | 1111503 | [13 empty] | 90.92 | NO-ESTIMATION | NO-ESTIMATION | NO-ESTIMATION | NO-ESTIMATION | CAPACITY-FACTOR-V1 | 21.18%
CHN | China | Guodian Jingbian Jishanliang Phase 2 |  | WRI1072508 | 49 | 37.2658 | 108.2806 | Wind | [5 empty] | UNFCCC CDM Registry | https://cdm.unfccc.int/Projects/redirector?ref=7408 | UNFCCC CDM Registry | [14 empty] | 90.92 | NO-ESTIMATION | NO-ESTIMATION | NO-ESTIMATION | NO-ESTIMATION | CAPACITY-FACTOR-V1 | 21.18%
CHN | China | Guodian Weihai Shanmayu |  | WRI1072431 | 49 | 37.2810 | 121.7080 | Wind | [5 empty] | UNFCCC CDM Registry | https://cdm.unfccc.int/Projects/redirector?ref=7192 | UNFCCC CDM Registry | [14 empty] | 90.92 | NO-ESTIMATION | NO-ESTIMATION | NO-ESTIMATION | NO-ESTIMATION | CAPACITY-FACTOR-V1 | 21.18%
CHN | China | Huaneng Shaanxi Jingbian Longzhou Phase 2 |  | WRI1072190 | 49 | 37.2820 | 108.5020 | Wind | [5 empty] | UNFCCC CDM Registry | https://cdm.unfccc.int/Projects/redirector?ref=6450 | UNFCCC CDM Registry | [14 empty] | 90.92 | NO-ESTIMATION | NO-ESTIMATION | NO-ESTIMATION | NO-ESTIMATION | CAPACITY-FACTOR-V1 | 21.18%
CHN | China | Huaneng Shandong Shouguang Phase 3 Wind |  | WRI1071812 | 49 | 37.2845 | 118.8707 | Wind | [5 empty] | UNFCCC CDM Registry | https://cdm.unfccc.int/Projects/redirector?ref=5269 | UNFCCC CDM Registry | 1111503 | [13 empty] | 90.92 | NO-ESTIMATION | NO-ESTIMATION | NO-ESTIMATION | NO-ESTIMATION | CAPACITY-FACTOR-V1 | 21.18%
CHN | China | Cgn Zhaoyuan Zhangxing Wind |  | WRI1072511 | 49 | 37.2931 | 120.1808 | Wind | [5 empty] | UNFCCC CDM Registry | https://cdm.unfccc.int/Projects/redirector?ref=7413 | UNFCCC CDM Registry | [14 empty] | 90.92 | SOLAR-V1-NO-AGE | SOLAR-V1-NO-AGE | SOLAR-V1-NO-AGE | SOLAR-V1-NO-AGE | SOLAR-V1-NO-AGE | 21.18%
CHN | China | Ningxia Tongxin Jiaze Tianjialing Wind |  | WRI1072202 | 49 | 37.2978 | 105.8683 | Wind | [5 empty] | UNFCCC CDM Registry | https://cdm.unfccc.int/Projects/redirector?ref=6513 | UNFCCC CDM Registry | [14 empty] | 90.92 | SOLAR-V1-NO-AGE | SOLAR-V1-NO-AGE | SOLAR-V1-NO-AGE | SOLAR-V1-NO-AGE | SOLAR-V1-NO-AGE | 21.18%
CHN | China | Ningxia Guodian Yanchi Mahuangshan Phase 1 |  | WRI1071505 | 49 | 37.3060 | 107.0580 | Wind | [5 empty] | UNFCCC CDM Registry | https://cdm.unfccc.int/Projects/redirector?ref=4135 | UNFCCC CDM Registry | 1098990 | [13 empty] | 90.92 | NO-ESTIMATION | NO-ESTIMATION | NO-ESTIMATION | NO-ESTIMATION | CAPACITY-FACTOR-V1 | 21.18%
CHN | China | Dundunliang |  | WRI1023884 | 52.5 | 37.3100 | 105.9100 | Wind | [5 empty] | China Wind Power Center | http://www.cwpc.cn/cwpp/en/information/wind-farms-china/wind-farm-map/ | [15 empty] | 97.41 | SOLAR-V1-NO-AGE | SOLAR-V1-NO-AGE | SOLAR-V1-NO-AGE | SOLAR-V1-NO-AGE | SOLAR-V1-NO-AGE | 21.18%
CHN | China | Yinxing Zhongning Dazhanchang Phase 1 |  | WRI1072307 | 49 | 37.3117 | 105.5894 | Wind | [5 empty] | UNFCCC CDM Registry | https://cdm.unfccc.int/Projects/redirector?ref=6831 | UNFCCC CDM Registry | [14 empty] | 90.92 | SOLAR-V1-NO-AGE | SOLAR-V1-NO-AGE | SOLAR-V1-NO-AGE | SOLAR-V1-NO-AGE | SOLAR-V1-NO-AGE | 21.18%
CHN | China | Yinxing Zhongning Dazhanchang Phase 2 |  | WRI1072210 | 49 | 37.3133 | 105.5472 | Wind | [5 empty] | UNFCCC CDM Registry | https://cdm.unfccc.int/Projects/redirector?ref=6536 | UNFCCC CDM Registry | [14 empty] | 90.92 | SOLAR-V1-NO-AGE | SOLAR-V1-NO-AGE | SOLAR-V1-NO-AGE | SOLAR-V1-NO-AGE | SOLAR-V1-NO-AGE | 21.18%
CHN | China | Datang Zhaoyuan Jinling Phase 1 |  | WRI1072452 | 49 | 37.3156 | 120.2664 | Wind | [5 empty] | UNFCCC CDM Registry | https://cdm.unfccc.int/Projects/redirector?ref=7244 | UNFCCC CDM Registry | 1086178 | [13 empty] | 90.92 | SOLAR-V1-NO-AGE | SOLAR-V1-NO-AGE | SOLAR-V1-NO-AGE | SOLAR-V1-NO-AGE | SOLAR-V1-NO-AGE | 21.18%
CHN | China | Guohua Guangrao (Phase 1) |  | WRI1072223 | 49 | 37.3188 | 118.8708 | Wind | [5 empty] | UNFCCC CDM Registry | https://cdm.unfccc.int/Projects/redirector?ref=6562 | UNFCCC CDM Registry | 1088278 | [13 empty] | 90.92 | NO-ESTIMATION | NO-ESTIMATION | NO-ESTIMATION | NO-ESTIMATION | CAPACITY-FACTOR-V1 | 21.18%
CHN | China | Huaneng Laizhou Phase 2 |  | WRI1071622 | 49 | 37.3200 | 119.8872 | Wind | [5 empty] | UNFCCC CDM Registry | https://cdm.unfccc.int/Projects/redirector?ref=4614 | UNFCCC CDM Registry | 1081700 | [13 empty] | 90.92 | NO-ESTIMATION | NO-ESTIMATION | NO-ESTIMATION | NO-ESTIMATION | CAPACITY-FACTOR-V1 | 21.18%
CHN | China | Guohua Dongying Guangrao Second Phase |  | WRI1072198 | 49 | 37.3208 | 118.9583 | Wind | [5 empty] | UNFCCC CDM Registry | https://cdm.unfccc.int/Projects/redirector?ref=6482 | UNFCCC CDM Registry | 1097624 | [13 empty] | 90.92 | NO-ESTIMATION | NO-ESTIMATION | NO-ESTIMATION | NO-ESTIMATION | CAPACITY-FACTOR-V1 | 21.18%
CHN | China | Shandong Muping Phase 1 |  | WRI1071939 | 42 | 37.3447 | 121.8200 | Wind | [5 empty] | UNFCCC CDM Registry | https://cdm.unfccc.int/Projects/redirector?ref=5714 | UNFCCC CDM Registry | [14 empty] | 77.93 | NO-ESTIMATION | NO-ESTIMATION | NO-ESTIMATION | NO-ESTIMATION | CAPACITY-FACTOR-V1 | 21.18%
CHN | China | Ningxia Mahuangshan Phase 2 |  | WRI1071609 | 49 | 37.3478 | 107.1797 | Wind | [5 empty] | UNFCCC CDM Registry | https://cdm.unfccc.int/Projects/redirector?ref=4556 | UNFCCC CDM Registry | [14 empty] | 90.92 | NO-ESTIMATION | NO-ESTIMATION | NO-ESTIMATION | NO-ESTIMATION | CAPACITY-FACTOR-V1 | 21.18%
CHN | China | Guohua Rongcheng Phase 2 |  | WRI1071703 | 49 | 37.3564 | 122.5210 | Wind | [5 empty] | UNFCCC CDM Registry | https://cdm.unfccc.int/Projects/redirector?ref=4882 | WRI | 1098255 | [13 empty] | 90.92 | NO-ESTIMATION | NO-ESTIMATION | NO-ESTIMATION | NO-ESTIMATION | CAPACITY-FACTOR-V1 | 21.18%
CHN | China | Tushan |  | WRI1025919 | 49 | 37.3600 | 119.8800 | Wind | [5 empty] | China Wind Power Center | http://www.cwpc.cn/cwpp/en/information/wind-farms-china/wind-farm-map/ |  | 1070510 | [13 empty] | 90.92 | NO-ESTIMATION | NO-ESTIMATION | NO-ESTIMATION | NO-ESTIMATION | CAPACITY-FACTOR-V1 | 21.18%
CHN | China | Ningxia Mahuangshan Phase 1 |  | WRI1071603 | 49 | 37.3633 | 107.1258 | Wind | [5 empty] | UNFCCC CDM Registry | https://cdm.unfccc.int/Projects/redirector?ref=4521 | UNFCCC CDM Registry | [14 empty] | 90.92 | NO-ESTIMATION | NO-ESTIMATION | NO-ESTIMATION | NO-ESTIMATION | CAPACITY-FACTOR-V1 | 21.18%
CHN | China | Guohua Dongying Lijin (Phase 1) |  | WRI1071099 | 49 | 37.3700 | 118.1200 | Wind | [5 empty] | UNFCCC CDM Registry | https://cdm.unfccc.int/Projects/redirector?ref=2442 | UNFCCC CDM Registry | 1097624 | [13 empty] | 90.92 | NO-ESTIMATION | NO-ESTIMATION | NO-ESTIMATION | NO-ESTIMATION | CAPACITY-FACTOR-V1 | 21.18%
CHN | China | Shaanxi Fanshigou Phase 2 Wind |  | WRI1072268 | 49 | 37.3794 | 107.8000 | Wind | [5 empty] | UNFCCC CDM Registry | https://cdm.unfccc.int/Projects/redirector?ref=6710 | UNFCCC CDM Registry | [14 empty] | 90.92 | NO-ESTIMATION | NO-ESTIMATION | NO-ESTIMATION | NO-ESTIMATION | CAPACITY-FACTOR-V1 | 21.18%
CHN | China | Tangshanpeng |  | WRI1025918 | 31.7 | 37.3900 | 120.7000 | Wind | [5 empty] | China Wind Power Center | http://www.cwpc.cn/cwpp/en/information/wind-farms-china/wind-farm-map/ |  | 1079799 | [13 empty] | 58.82 | NO-ESTIMATION | NO-ESTIMATION | NO-ESTIMATION | NO-ESTIMATION | CAPACITY-FACTOR-V1 | 21.18%
CHN | China | Datang Qixia Sujiadian Phase 1 |  | WRI1072539 | 49 | 37.3958 | 120.7017 | Wind | [5 empty] | UNFCCC CDM Registry | https://cdm.unfccc.int/Projects/redirector?ref=7511 | UNFCCC CDM Registry | [14 empty] | 90.92 | NO-ESTIMATION | NO-ESTIMATION | NO-ESTIMATION | NO-ESTIMATION | CAPACITY-FACTOR-V1 | 21.18%
CHN | China | Yantai Dongyuan Phase 1 |  | WRI1071368 | 25 | 37.4100 | 121.0500 | Wind | [5 empty] | UNFCCC CDM Registry | https://cdm.unfccc.int/Projects/redirector?ref=3616 | UNFCCC CDM Registry | [14 empty] | 46.39 | SOLAR-V1-NO-AGE | SOLAR-V1-NO-AGE | SOLAR-V1-NO-AGE | SOLAR-V1-NO-AGE | SOLAR-V1-NO-AGE | 21.18%
CHN | China | Shaanxi Fanshigou Wind |  | WRI1072057 | 49 | 37.4178 | 107.9756 | Wind | [5 empty] | UNFCCC CDM Registry | https://cdm.unfccc.int/Projects/redirector?ref=6068 | UNFCCC CDM Registry | [14 empty] | 90.92 | NO-ESTIMATION | NO-ESTIMATION | NO-ESTIMATION | NO-ESTIMATION | CAPACITY-FACTOR-V1 | 21.18%
CHN | China | Yanchi Dashuikeng Yinyi Phase 2 |  | WRI1072216 | 49 | 37.4194 | 107.1964 | Wind | [5 empty] | UNFCCC CDM Registry | https://cdm.unfccc.int/Projects/redirector?ref=6542 | UNFCCC CDM Registry | 1082915 | [13 empty] | 90.92 | NO-ESTIMATION | NO-ESTIMATION | NO-ESTIMATION | NO-ESTIMATION | CAPACITY-FACTOR-V1 | 21.18%
CHN | China | Shandong Longjoin Zhaoyuan Phase 1 |  | WRI1071991 | 49 | 37.4194 | 120.2381 | Wind | [5 empty] | UNFCCC CDM Registry | https://cdm.unfccc.int/Projects/redirector?ref=5880 | UNFCCC CDM Registry | [14 empty] | 90.92 | NO-ESTIMATION | NO-ESTIMATION | NO-ESTIMATION | NO-ESTIMATION | CAPACITY-FACTOR-V1 | 21.18%
CHN | China | Yuanliangshan |  | WRI1072457 | 49 | 37.4328 | 109.0423 | Wind | [5 empty] | UNFCCC CDM Registry | https://cdm.unfccc.int/Projects/redirector?ref=7268 | UNFCCC CDM Registry | [14 empty] | 90.92 | NO-ESTIMATION | NO-ESTIMATION | NO-ESTIMATION | NO-ESTIMATION | CAPACITY-FACTOR-V1 | 21.18%
CHN | China | Ningxia Taiyangshan Jingneng Second Phase |  | WRI1072287 | 49 | 37.4667 | 106.6000 | Wind | [5 empty] | UNFCCC CDM Registry | https://cdm.unfccc.int/Projects/redirector?ref=6760 | UNFCCC CDM Registry | 1089628 | [13 empty] | 90.92 | NO-ESTIMATION | NO-ESTIMATION | NO-ESTIMATION | NO-ESTIMATION | CAPACITY-FACTOR-V1 | 21.18%
CHN | China | Yanchi Dashuikeng Yinyi Phase 1 |  | WRI1072212 | 49 | 37.4741 | 107.2086 | Wind | [5 empty] | UNFCCC CDM Registry | https://cdm.unfccc.int/Projects/redirector?ref=6538 | UNFCCC CDM Registry | 1082915 | [13 empty] | 90.92 | NO-ESTIMATION | NO-ESTIMATION | NO-ESTIMATION | NO-ESTIMATION | NO-ESTIMATION | 21.18%
CHN | China | Ningxia Power Investment Group Taiyangshan Phase 1 |  | WRI1071982 | 49 | 37.4800 | 106.4817 | Wind | [5 empty] | UNFCCC CDM Registry | https://cdm.unfccc.int/Projects/redirector?ref=5844 | UNFCCC CDM Registry | 1089628 | [13 empty] | 90.92 | NO-ESTIMATION | NO-ESTIMATION | NO-ESTIMATION | NO-ESTIMATION | CAPACITY-FACTOR-V1 | 21.18%
CHN | China | Shandong Weihai Wind |  | WRI1071004 | 69 | 37.5028 | 122.1208 | Wind | [5 empty] | UNFCCC CDM Registry | https://cdm.unfccc.int/Projects/redirector?ref=1128 | UNFCCC CDM Registry | 1063348 | [13 empty] | 128.03 | NO-ESTIMATION | NO-ESTIMATION | NO-ESTIMATION | NO-ESTIMATION | CAPACITY-FACTOR-V1 | 21.18%
CHN | China | Datang Ningxia Taiyangshan Phase 2 |  | WRI1072068 | 49 | 37.5034 | 106.4418 | Wind | [5 empty] | UNFCCC CDM Registry | https://cdm.unfccc.int/Projects/redirector?ref=6089 | UNFCCC CDM Registry | 1089628 | [13 empty] | 90.92 | NO-ESTIMATION | NO-ESTIMATION | NO-ESTIMATION | NO-ESTIMATION | CAPACITY-FACTOR-V1 | 21.18%
CHN | China | Taiyangshan Phase 4 |  | WRI1071873 | 49 | 37.5141 | 106.5463 | Wind | [5 empty] | UNFCCC CDM Registry | https://cdm.unfccc.int/Projects/redirector?ref=5505 | UNFCCC CDM Registry | 1089628 | [13 empty] | 90.92 | NO-ESTIMATION | NO-ESTIMATION | NO-ESTIMATION | NO-ESTIMATION | CAPACITY-FACTOR-V1 | 21.18%
CHN | China | Penglai Daliuhang Phase 1 |  | WRI1071614 | 49 | 37.5281 | 121.0267 | Wind | [5 empty] | UNFCCC CDM Registry | https://cdm.unfccc.int/Projects/redirector?ref=4587 | UNFCCC CDM Registry | [14 empty] | 90.92 | NO-ESTIMATION | NO-ESTIMATION | NO-ESTIMATION | NO-ESTIMATION | CAPACITY-FACTOR-V1 | 21.18%
CHN | China | Taiyangshan Phase 3 |  | WRI1071866 | 49 | 37.5309 | 106.5888 | Wind | [5 empty] | UNFCCC CDM Registry | https://cdm.unfccc.int/Projects/redirector?ref=5467 | UNFCCC CDM Registry | 1089628 | [13 empty] | 90.92 | NO-ESTIMATION | NO-ESTIMATION | NO-ESTIMATION | NO-ESTIMATION | CAPACITY-FACTOR-V1 | 21.18%
CHN | China | Ningxia Qingshan Windpower Guodian Phase 2 |  | WRI1071923 | 49 | 37.5309 | 107.1733 | Wind | [5 empty] | UNFCCC CDM Registry | https://cdm.unfccc.int/Projects/redirector?ref=5675 | UNFCCC CDM Registry | [14 empty] | 90.92 | HYDRO-V1 | HYDRO-V1 | HYDRO-V1 | HYDRO-V1 | HYDRO-V1 | 21.18%
CHN | China | Shaanxi Luneng Jingbian |  | WRI1071658 | 47 | 37.5342 | 108.5991 | Wind | [5 empty] | UNFCCC CDM Registry | https://cdm.unfccc.int/Projects/redirector?ref=4762 | UNFCCC CDM Registry | 1078880 | [13 empty] | 87.21 | WIND-V1 | WIND-V1 | WIND-V1 | WIND-V1 | WIND-V1 | 21.18%
CHN | China | Ningxia Ningdong Shiyan |  | WRI1071684 | 49 | 37.5356 | 106.5228 | Wind | [5 empty] | UNFCCC CDM Registry | https://cdm.unfccc.int/Projects/redirector?ref=4825 | UNFCCC CDM Registry | 1070494 | [13 empty] | 90.92 | NO-ESTIMATION | NO-ESTIMATION | NO-ESTIMATION | NO-ESTIMATION | CAPACITY-FACTOR-V1 | 21.18%
CHN | China | Ningxia Yanchi Qingshan Wind Power Guodian Phase 1 |  | WRI1071989 | 49 | 37.5417 | 107.2214 | Wind | [5 empty] | UNFCCC CDM Registry | https://cdm.unfccc.int/Projects/redirector?ref=5868 | UNFCCC CDM Registry | [14 empty] | 90.92 | NO-ESTIMATION | NO-ESTIMATION | NO-ESTIMATION | NO-ESTIMATION | CAPACITY-FACTOR-V1 | 21.18%
CHN | China | Datang Ningxia Taiyangshan Phase 3 |  | WRI1072098 | 49 | 37.5471 | 106.3976 | Wind | [5 empty] | UNFCCC CDM Registry | https://cdm.unfccc.int/Projects/redirector?ref=6167 | UNFCCC CDM Registry | 1089628 | [13 empty] | 90.92 | NO-ESTIMATION | NO-ESTIMATION | NO-ESTIMATION | NO-ESTIMATION | CAPACITY-FACTOR-V1 | 21.18%
CHN | China | Ningxia Hongsipu Phase 2 |  | WRI1071585 | 49 | 37.5564 | 106.0753 | Wind | [5 empty] | UNFCCC CDM Registry | https://cdm.unfccc.int/Projects/redirector?ref=4451 | UNFCCC CDM Registry | [14 empty] | 90.92 | HYDRO-V1 | HYDRO-V1 | HYDRO-V1 | HYDRO-V1 | HYDRO-V1 | 21.18%
CHN | China | Shandong Changdao Wind |  | WRI1070996 | 27 | 37.5600 | 120.4300 | Wind | [5 empty] | UNFCCC CDM Registry | https://cdm.unfccc.int/Projects/redirector?ref=1090 | UNFCCC CDM Registry | [14 empty] | 50.1 | NO-ESTIMATION | NO-ESTIMATION | NO-ESTIMATION | NO-ESTIMATION | CAPACITY-FACTOR-V1 | 21.18%
CHN | China | Datang Qixia Zangjiazhuang Garden |  | WRI1071978 | 49 | 37.5615 | 120.8431 | Wind | [5 empty] | UNFCCC CDM Registry | https://cdm.unfccc.int/Projects/redirector?ref=5839 | UNFCCC CDM Registry | [14 empty] | 90.92 | NO-ESTIMATION | NO-ESTIMATION | NO-ESTIMATION | NO-ESTIMATION | CAPACITY-FACTOR-V1 | 21.18%
CHN | China | Ningxia Taiyangshan Second Phase |  | WRI1071556 | 49 | 37.5660 | 106.5840 | Wind | [5 empty] | UNFCCC CDM Registry | https://cdm.unfccc.int/Projects/redirector?ref=4317 | UNFCCC CDM Registry | 1089628 | [13 empty] | 90.92 | NO-ESTIMATION | NO-ESTIMATION | NO-ESTIMATION | NO-ESTIMATION | CAPACITY-FACTOR-V1 | 21.18%
CHN | China | Ningxia Hongsipu Shibanquan Wind Power Guodian Phase 1 |  | WRI1072332 | 49 | 37.5776 | 106.4264 | Wind | [5 empty] | UNFCCC CDM Registry | https://cdm.unfccc.int/Projects/redirector?ref=6893 | UNFCCC CDM Registry | 1101451 | [13 empty] | 90.92 | NO-ESTIMATION | NO-ESTIMATION | NO-ESTIMATION | NO-ESTIMATION | CAPACITY-FACTOR-V1 | 21.18%
CHN | China | Guodian Penglai Hushan Phase 1 |  | WRI1072168 | 49 | 37.5828 | 120.7532 | Wind | [5 empty] | UNFCCC CDM Registry | https://cdm.unfccc.int/Projects/redirector?ref=6391 | UNFCCC CDM Registry | 1089516 | [13 empty] | 90.92 | NO-ESTIMATION | NO-ESTIMATION | NO-ESTIMATION | NO-ESTIMATION | CAPACITY-FACTOR-V1 | 21.18%
CHN | China | Huaneng Shandong Penglai Daliuhang Wind Power Phase 1 |  | WRI1071979 | 49 | 37.6008 | 120.9392 | Wind | [5 empty] | UNFCCC CDM Registry | https://cdm.unfccc.int/Projects/redirector?ref=5840 | UNFCCC CDM Registry | 1105009 | [13 empty] | 90.92 | NO-ESTIMATION | NO-ESTIMATION | NO-ESTIMATION | NO-ESTIMATION | CAPACITY-FACTOR-V1 | 21.18%
CHN | China | Ningxia Jingneng Lingwu Baitugang |  | WRI1072248 | 49 | 37.6667 | 106.5333 | Wind | [5 empty] | UNFCCC CDM Registry | https://cdm.unfccc.int/Projects/redirector?ref=6645 | UNFCCC CDM Registry | [14 empty] | 90.92 | NO-ESTIMATION | NO-ESTIMATION | NO-ESTIMATION | NO-ESTIMATION | CAPACITY-FACTOR-V1 | 21.18%
CHN | China | Nepg Qingtongxia Niushoushan Phase 2 |  | WRI1072211 | 49 | 37.6994 | 106.0735 | Wind | [5 empty] | UNFCCC CDM Registry | https://cdm.unfccc.int/Projects/redirector?ref=6537 | UNFCCC CDM Registry | 1086820 | [13 empty] | 90.92 | NO-ESTIMATION | NO-ESTIMATION | NO-ESTIMATION | NO-ESTIMATION | CAPACITY-FACTOR-V1 | 21.18%
CHN | China | Nepg Qingtongxia Niushoushan Phase 1 |  | WRI1072209 | 49 | 37.7057 | 106.0739 | Wind | [5 empty] | UNFCCC CDM Registry | https://cdm.unfccc.int/Projects/redirector?ref=6535 | UNFCCC CDM Registry | 1086820 | [13 empty] | 90.92 | HYDRO-V1 | HYDRO-V1 | HYDRO-V1 | HYDRO-V1 | HYDRO-V1 | 21.18%
CHN | China | Guodian Ningxia Qingtongxia Niushoushan Phase 3 |  | WRI1071809 | 49 | 37.7108 | 106.0290 | Wind | [5 empty] | UNFCCC CDM Registry | https://cdm.unfccc.int/Projects/redirector?ref=5259 | UNFCCC CDM Registry | 1086820 | [13 empty] | 90.92 | NO-ESTIMATION | NO-ESTIMATION | NO-ESTIMATION | NO-ESTIMATION | CAPACITY-FACTOR-V1 | 21.18%
CHN | China | Datang Ningxia Ningdong |  | WRI1072066 | 49 | 37.7396 | 106.4229 | Wind | [5 empty] | UNFCCC CDM Registry | https://cdm.unfccc.int/Projects/redirector?ref=6084 | UNFCCC CDM Registry | 1070494 | [13 empty] | 90.92 | NO-ESTIMATION | NO-ESTIMATION | NO-ESTIMATION | NO-ESTIMATION | CAPACITY-FACTOR-V1 | 21.18%
CHN | China | Shandong Penglai Phase 2 |  | WRI1071568 | 48 | 37.7433 | 120.6958 | Wind | [5 empty] | UNFCCC CDM Registry | https://cdm.unfccc.int/Projects/redirector?ref=4402 | UNFCCC CDM Registry | [14 empty] | 89.06 | HYDRO-V1 | HYDRO-V1 | HYDRO-V1 | HYDRO-V1 | HYDRO-V1 | 21.18%
CHN | China | Guodian Ningxia Qingtongxia Niushoushan Phase 1 |  | WRI1071832 | 49 | 37.7483 | 106.0130 | Wind | [5 empty] | UNFCCC CDM Registry | https://cdm.unfccc.int/Projects/redirector?ref=5315 | UNFCCC CDM Registry | 1086820 | [13 empty] | 90.92 | HYDRO-V1 | HYDRO-V1 | HYDRO-V1 | HYDRO-V1 | HYDRO-V1 | 21.18%
CHN | China | Ningxia Ningdong (Lingwu Shagou) Datang Angli |  | WRI1072260 | 49 | 37.7717 | 106.3857 | Wind | [5 empty] | UNFCCC CDM Registry | https://cdm.unfccc.int/Projects/redirector?ref=6685 | UNFCCC CDM Registry | 1070494 | [13 empty] | 90.92 | HYDRO-V1 | HYDRO-V1 | HYDRO-V1 | HYDRO-V1 | HYDRO-V1 | 21.18%
CHN | China | Huadian Ningxia Ningdong Phase 5 |  | WRI1072456 | 49 | 37.7725 | 106.5514 | Wind | [5 empty] | UNFCCC CDM Registry | https://cdm.unfccc.int/Projects/redirector?ref=7264 | UNFCCC CDM Registry | 1070494 | [13 empty] | 90.92 | HYDRO-V1 | HYDRO-V1 | HYDRO-V1 | HYDRO-V1 | HYDRO-V1 | 21.18%
CHN | China | Datang Ningxia Ningdong (Baitugang Town Changliushui) |  | WRI1072067 | 49 | 37.7747 | 106.3930 | Wind | [5 empty] | UNFCCC CDM Registry | https://cdm.unfccc.int/Projects/redirector?ref=6086 | UNFCCC CDM Registry | 1070494 | [13 empty] | 90.92 | HYDRO-V1 | HYDRO-V1 | HYDRO-V1 | HYDRO-V1 | HYDRO-V1 | 21.18%
CHN | China | Guodian Ningxia Qingtongxia Niushoushan Phase 2 |  | WRI1071810 | 49 | 37.7922 | 106.0161 | Wind | [5 empty] | UNFCCC CDM Registry | https://cdm.unfccc.int/Projects/redirector?ref=5260 | UNFCCC CDM Registry | 1086820 | [13 empty] | 90.92 | HYDRO-V1 | HYDRO-V1 | HYDRO-V1 | HYDRO-V1 | HYDRO-V1 | 21.18%
CHN | China | Ningxia Ningdong (Lingwu Changliushui) Datang Angli |  | WRI1072267 | 49 | 37.8088 | 106.3677 | Wind | [5 empty] | UNFCCC CDM Registry | https://cdm.unfccc.int/Projects/redirector?ref=6705 | UNFCCC CDM Registry | 1070494 | [13 empty] | 90.92 | NO-ESTIMATION | NO-ESTIMATION | NO-ESTIMATION | NO-ESTIMATION | CAPACITY-FACTOR-V1 | 21.18%
CHN | China | Huadian Ningxia Ningdong Phase 4 |  | WRI1072053 | 49 | 37.8169 | 106.7003 | Wind | [5 empty] | UNFCCC CDM Registry | https://cdm.unfccc.int/Projects/redirector?ref=6060 | UNFCCC CDM Registry | 1070494 | [13 empty] | 90.92 | NO-ESTIMATION | NO-ESTIMATION | NO-ESTIMATION | NO-ESTIMATION | CAPACITY-FACTOR-V1 | 21.18%
CHN | China | Yangjiayao |  | WRI1023883 | 45 | 37.8200 | 106.6300 | Wind | [5 empty] | China Wind Power Center | http://www.cwpc.cn/cwpp/en/information/wind-farms-china/wind-farm-map/ | [15 empty] | 83.5 | NO-ESTIMATION | NO-ESTIMATION | NO-ESTIMATION | NO-ESTIMATION | CAPACITY-FACTOR-V1 | 21.18%
CHN | China | Huadian Ningxia Ningdong Yangjiayao Expansion |  | WRI1071717 | 12 | 37.8536 | 106.6141 | Wind | [5 empty] | UNFCCC CDM Registry | https://cdm.unfccc.int/Projects/redirector?ref=4914 | UNFCCC CDM Registry | 1070494 | [13 empty] | 22.26 | NO-ESTIMATION | NO-ESTIMATION | NO-ESTIMATION | NO-ESTIMATION | CAPACITY-FACTOR-V1 | 21.18%
CHN | China | Huadian Ningxia Ningdong Yangjiayao |  | WRI1071046 | 45 | 37.8858 | 106.6336 | Wind | [5 empty] | UNFCCC CDM Registry | https://cdm.unfccc.int/Projects/redirector?ref=1592 | UNFCCC CDM Registry | 1070494 | [13 empty] | 83.5 | SOLAR-V1-NO-AGE | SOLAR-V1-NO-AGE | SOLAR-V1-NO-AGE | SOLAR-V1-NO-AGE | SOLAR-V1-NO-AGE | 21.18%
CHN | China | Liancheng |  | WRI1025917 | 40.25 | 37.9200 | 120.7500 | Wind | [5 empty] | China Wind Power Center | http://www.cwpc.cn/cwpp/en/information/wind-farms-china/wind-farm-map/ |  | 1063781 | [13 empty] | 74.68 | NO-ESTIMATION | NO-ESTIMATION | NO-ESTIMATION | NO-ESTIMATION | CAPACITY-FACTOR-V1 | 21.18%
CHN | China | Ningxia Tianjing |  | WRI1070976 | 50 | 37.9500 | 105.8333 | Wind | [5 empty] | UNFCCC CDM Registry | https://cdm.unfccc.int/Projects/redirector?ref=910 | UNFCCC CDM Registry | [14 empty] | 92.78 | NO-ESTIMATION | NO-ESTIMATION | NO-ESTIMATION | NO-ESTIMATION | NO-ESTIMATION | 21.18%
CHN | China | Shandong Huaneng Hekou Phase 1 |  | WRI1071397 | 49 | 37.9889 | 118.4939 | Wind | [5 empty] | UNFCCC CDM Registry | https://cdm.unfccc.int/Projects/redirector?ref=3718 | UNFCCC CDM Registry | [14 empty] | 90.92 | NO-ESTIMATION | NO-ESTIMATION | NO-ESTIMATION | NO-ESTIMATION | CAPACITY-FACTOR-V1 | 21.18%
CHN | China | Ningxia Qingtongxia |  | WRI1071283 | 30 | 37.9918 | 105.8075 | Wind | [5 empty] | UNFCCC CDM Registry | https://cdm.unfccc.int/Projects/redirector?ref=3318 | UNFCCC CDM Registry | [14 empty] | 55.66 | HYDRO-V1 | HYDRO-V1 | HYDRO-V1 | HYDRO-V1 | HYDRO-V1 | 21.18%
CHN | China | Huaneng Shandong Hekou Phase 4 |  | WRI1071697 | 49 | 38.0100 | 118.5300 | Wind | [5 empty] | UNFCCC CDM Registry | https://cdm.unfccc.int/Projects/redirector?ref=4871 | UNFCCC CDM Registry | [14 empty] | 90.92 | SOLAR-V1-NO-AGE | SOLAR-V1-NO-AGE | SOLAR-V1-NO-AGE | SOLAR-V1-NO-AGE | SOLAR-V1-NO-AGE | 21.18%
CHN | China | Ningxia Helanshan |  | WRI1070928 | 111 | 38.0333 | 106.0500 | Wind | [5 empty] | UNFCCC CDM Registry | https://cdm.unfccc.int/Projects/redirector?ref=316 | UNFCCC CDM Registry | 1057265 | [13 empty] | 205.97 | NO-ESTIMATION | NO-ESTIMATION | NO-ESTIMATION | NO-ESTIMATION | CAPACITY-FACTOR-V1 | 21.18%
CHN | China | Huaneng Shandong Hekou Phase 3 |  | WRI1071685 | 49 | 38.0492 | 118.4642 | Wind | [5 empty] | UNFCCC CDM Registry | https://cdm.unfccc.int/Projects/redirector?ref=4830 | UNFCCC CDM Registry | [14 empty] | 90.92 | NO-ESTIMATION | NO-ESTIMATION | NO-ESTIMATION | NO-ESTIMATION | CAPACITY-FACTOR-V1 | 21.18%
CHN | China | Guohua Binzhou Zhanhua (Phase 1) |  | WRI1071098 | 49 | 38.0600 | 118.0500 | Wind | [5 empty] | UNFCCC CDM Registry | https://cdm.unfccc.int/Projects/redirector?ref=2438 | UNFCCC CDM Registry | [14 empty] | 90.92 | NO-ESTIMATION | WIND-V1 | WIND-V1 | WIND-V1 | WIND-V1 | 21.18%
CHN | China | Guohua Dongying Hekou Phase 4 |  | WRI1072142 | 49 | 38.0665 | 118.3177 | Wind | [5 empty] | UNFCCC CDM Registry | https://cdm.unfccc.int/Projects/redirector?ref=6294 | UNFCCC CDM Registry | 1097624 | [13 empty] | 90.92 | HYDRO-V1 | HYDRO-V1 | HYDRO-V1 | HYDRO-V1 | HYDRO-V1 | 21.18%
CHN | China | Guohua Dongying Hekou (Phase 1) |  | WRI1071097 | 49 | 38.0700 | 118.2500 | Wind | [5 empty] | UNFCCC CDM Registry | https://cdm.unfccc.int/Projects/redirector?ref=2436 | UNFCCC CDM Registry | 1097624 | [13 empty] | 90.92 | NO-ESTIMATION | NO-ESTIMATION | NO-ESTIMATION | NO-ESTIMATION | CAPACITY-FACTOR-V1 | 21.18%
CHN | China | Guohua Dongying Hekou Phase 3 |  | WRI1072109 | 49 | 38.0710 | 118.3630 | Wind | [5 empty] | UNFCCC CDM Registry | https://cdm.unfccc.int/Projects/redirector?ref=6200 | UNFCCC CDM Registry | 1097624 | [13 empty] | 90.92 | NO-ESTIMATION | NO-ESTIMATION | NO-ESTIMATION | NO-ESTIMATION | NO-ESTIMATION | 21.18%
CHN | China | Guohua Hekou (Phase 2) |  | WRI1072320 | 49 | 38.0744 | 118.2758 | Wind | [5 empty] | UNFCCC CDM Registry | https://cdm.unfccc.int/Projects/redirector?ref=6858 | UNFCCC CDM Registry | [14 empty] | 90.92 | NO-ESTIMATION | NO-ESTIMATION | NO-ESTIMATION | NO-ESTIMATION | CAPACITY-FACTOR-V1 | 21.18%
CHN | China | Ningxia Tianjing Shenzhou |  | WRI1070931 | 30 | 38.1100 | 105.4600 | Wind | [5 empty] | UNFCCC CDM Registry | https://cdm.unfccc.int/Projects/redirector?ref=398 | UNFCCC CDM Registry | [14 empty] | 55.66 | NO-ESTIMATION | NO-ESTIMATION | NO-ESTIMATION | NO-ESTIMATION | CAPACITY-FACTOR-V1 | 21.18%
CHN | China | Helanshan Phase 5 |  | WRI1071297 | 40 | 38.1943 | 105.7755 | Wind | [5 empty] | UNFCCC CDM Registry | https://cdm.unfccc.int/Projects/redirector?ref=3374 | UNFCCC CDM Registry | [14 empty] | 74.22 | NO-ESTIMATION | NO-ESTIMATION | NO-ESTIMATION | NO-ESTIMATION | CAPACITY-FACTOR-V1 | 21.18%
CHN | China | Ningxia Dalisi |  | WRI1071509 | 40 | 38.3330 | 105.8860 | Wind | [5 empty] | UNFCCC CDM Registry | https://cdm.unfccc.int/Projects/redirector?ref=4149 | UNFCCC CDM Registry | [14 empty] | 74.22 | NO-ESTIMATION | NO-ESTIMATION | NO-ESTIMATION | NO-ESTIMATION | CAPACITY-FACTOR-V1 | 21.18%
CHN | China | Gansu Yongchang Shuiquanzi |  | WRI1072462 | 49 | 38.4306 | 101.5906 | Wind | [5 empty] | UNFCCC CDM Registry | https://cdm.unfccc.int/Projects/redirector?ref=7286 | UNFCCC CDM Registry | [14 empty] | 90.92 | NO-ESTIMATION | NO-ESTIMATION | NO-ESTIMATION | NO-ESTIMATION | CAPACITY-FACTOR-V1 | 21.18%
CHN | China | Guodian Shanxi Jingle Suopo Wind |  | WRI1072084 | 49 | 38.5864 | 112.2554 | Wind | [5 empty] | UNFCCC CDM Registry | https://cdm.unfccc.int/Projects/redirector?ref=6130 | UNFCCC CDM Registry | [14 empty] | 90.92 | NO-ESTIMATION | NO-ESTIMATION | NO-ESTIMATION | NO-ESTIMATION | CAPACITY-FACTOR-V1 | 21.18%
CHN | China | Tianjin Longyuan Dagang Phase 2 Wind |  | WRI1071901 | 49 | 38.6100 | 117.4100 | Wind | [5 empty] | UNFCCC CDM Registry | https://cdm.unfccc.int/Projects/redirector?ref=5613 | UNFCCC CDM Registry | [14 empty] | 90.92 | NO-ESTIMATION | NO-ESTIMATION | NO-ESTIMATION | NO-ESTIMATION | CAPACITY-FACTOR-V1 | 21.18%
CHN | China | Tianjin Dagang Phase 1 |  | WRI1071694 | 49 | 38.6300 | 117.3800 | Wind | [5 empty] | UNFCCC CDM Registry | https://cdm.unfccc.int/Projects/redirector?ref=4864 | UNFCCC CDM Registry | [14 empty] | 90.92 | NO-ESTIMATION | NO-ESTIMATION | NO-ESTIMATION | NO-ESTIMATION | CAPACITY-FACTOR-V1 | 21.18%
CHN | China | Tianjin Dagang Mapengkou Wind |  | WRI1071600 | 49 | 38.6640 | 117.5586 | Wind | [5 empty] | UNFCCC CDM Registry | https://cdm.unfccc.int/Projects/redirector?ref=4510 | UNFCCC CDM Registry | [14 empty] | 90.92 | NO-ESTIMATION | WIND-V1 | WIND-V1 | WIND-V1 | WIND-V1 | 21.18%
CHN | China | Huaneng Shanxi Ningwu Dongmafang Phase 1 |  | WRI1071410 | 49 | 38.7036 | 112.4244 | Wind | [5 empty] | UNFCCC CDM Registry | https://cdm.unfccc.int/Projects/redirector?ref=3784 | UNFCCC CDM Registry | [14 empty] | 90.92 | NO-ESTIMATION | NO-ESTIMATION | NO-ESTIMATION | NO-ESTIMATION | CAPACITY-FACTOR-V1 | 21.18%
CHN | China | Gansu Jinchang Xitan |  | WRI1072463 | 49 | 38.7675 | 102.1861 | Wind | [5 empty] | UNFCCC CDM Registry | https://cdm.unfccc.int/Projects/redirector?ref=7288 | UNFCCC CDM Registry | 1108452 | [13 empty] | 90.92 | SOLAR-V1-NO-AGE | SOLAR-V1-NO-AGE | SOLAR-V1-NO-AGE | SOLAR-V1-NO-AGE | SOLAR-V1-NO-AGE | 21.18%
CHN | China | Shenchi Wind |  | WRI1071657 | 48 | 39.0000 | 112.1328 | Wind | [5 empty] | UNFCCC CDM Registry | https://cdm.unfccc.int/Projects/redirector?ref=4751 | UNFCCC CDM Registry | 1077929 | [13 empty] | 89.06 | NO-ESTIMATION | NO-ESTIMATION | NO-ESTIMATION | NO-ESTIMATION | CAPACITY-FACTOR-V1 | 21.18%
CHN | China | Minqin Hongshagang Xianshuijing West Wind |  | WRI1072371 | 49 | 39.0600 | 102.0014 | Wind | [5 empty] | UNFCCC CDM Registry | https://cdm.unfccc.int/Projects/redirector?ref=6998 | UNFCCC CDM Registry | 1117213 | [13 empty] | 90.92 | NO-ESTIMATION | NO-ESTIMATION | NO-ESTIMATION | NO-ESTIMATION | CAPACITY-FACTOR-V1 | 21.18%
CHN | China | Huaneng Shanxi Yuanping Duanjiapu |  | WRI1072280 | 49 | 39.0667 | 112.6750 | Wind | [5 empty] | UNFCCC CDM Registry | https://cdm.unfccc.int/Projects/redirector?ref=6750 | UNFCCC CDM Registry | [14 empty] | 90.92 | NO-ESTIMATION | NO-ESTIMATION | NO-ESTIMATION | NO-ESTIMATION | CAPACITY-FACTOR-V1 | 21.18%
CHN | China | Hongshagang Shiyan Wind |  | WRI1072512 | 49 | 39.0778 | 102.0782 | Wind | [5 empty] | UNFCCC CDM Registry | https://cdm.unfccc.int/Projects/redirector?ref=7417 | UNFCCC CDM Registry | 1117214 | [13 empty] | 90.92 | NO-ESTIMATION | NO-ESTIMATION | NO-ESTIMATION | NO-ESTIMATION | CAPACITY-FACTOR-V1 | 21.18%
CHN | China | Shenchi Phase 2 Wind |  | WRI1071785 | 49 | 39.1344 | 112.7229 | Wind | [5 empty] | UNFCCC CDM Registry | https://cdm.unfccc.int/Projects/redirector?ref=5170 | UNFCCC CDM Registry | 1077929 | [13 empty] | 90.92 | NO-ESTIMATION | NO-ESTIMATION | NO-ESTIMATION | NO-ESTIMATION | CAPACITY-FACTOR-V1 | 21.18%
CHN | China | Tianjin Dashentang |  | WRI1071837 | 26 | 39.2330 | 118.0090 | Wind | [5 empty] | UNFCCC CDM Registry | https://cdm.unfccc.int/Projects/redirector?ref=5339 | UNFCCC CDM Registry | 1081966 | [13 empty] | 48.24 | NO-ESTIMATION | NO-ESTIMATION | NO-ESTIMATION | NO-ESTIMATION | CAPACITY-FACTOR-V1 | 21.18%
CHN | China | Guodian Laoting Daqinghe Wind |  | WRI1072328 | 49 | 39.2494 | 118.8306 | Wind | [5 empty] | UNFCCC CDM Registry | https://cdm.unfccc.int/Projects/redirector?ref=6884 | UNFCCC CDM Registry | 1105009 | [13 empty] | 90.92 | NO-ESTIMATION | NO-ESTIMATION | NO-ESTIMATION | NO-ESTIMATION | CAPACITY-FACTOR-V1 | 21.18%
CHN | China | Shanxi Limin Phase 2 |  | WRI1072373 | 49 | 39.3360 | 112.1185 | Wind | [5 empty] | UNFCCC CDM Registry | https://cdm.unfccc.int/Projects/redirector?ref=7001 | UNFCCC CDM Registry | [14 empty] | 90.92 | NO-ESTIMATION | NO-ESTIMATION | NO-ESTIMATION | NO-ESTIMATION | CAPACITY-FACTOR-V1 | 21.18%
CHN | China | Huaneng Fanshi Shanglangjian (Shahe Phase 1) Wind |  | WRI1072543 | 49 | 39.3442 | 113.6438 | Wind | [5 empty] | UNFCCC CDM Registry | https://cdm.unfccc.int/Projects/redirector?ref=7517 | UNFCCC CDM Registry | [14 empty] | 90.92 | NO-ESTIMATION | NO-ESTIMATION | NO-ESTIMATION | NO-ESTIMATION | CAPACITY-FACTOR-V1 | 21.18%
CHN | China | Hebei Leting Phase 1 |  | WRI1071230 | 49 | 39.3608 | 119.1842 | Wind | [5 empty] | UNFCCC CDM Registry | https://cdm.unfccc.int/Projects/redirector?ref=3160 | UNFCCC CDM Registry | 1075951 | [13 empty] | 90.92 | NO-ESTIMATION | NO-ESTIMATION | NO-ESTIMATION | NO-ESTIMATION | CAPACITY-FACTOR-V1 | 21.18%
CHN | China | Huaneng Shanxi Pianguan |  | WRI1071827 | 49 | 39.4119 | 111.8528 | Wind | [5 empty] | UNFCCC CDM Registry | https://cdm.unfccc.int/Projects/redirector?ref=5296 | UNFCCC CDM Registry | [14 empty] | 90.92 | NO-ESTIMATION | NO-ESTIMATION | NO-ESTIMATION | NO-ESTIMATION | CAPACITY-FACTOR-V1 | 21.18%
CHN | China | Cgn Dalian Xizhongdao |  | WRI1071860 | 48 | 39.4831 | 121.3332 | Wind | [5 empty] | UNFCCC CDM Registry | https://cdm.unfccc.int/Projects/redirector?ref=5446 | UNFCCC CDM Registry | [14 empty] | 89.06 | NO-ESTIMATION | NO-ESTIMATION | NO-ESTIMATION | NO-ESTIMATION | CAPACITY-FACTOR-V1 | 21.18%
CHN | China | Changli Datan Wind |  | WRI1072440 | 48 | 39.5050 | 119.1797 | Wind | [5 empty] | UNFCCC CDM Registry | https://cdm.unfccc.int/Projects/redirector?ref=7213 | UNFCCC CDM Registry | 1110702 | [13 empty] | 89.06 | HYDRO-V1 | HYDRO-V1 | HYDRO-V1 | HYDRO-V1 | HYDRO-V1 | 21.18%
CHN | China | Cgn Liaoning Paoya Dabeishan Wind |  | WRI1071949 | 49 | 39.5600 | 121.6200 | Wind | [5 empty] | UNFCCC CDM Registry | https://cdm.unfccc.int/Projects/redirector?ref=5747 | UNFCCC CDM Registry | [14 empty] | 90.92 | HYDRO-V1 | HYDRO-V1 | HYDRO-V1 | HYDRO-V1 | HYDRO-V1 | 21.18%
CHN | China | Guodian Shanxi Pinglubeishan Phase 1 Wind |  | WRI1071677 | 49 | 39.5834 | 112.1334 | Wind | [5 empty] | UNFCCC CDM Registry | https://cdm.unfccc.int/Projects/redirector?ref=4805 | UNFCCC CDM Registry | [14 empty] | 90.92 | HYDRO-V1 | HYDRO-V1 | HYDRO-V1 | HYDRO-V1 | HYDRO-V1 | 21.18%
CHN | China | Hebei Yuxian Second Phase Wind |  | WRI1071672 | 49 | 39.5835 | 114.5339 | Wind | [5 empty] | UNFCCC CDM Registry | https://cdm.unfccc.int/Projects/redirector?ref=4789 | UNFCCC CDM Registry | [14 empty] | 90.92 | HYDRO-V1 | HYDRO-V1 | HYDRO-V1 | HYDRO-V1 | HYDRO-V1 | 21.18%
CHN | China | Shanxi Lingqiu Hanfengling Wind |  | WRI1071744 | 49 | 39.5928 | 113.9975 | Wind | [5 empty] | UNFCCC CDM Registry | https://cdm.unfccc.int/Projects/redirector?ref=5011 | UNFCCC CDM Registry | [14 empty] | 90.92 | HYDRO-V1 | HYDRO-V1 | HYDRO-V1 | HYDRO-V1 | HYDRO-V1 | 21.18%
CHN | China | Shanxi Shuozhou Pinglu Tianrui Wind |  | WRI1072478 | 199 | 39.6172 | 112.1336 | Wind | [5 empty] | UNFCCC CDM Registry | https://cdm.unfccc.int/Projects/redirector?ref=7311 | UNFCCC CDM Registry | [14 empty] | 369.26 | NO-ESTIMATION | NO-ESTIMATION | NO-ESTIMATION | NO-ESTIMATION | CAPACITY-FACTOR-V1 | 21.18%
CHN | China | Huadian Hebei Yuzhou Huanghualiang Wind |  | WRI1072375 | 49 | 39.6203 | 114.6506 | Wind | [5 empty] | UNFCCC CDM Registry | https://cdm.unfccc.int/Projects/redirector?ref=7008 | UNFCCC CDM Registry | 1094677 | [13 empty] | 90.92 | HYDRO-V1 | HYDRO-V1 | HYDRO-V1 | HYDRO-V1 | HYDRO-V1 | 21.18%
CHN | China | Huadian Hebei Yuzhou Zhenjiawan Wind |  | WRI1072523 | 49 | 39.6417 | 114.7297 | Wind | [5 empty] | UNFCCC CDM Registry | https://cdm.unfccc.int/Projects/redirector?ref=7464 | UNFCCC CDM Registry | 1084805 | [13 empty] | 90.92 | NO-ESTIMATION | NO-ESTIMATION | NO-ESTIMATION | NO-ESTIMATION | CAPACITY-FACTOR-V1 | 21.18%
CHN | China | Guodian Shuozhou Haifeng Liujiayao |  | WRI1072097 | 49 | 39.6445 | 111.9681 | Wind | [5 empty] | UNFCCC CDM Registry | https://cdm.unfccc.int/Projects/redirector?ref=6166 | UNFCCC CDM Registry | [14 empty] | 90.92 | HYDRO-V1 | HYDRO-V1 | HYDRO-V1 | HYDRO-V1 | HYDRO-V1 | 21.18%
CHN | China | Dashantai Phase 2 Wind |  | WRI1072343 | 49 | 39.6517 | 112.2689 | Wind | [5 empty] | UNFCCC CDM Registry | https://cdm.unfccc.int/Projects/redirector?ref=6918 | UNFCCC CDM Registry | [14 empty] | 90.92 | NO-ESTIMATION | NO-ESTIMATION | NO-ESTIMATION | NO-ESTIMATION | CAPACITY-FACTOR-V1 | 21.18%
CHN | China | Shanxi Pinglu Baiyushan |  | WRI1072414 | 49 | 39.6528 | 111.1028 | Wind | [5 empty] | UNFCCC CDM Registry | https://cdm.unfccc.int/Projects/redirector?ref=7132 | UNFCCC CDM Registry | [14 empty] | 90.92 | HYDRO-V1 | HYDRO-V1 | HYDRO-V1 | HYDRO-V1 | HYDRO-V1 | 21.18%
CHN | China | Yuxian Lihuajian Wind |  | WRI1072312 | 49 | 39.6647 | 114.9147 | Wind | [5 empty] | UNFCCC CDM Registry | https://cdm.unfccc.int/Projects/redirector?ref=6842 | UNFCCC CDM Registry | [14 empty] | 90.92 | HYDRO-V1 | HYDRO-V1 | HYDRO-V1 | HYDRO-V1 | HYDRO-V1 | 21.18%
CHN | China | Yuxian Baiyantuo Wind |  | WRI1071681 | 49 | 39.6755 | 114.5516 | Wind | [5 empty] | UNFCCC CDM Registry | https://cdm.unfccc.int/Projects/redirector?ref=4817 | UNFCCC CDM Registry | [14 empty] | 90.92 | SOLAR-V1-NO-AGE | SOLAR-V1-NO-AGE | SOLAR-V1-NO-AGE | SOLAR-V1-NO-AGE | SOLAR-V1-NO-AGE | 21.18%
CHN | China | Shanxi Shuozhou Pinglu Dashantai (Phase 1) |  | WRI1071851 | 49 | 39.6885 | 112.3210 | Wind | [5 empty] | UNFCCC CDM Registry | https://cdm.unfccc.int/Projects/redirector?ref=5412 | UNFCCC CDM Registry | [14 empty] | 90.92 | HYDRO-V1 | HYDRO-V1 | HYDRO-V1 | HYDRO-V1 | HYDRO-V1 | 21.18%
CHN | China | Yuxian Dongdianziliang Wind (Stage 1) |  | WRI1071665 | 49 | 39.7325 | 114.7627 | Wind | [5 empty] | UNFCCC CDM Registry | https://cdm.unfccc.int/Projects/redirector?ref=4777 | UNFCCC CDM Registry | [14 empty] | 90.92 | HYDRO-V1 | HYDRO-V1 | HYDRO-V1 | HYDRO-V1 | HYDRO-V1 | 21.18%
CHN | China | Yuxian Dongxinghe Wind |  | WRI1072327 | 49 | 39.7342 | 114.9111 | Wind | [5 empty] | UNFCCC CDM Registry | https://cdm.unfccc.int/Projects/redirector?ref=6881 | UNFCCC CDM Registry | [14 empty] | 90.92 | NO-ESTIMATION | NO-ESTIMATION | NO-ESTIMATION | NO-ESTIMATION | CAPACITY-FACTOR-V1 | 21.18%
CHN | China | Guodian Power Youyu Gaojiapu Phase 2 |  | WRI1072103 | 49 | 39.7373 | 112.3946 | Wind | [5 empty] | UNFCCC CDM Registry | https://cdm.unfccc.int/Projects/redirector?ref=6178 | UNFCCC CDM Registry | [14 empty] | 90.92 | NO-ESTIMATION | NO-ESTIMATION | NO-ESTIMATION | NO-ESTIMATION | CAPACITY-FACTOR-V1 | 21.18%
CHN | China | Hebei Yuxian Chashan Wind |  | WRI1071819 | 49 | 39.7717 | 114.8339 | Wind | [5 empty] | UNFCCC CDM Registry | https://cdm.unfccc.int/Projects/redirector?ref=5283 | UNFCCC CDM Registry | [14 empty] | 90.92 | NO-ESTIMATION | NO-ESTIMATION | NO-ESTIMATION | NO-ESTIMATION | CAPACITY-FACTOR-V1 | 21.18%
CHN | China | Hebei Yuxian Yongshengzhuang Wind |  | WRI1071817 | 49 | 39.7964 | 114.7547 | Wind | [5 empty] | UNFCCC CDM Registry | https://cdm.unfccc.int/Projects/redirector?ref=5281 | UNFCCC CDM Registry | [14 empty] | 90.92 | HYDRO-V1 | HYDRO-V1 | HYDRO-V1 | HYDRO-V1 | HYDRO-V1 | 21.18%
CHN | China | Dalian Tuoshan Wafangdian |  | WRI1071149 | 49 | 39.8067 | 121.6444 | Wind | [5 empty] | UNFCCC CDM Registry | https://cdm.unfccc.int/Projects/redirector?ref=2827 | UNFCCC CDM Registry | 1074466 | [13 empty] | 90.92 | HYDRO-V1 | HYDRO-V1 | HYDRO-V1 | HYDRO-V1 | HYDRO-V1 | 21.18%
CHN | China | Dalian Tuoshan Wind |  | WRI1071931 | 49 | 39.8333 | 121.6083 | Wind | [5 empty] | UNFCCC CDM Registry | https://cdm.unfccc.int/Projects/redirector?ref=5693 | UNFCCC CDM Registry | 1086267 | [13 empty] | 90.92 | NO-ESTIMATION | NO-ESTIMATION | NO-ESTIMATION | NO-ESTIMATION | CAPACITY-FACTOR-V1 | 21.18%
CHN | China | Shanxi Huadian Yanggao Nandingshan Wind |  | WRI1072354 | 48 | 39.8672 | 113.8164 | Wind | [5 empty] | UNFCCC CDM Registry | https://cdm.unfccc.int/Projects/redirector?ref=6953 | UNFCCC CDM Registry | [14 empty] | 89.06 | HYDRO-V1 | HYDRO-V1 | HYDRO-V1 | HYDRO-V1 | HYDRO-V1 | 21.18%
CHN | China | Zhongdiantou Dalian Tuoshan |  | WRI1071994 | 49 | 39.8747 | 121.6419 | Wind | [5 empty] | UNFCCC CDM Registry | https://cdm.unfccc.int/Projects/redirector?ref=5886 | UNFCCC CDM Registry | 1074466 | [13 empty] | 90.92 | NO-ESTIMATION | NO-ESTIMATION | NO-ESTIMATION | NO-ESTIMATION | CAPACITY-FACTOR-V1 | 21.18%
CHN | China | Dalian Tuchengzi Wind |  | WRI1071483 | 30 | 40.0100 | 121.8400 | Wind | [5 empty] | UNFCCC CDM Registry | https://cdm.unfccc.int/Projects/redirector?ref=4067 | UNFCCC CDM Registry | [14 empty] | 55.66 | HYDRO-V1 | HYDRO-V1 | HYDRO-V1 | HYDRO-V1 | HYDRO-V1 | 21.18%
CHN | China | Cecep Gansu Yumen Changma Daba South |  | WRI1072214 | 48 | 40.0143 | 96.7164 | Wind | [5 empty] | UNFCCC CDM Registry | https://cdm.unfccc.int/Projects/redirector?ref=6540 | UNFCCC CDM Registry | 1089003 | [13 empty] | 89.06 | HYDRO-V1 | HYDRO-V1 | HYDRO-V1 | HYDRO-V1 | HYDRO-V1 | 21.18%
CHN | China | Hangjin Yihewusu Phase 1 Wind |  | WRI1072443 | 49 | 40.0589 | 107.5411 | Wind | [5 empty] | UNFCCC CDM Registry | https://cdm.unfccc.int/Projects/redirector?ref=7221 | UNFCCC CDM Registry | 1115252 | [13 empty] | 90.92 | HYDRO-V1 | HYDRO-V1 | HYDRO-V1 | HYDRO-V1 | HYDRO-V1 | 21.18%
CHN | China | Inner Mongolia Yihewusu Phase 2 Wind |  | WRI1071331 | 49 | 40.0700 | 107.3100 | Wind | [5 empty] | UNFCCC CDM Registry | https://cdm.unfccc.int/Projects/redirector?ref=3490 | UNFCCC CDM Registry | 1115252 | [13 empty] | 90.92 | SOLAR-V1-NO-AGE | SOLAR-V1-NO-AGE | SOLAR-V1-NO-AGE | SOLAR-V1-NO-AGE | SOLAR-V1-NO-AGE | 21.18%
CHN | China | Shanxi Yulong Youyu Niuxinbao |  | WRI1071780 | 49 | 40.1007 | 112.5010 | Wind | [5 empty] | UNFCCC CDM Registry | https://cdm.unfccc.int/Projects/redirector?ref=5146 | UNFCCC CDM Registry | 1089371 | [13 empty] | 90.92 | NO-ESTIMATION | NO-ESTIMATION | NO-ESTIMATION | NO-ESTIMATION | CAPACITY-FACTOR-V1 | 21.18%
CHN | China | Inner Mongolia Wujier Phase 1 Wind |  | WRI1071302 | 49 | 40.1100 | 107.2100 | Wind | [5 empty] | UNFCCC CDM Registry | https://cdm.unfccc.int/Projects/redirector?ref=3387 | UNFCCC CDM Registry | [14 empty] | 90.92 | HYDRO-V1 | HYDRO-V1 | HYDRO-V1 | HYDRO-V1 | HYDRO-V1 | 21.18%
CHN | China | Inner Mongolia Hangjin Yihewusu Wind |  | WRI1071452 | 49 | 40.1403 | 107.5745 | Wind | [5 empty] | UNFCCC CDM Registry | https://cdm.unfccc.int/Projects/redirector?ref=3936 | UNFCCC CDM Registry | 1115252 | [13 empty] | 90.92 | SOLAR-V1-NO-AGE | SOLAR-V1-NO-AGE | SOLAR-V1-NO-AGE | SOLAR-V1-NO-AGE | SOLAR-V1-NO-AGE | 21.18%
CHN | China | Xinrong Wind |  | WRI1071571 | 49 | 40.1635 | 113.2095 | Wind | [5 empty] | UNFCCC CDM Registry | https://cdm.unfccc.int/Projects/redirector?ref=4412 | UNFCCC CDM Registry | [14 empty] | 90.92 | HYDRO-V1 | HYDRO-V1 | HYDRO-V1 | HYDRO-V1 | HYDRO-V1 | 21.18%
CHN | China | Guodian Youyu Laoqianshan Phase 1 |  | WRI1071524 | 49 | 40.1750 | 112.5553 | Wind | [5 empty] | UNFCCC CDM Registry | https://cdm.unfccc.int/Projects/redirector?ref=4187 | UNFCCC CDM Registry | 1089373 | [13 empty] | 90.92 | HYDRO-V1 | HYDRO-V1 | HYDRO-V1 | HYDRO-V1 | HYDRO-V1 | 21.18%
CHN | China | Guodian Shanxi Youyu Caojiashan Wind |  | WRI1071735 | 49 | 40.1800 | 112.5630 | Wind | [5 empty] | UNFCCC CDM Registry | https://cdm.unfccc.int/Projects/redirector?ref=4972 | UNFCCC CDM Registry | 1089372 | [13 empty] | 90.92 | HYDRO-V1 | HYDRO-V1 | HYDRO-V1 | HYDRO-V1 | HYDRO-V1 | 21.18%
CHN | China | Guodian Shanxi Youyu Caojiashan Phase 2 Wind |  | WRI1071601 | 49 | 40.1800 | 112.6030 | Wind | [5 empty] | UNFCCC CDM Registry | https://cdm.unfccc.int/Projects/redirector?ref=4511 | UNFCCC CDM Registry | 1089372 | [13 empty] | 90.92 | HYDRO-V1 | HYDRO-V1 | HYDRO-V1 | HYDRO-V1 | HYDRO-V1 | 21.18%
CHN | China | Liaoning Xianrendao Wind |  | WRI1072472 | 33 | 40.1867 | 121.9912 | Wind | [5 empty] | UNFCCC CDM Registry | https://cdm.unfccc.int/Projects/redirector?ref=7300 | UNFCCC CDM Registry | [14 empty] | 61.23 | NO-ESTIMATION | NO-ESTIMATION | NO-ESTIMATION | NO-ESTIMATION | CAPACITY-FACTOR-V1 | 21.18%
CHN | China | Huaneng Shanxi Tianzhen Phase 1 Wind |  | WRI1071831 | 49 | 40.1967 | 114.1509 | Wind | [5 empty] | UNFCCC CDM Registry | https://cdm.unfccc.int/Projects/redirector?ref=5314 | UNFCCC CDM Registry | 1105009 | [13 empty] | 90.92 | HYDRO-V1 | HYDRO-V1 | HYDRO-V1 | HYDRO-V1 | HYDRO-V1 | 21.18%
CHN | China | Liaoning Xingcheng Liutaizi |  | WRI1071322 | 49 | 40.3286 | 120.4739 | Wind | [5 empty] | UNFCCC CDM Registry | https://cdm.unfccc.int/Projects/redirector?ref=3443 | UNFCCC CDM Registry | [14 empty] | 90.92 | HYDRO-V1 | HYDRO-V1 | HYDRO-V1 | HYDRO-V1 | HYDRO-V1 | 21.18%
CHN | China | Beijing Guanting Wind Phase 2 |  | WRI1071572 | 85 | 40.3375 | 115.6750 | Wind | [5 empty] | UNFCCC CDM Registry | https://cdm.unfccc.int/Projects/redirector?ref=4413 | UNFCCC CDM Registry | [14 empty] | 157.72 | HYDRO-V1 | HYDRO-V1 | HYDRO-V1 | HYDRO-V1 | HYDRO-V1 | 21.18%
CHN | China | Fang'an |  | WRI1023880 | 75 | 40.3700 | 120.5700 | Wind | [5 empty] | China Wind Power Center | http://www.cwpc.cn/cwpp/en/information/wind-farms-china/wind-farm-map/ | [15 empty] | 139.17 | HYDRO-V1 | HYDRO-V1 | HYDRO-V1 | HYDRO-V1 | HYDRO-V1 | 21.18%
CHN | China | Beijing Yanqing Low Windspeed Pilot |  | WRI1071344 | 15 | 40.3761 | 115.8182 | Wind | [5 empty] | UNFCCC CDM Registry | https://cdm.unfccc.int/Projects/redirector?ref=3536 | UNFCCC CDM Registry | 1091731 | [13 empty] | 27.83 | NO-ESTIMATION | NO-ESTIMATION | NO-ESTIMATION | NO-ESTIMATION | CAPACITY-FACTOR-V1 | 21.18%
CHN | China | Jiulongdi (Xianrendao) |  | WRI1023879 | 33.7 | 40.4000 | 122.2500 | Wind | [5 empty] | China Wind Power Center | http://www.cwpc.cn/cwpp/en/information/wind-farms-china/wind-farm-map/ |  | 1047186 | [13 empty] | 62.53 | HYDRO-V1 | HYDRO-V1 | HYDRO-V1 | HYDRO-V1 | HYDRO-V1 | 21.18%
CHN | China | Zhangbei Mijiagou |  | WRI1070958 | 49 | 40.4900 | 114.5327 | Wind | [5 empty] | UNFCCC CDM Registry | https://cdm.unfccc.int/Projects/redirector?ref=845 | UNFCCC CDM Registry | [14 empty] | 90.92 | HYDRO-V1 | HYDRO-V1 | HYDRO-V1 | HYDRO-V1 | HYDRO-V1 | 21.18%
CHN | China | Hebei Shangyi Manjing East |  | WRI1070957 | 49 | 40.4957 | 114.5600 | Wind | [5 empty] | UNFCCC CDM Registry | https://cdm.unfccc.int/Projects/redirector?ref=842 | UNFCCC CDM Registry | [14 empty] | 90.92 | HYDRO-V1 | HYDRO-V1 | HYDRO-V1 | HYDRO-V1 | HYDRO-V1 | 21.18%
CHN | China | Hebei Chongli Honghualiang |  | WRI1071835 | 49 | 40.5743 | 115.2800 | Wind | [5 empty] | UNFCCC CDM Registry | https://cdm.unfccc.int/Projects/redirector?ref=5330 | UNFCCC CDM Registry | [14 empty] | 90.92 | HYDRO-V1 | HYDRO-V1 | HYDRO-V1 | HYDRO-V1 | HYDRO-V1 | 21.18%
CHN | China | Shanxi Tianzhen Daliangshan Phase 1 |  | WRI1072147 | 49 | 40.5925 | 114.1508 | Wind | [5 empty] | UNFCCC CDM Registry | https://cdm.unfccc.int/Projects/redirector?ref=6322 | UNFCCC CDM Registry | [14 empty] | 90.92 | HYDRO-V1 | HYDRO-V1 | HYDRO-V1 | HYDRO-V1 | HYDRO-V1 | 21.18%
CHN | China | Gansu Wind Farm |  | WRI1023878 | 6000 | 40.6876 | 95.7329 | Wind | [5 empty] | Sinovel | http://www.sinovel.com/english/content/?146.html | [15 empty] | 11133.67 | HYDRO-V1 | HYDRO-V1 | HYDRO-V1 | HYDRO-V1 | HYDRO-V1 | 21.18%
CHN | China | Caishenliang Wind Inner Mongolia |  | WRI1071436 | 49 | 40.7950 | 112.7250 | Wind | [5 empty] | UNFCCC CDM Registry | https://cdm.unfccc.int/Projects/redirector?ref=3889 | UNFCCC CDM Registry | [14 empty] | 90.92 | HYDRO-V1 | HYDRO-V1 | HYDRO-V1 | HYDRO-V1 | HYDRO-V1 | 21.18%
CHN | China | Hebei Xiqiaoliang Farm Phase 1 |  | WRI1071757 | 49 | 40.8299 | 115.3624 | Wind | [5 empty] | UNFCCC CDM Registry | https://cdm.unfccc.int/Projects/redirector?ref=5064 | UNFCCC CDM Registry | [14 empty] | 90.92 | HYDRO-V1 | HYDRO-V1 | HYDRO-V1 | HYDRO-V1 | HYDRO-V1 | 21.18%
CHN | China | Huaneng Panjin Dawa |  | WRI1071656 | 49 | 40.8633 | 122.0386 | Wind | [5 empty] | UNFCCC CDM Registry | https://cdm.unfccc.int/Projects/redirector?ref=4749 | UNFCCC CDM Registry | [14 empty] | 90.92 | NO-ESTIMATION | NO-ESTIMATION | NO-ESTIMATION | NO-ESTIMATION | CAPACITY-FACTOR-V1 | 21.18%
CHN | China | Guohua Chicheng Motianling |  | WRI1071998 | 49 | 40.9330 | 115.5630 | Wind | [5 empty] | UNFCCC CDM Registry | https://cdm.unfccc.int/Projects/redirector?ref=5903 | UNFCCC CDM Registry | [14 empty] | 90.92 | NO-ESTIMATION | NO-ESTIMATION | NO-ESTIMATION | NO-ESTIMATION | CAPACITY-FACTOR-V1 | 21.18%
CHN | China | Chicheng Dananshan |  | WRI1071543 | 49 | 40.9333 | 115.5625 | Wind | [5 empty] | UNFCCC CDM Registry | https://cdm.unfccc.int/Projects/redirector?ref=4252 | UNFCCC CDM Registry | [14 empty] | 90.92 | HYDRO-V1 | HYDRO-V1 | HYDRO-V1 | HYDRO-V1 | HYDRO-V1 | 21.18%
CHN | China | Upc Linghai Xibaqian Liaoning |  | WRI1071830 | 49 | 40.9333 | 121.6000 | Wind | [5 empty] | UNFCCC CDM Registry | https://cdm.unfccc.int/Projects/redirector?ref=5312 | UNFCCC CDM Registry | 1106216 | [13 empty] | 90.92 | NO-ESTIMATION | NO-ESTIMATION | NO-ESTIMATION | NO-ESTIMATION | CAPACITY-FACTOR-V1 | 21.18%
CHN | China | Liaoning Linghai Nanxiaoliu |  | WRI1071427 | 49 | 40.9428 | 121.4489 | Wind | [5 empty] | UNFCCC CDM Registry | https://cdm.unfccc.int/Projects/redirector?ref=3857 | UNFCCC CDM Registry | [14 empty] | 90.92 | NO-ESTIMATION | NO-ESTIMATION | NO-ESTIMATION | NO-ESTIMATION | CAPACITY-FACTOR-V1 | 21.18%
CHN | China | Baishi |  | WRI1072072 | 30 | 40.9583 | 121.1056 | Wind | [5 empty] | UNFCCC CDM Registry | https://cdm.unfccc.int/Projects/redirector?ref=6096 | UNFCCC CDM Registry | [14 empty] | 55.66 | HYDRO-V1 | HYDRO-V1 | HYDRO-V1 | HYDRO-V1 | HYDRO-V1 | 21.18%
CHN | China | Guodian Linghai Qingsong |  | WRI1071439 | 49 | 40.9583 | 121.3653 | Wind | [5 empty] | UNFCCC CDM Registry | https://cdm.unfccc.int/Projects/redirector?ref=3894 | UNFCCC CDM Registry | [14 empty] | 90.92 | NO-ESTIMATION | NO-ESTIMATION | NO-ESTIMATION | NO-ESTIMATION | CAPACITY-FACTOR-V1 | 21.18%
CHN | China | Hebei Shiren Ii Wind |  | WRI1071418 | 25 | 40.9797 | 114.3000 | Wind | [5 empty] | UNFCCC CDM Registry | https://cdm.unfccc.int/Projects/redirector?ref=3800 | UNFCCC CDM Registry | [14 empty] | 46.39 | NO-ESTIMATION | NO-ESTIMATION | NO-ESTIMATION | NO-ESTIMATION | CAPACITY-FACTOR-V1 | 21.18%
CHN | China | Zhangbei Caoniangou Wind |  | WRI1071727 | 49 | 41.0323 | 114.7153 | Wind | [5 empty] | UNFCCC CDM Registry | https://cdm.unfccc.int/Projects/redirector?ref=4935 | UNFCCC CDM Registry | [14 empty] | 90.92 | NO-ESTIMATION | NO-ESTIMATION | NO-ESTIMATION | NO-ESTIMATION | CAPACITY-FACTOR-V1 | 21.18%
CHN | China | Hebei Zhangbei Xishungou |  | WRI1071820 | 49 | 41.0456 | 114.6739 | Wind | [5 empty] | UNFCCC CDM Registry | https://cdm.unfccc.int/Projects/redirector?ref=5284 | UNFCCC CDM Registry | [14 empty] | 90.92 | NO-ESTIMATION | NO-ESTIMATION | NO-ESTIMATION | NO-ESTIMATION | CAPACITY-FACTOR-V1 | 21.18%
CHN | China | Hebei Bode Shenlong Xiaoertai Wind |  | WRI1071795 | 40 | 41.0470 | 114.8700 | Wind | [5 empty] | UNFCCC CDM Registry | https://cdm.unfccc.int/Projects/redirector?ref=5217 | UNFCCC CDM Registry | [14 empty] | 74.22 | NO-ESTIMATION | NO-ESTIMATION | NO-ESTIMATION | NO-ESTIMATION | CAPACITY-FACTOR-V1 | 21.18%
CHN | China | Huitengxile |  | WRI1023877 | 67.6 | 41.0500 | 112.6600 | Wind | [5 empty] | China Wind Power Center | http://www.cwpc.cn/cwpp/en/information/wind-farms-china/wind-farm-map/ |  | 1060243 | [13 empty] | 125.43 | NO-ESTIMATION | NO-ESTIMATION | NO-ESTIMATION | NO-ESTIMATION | CAPACITY-FACTOR-V1 | 21.18%
CHN | China | Inner Mongolia Datang International Zhuozi Phase 4 |  | WRI1071934 | 49 | 41.0586 | 112.6588 | Wind | [5 empty] | UNFCCC CDM Registry | https://cdm.unfccc.int/Projects/redirector?ref=5706 | UNFCCC CDM Registry | 1078735 | [13 empty] | 90.92 | NO-ESTIMATION | NO-ESTIMATION | NO-ESTIMATION | NO-ESTIMATION | NO-ESTIMATION | 21.18%
CHN | China | Hebei Bodeyulong Phase Four |  | WRI1072226 | 49 | 41.0633 | 114.9356 | Wind | [5 empty] | UNFCCC CDM Registry | https://cdm.unfccc.int/Projects/redirector?ref=6572 | UNFCCC CDM Registry | [14 empty] | 90.92 | HYDRO-V1 | HYDRO-V1 | HYDRO-V1 | HYDRO-V1 | HYDRO-V1 | 21.18%
CHN | China | Inner Mongolia Zhuozi Iii Wind |  | WRI1071258 | 48 | 41.0661 | 112.6367 | Wind | [5 empty] | UNFCCC CDM Registry | https://cdm.unfccc.int/Projects/redirector?ref=3251 | UNFCCC CDM Registry | 1078735 | [13 empty] | 89.06 | NO-ESTIMATION | NO-ESTIMATION | NO-ESTIMATION | NO-ESTIMATION | NO-ESTIMATION | 21.18%
CHN | China | Hebei Zhangbei Batou Phase 1 |  | WRI1071783 | 99 | 41.0667 | 114.2500 | Wind | [5 empty] | UNFCCC CDM Registry | https://cdm.unfccc.int/Projects/redirector?ref=5156 | UNFCCC CDM Registry | [14 empty] | 183.7 | NO-ESTIMATION | NO-ESTIMATION | NO-ESTIMATION | NO-ESTIMATION | CAPACITY-FACTOR-V1 | 21.18%
CHN | China | Hebei Bodeyulong Phase Three |  | WRI1072224 | 49 | 41.0680 | 114.8913 | Wind | [5 empty] | UNFCCC CDM Registry | https://cdm.unfccc.int/Projects/redirector?ref=6569 | UNFCCC CDM Registry | [14 empty] | 90.92 | HYDRO-V1 | HYDRO-V1 | HYDRO-V1 | HYDRO-V1 | HYDRO-V1 | 21.18%
CHN | China | Hebei Shangyi Chaoligai |  | WRI1072483 | 49 | 41.0695 | 114.0923 | Wind | [5 empty] | UNFCCC CDM Registry | https://cdm.unfccc.int/Projects/redirector?ref=7323 | UNFCCC CDM Registry | [14 empty] | 90.92 | HYDRO-V1 | HYDRO-V1 | HYDRO-V1 | HYDRO-V1 | HYDRO-V1 | 21.18%
CHN | China | Cecic Zhangbei Dayangzhuang |  | WRI1071066 | 49 | 41.0722 | 114.3340 | Wind | [5 empty] | UNFCCC CDM Registry | https://cdm.unfccc.int/Projects/redirector?ref=1855 | UNFCCC CDM Registry | 1067230 | [13 empty] | 90.92 | NO-ESTIMATION | NO-ESTIMATION | NO-ESTIMATION | NO-ESTIMATION | CAPACITY-FACTOR-V1 | 21.18%
CHN | China | Hebei Shangyi Moshishan |  | WRI1072482 | 49 | 41.0768 | 114.1729 | Wind | [5 empty] | UNFCCC CDM Registry | https://cdm.unfccc.int/Projects/redirector?ref=7322 | UNFCCC CDM Registry | [14 empty] | 90.92 | NO-ESTIMATION | NO-ESTIMATION | NO-ESTIMATION | NO-ESTIMATION | CAPACITY-FACTOR-V1 | 21.18%
CHN | China | Hebei Shangyi Manjing North |  | WRI1071642 | 49 | 41.0800 | 114.2700 | Wind | [5 empty] | UNFCCC CDM Registry | https://cdm.unfccc.int/Projects/redirector?ref=4715 | UNFCCC CDM Registry | [14 empty] | 90.92 | NO-ESTIMATION | NO-ESTIMATION | NO-ESTIMATION | NO-ESTIMATION | CAPACITY-FACTOR-V1 | 21.18%
CHN | China | Hebei Shangyi Hanjiazhuang Phase 2 |  | WRI1071662 | 49 | 41.0802 | 114.0944 | Wind | [5 empty] | UNFCCC CDM Registry | https://cdm.unfccc.int/Projects/redirector?ref=4769 | UNFCCC CDM Registry | [14 empty] | 90.92 | NO-ESTIMATION | NO-ESTIMATION | NO-ESTIMATION | NO-ESTIMATION | CAPACITY-FACTOR-V1 | 21.18%
CHN | China | Dehe Zhangbei Phase 1 |  | WRI1071479 | 49 | 41.0864 | 114.7414 | Wind | [5 empty] | UNFCCC CDM Registry | https://cdm.unfccc.int/Projects/redirector?ref=4046 | UNFCCC CDM Registry | [14 empty] | 90.92 | NO-ESTIMATION | NO-ESTIMATION | NO-ESTIMATION | NO-ESTIMATION | CAPACITY-FACTOR-V1 | 21.18%
CHN | China | Hebei Zhangbei Lijiaying |  | WRI1071821 | 49 | 41.0866 | 114.6477 | Wind | [5 empty] | UNFCCC CDM Registry | https://cdm.unfccc.int/Projects/redirector?ref=5285 | UNFCCC CDM Registry | [14 empty] | 90.92 | NO-ESTIMATION | NO-ESTIMATION | NO-ESTIMATION | NO-ESTIMATION | CAPACITY-FACTOR-V1 | 21.18%
CHN | China | Huitengxile Jingneng Wind |  | WRI1070961 | 100 | 41.0900 | 112.3700 | Wind | [5 empty] | UNFCCC CDM Registry | https://cdm.unfccc.int/Projects/redirector?ref=870 | UNFCCC CDM Registry | 1091723 | [13 empty] | 185.56 | NO-ESTIMATION | NO-ESTIMATION | NO-ESTIMATION | NO-ESTIMATION | CAPACITY-FACTOR-V1 | 21.18%
CHN | China | Dadonggou |  | WRI1023876 | 121.5 | 41.1000 | 112.6900 | Wind | [5 empty] | China Wind Power Center | http://www.cwpc.cn/cwpp/en/information/wind-farms-china/wind-farm-map/ |  | 1079986 | [13 empty] | 225.45 | NO-ESTIMATION | NO-ESTIMATION | NO-ESTIMATION | NO-ESTIMATION | CAPACITY-FACTOR-V1 | 21.18%
CHN | China | Dehe Zhangbei Phase 2 |  | WRI1071814 | 49 | 41.1000 | 114.7900 | Wind | [5 empty] | UNFCCC CDM Registry | https://cdm.unfccc.int/Projects/redirector?ref=5275 | UNFCCC CDM Registry | [14 empty] | 90.92 | NO-ESTIMATION | NO-ESTIMATION | NO-ESTIMATION | NO-ESTIMATION | CAPACITY-FACTOR-V1 | 21.18%
CHN | China | Zhuozi Bayinxile |  | WRI1072071 | 48 | 41.1025 | 112.6864 | Wind | [5 empty] | UNFCCC CDM Registry | https://cdm.unfccc.int/Projects/redirector?ref=6092 | UNFCCC CDM Registry | 1076139 | [13 empty] | 89.06 | NO-ESTIMATION | NO-ESTIMATION | NO-ESTIMATION | NO-ESTIMATION | CAPACITY-FACTOR-V1 | 21.18%
CHN | China | Inner Mongolia Zhuozi Ii Wind |  | WRI1071388 | 49 | 41.1056 | 112.6403 | Wind | [5 empty] | UNFCCC CDM Registry | https://cdm.unfccc.int/Projects/redirector?ref=3688 | UNFCCC CDM Registry | 1078735 | [13 empty] | 90.92 | NO-ESTIMATION | NO-ESTIMATION | NO-ESTIMATION | NO-ESTIMATION | CAPACITY-FACTOR-V1 | 21.18%
CHN | China | Datang Kazuo Shuangmiao |  | WRI1072043 | 49 | 41.1065 | 119.6645 | Wind | [5 empty] | UNFCCC CDM Registry | https://cdm.unfccc.int/Projects/redirector?ref=6038 | UNFCCC CDM Registry | [14 empty] | 90.92 | NO-ESTIMATION | NO-ESTIMATION | NO-ESTIMATION | NO-ESTIMATION | CAPACITY-FACTOR-V1 | 21.18%
CHN | China | Huaneng Wuchuan Shilatu |  | WRI1071839 | 49 | 41.1078 | 110.8744 | Wind | [5 empty] | UNFCCC CDM Registry | https://cdm.unfccc.int/Projects/redirector?ref=5351 | UNFCCC CDM Registry | 1084804 | [13 empty] | 90.92 | NO-ESTIMATION | NO-ESTIMATION | NO-ESTIMATION | NO-ESTIMATION | CAPACITY-FACTOR-V1 | 21.18%
CHN | China | Huitengxile Wind |  | WRI1070952 | 100 | 41.1100 | 112.3500 | Wind | [5 empty] | UNFCCC CDM Registry | https://cdm.unfccc.int/Projects/redirector?ref=823 | UNFCCC CDM Registry | 1023036 | [13 empty] | 185.56 | NO-ESTIMATION | NO-ESTIMATION | NO-ESTIMATION | NO-ESTIMATION | CAPACITY-FACTOR-V1 | 21.18%
CHN | China | Bayinxile |  | WRI1023875 | 44 | 41.1100 | 112.4800 | Wind | [5 empty] | China Wind Power Center | http://www.cwpc.cn/cwpp/en/information/wind-farms-china/wind-farm-map/ |  | 1076139 | [13 empty] | 81.64 | HYDRO-V1 | HYDRO-V1 | HYDRO-V1 | HYDRO-V1 | HYDRO-V1 | 21.18%
CHN | China | Kangleng |  | WRI1023874 | 133.5 | 41.1100 | 114.1000 | Wind | [5 empty] | China Wind Power Center | http://www.cwpc.cn/cwpp/en/information/wind-farms-china/wind-farm-map/ |  | 1076511 | [13 empty] | 247.72 | HYDRO-V1 | HYDRO-V1 | HYDRO-V1 | HYDRO-V1 | HYDRO-V1 | 21.18%
CHN | China | Shangyi Hanjiazhuang Wind Phase 1 |  | WRI1072301 | 49 | 41.1120 | 114.4580 | Wind | [5 empty] | UNFCCC CDM Registry | https://cdm.unfccc.int/Projects/redirector?ref=6807 | UNFCCC CDM Registry | [14 empty] | 90.92 | NO-ESTIMATION | NO-ESTIMATION | NO-ESTIMATION | NO-ESTIMATION | NO-ESTIMATION | 21.18%
CHN | China | Inner Mongolia Jingneng Huitengxile Phase 2 |  | WRI1072089 | 30 | 41.1242 | 112.5125 | Wind | [5 empty] | UNFCCC CDM Registry | https://cdm.unfccc.int/Projects/redirector?ref=6138 | UNFCCC CDM Registry | 1023036 | [13 empty] | 55.66 | NO-ESTIMATION | NO-ESTIMATION | NO-ESTIMATION | NO-ESTIMATION | NO-ESTIMATION | 21.18%
CHN | China | Hebei Shangyi Longyuan Wind |  | WRI1071396 | 150 | 41.1267 | 113.9347 | Wind | [5 empty] | UNFCCC CDM Registry | https://cdm.unfccc.int/Projects/redirector?ref=3704 | UNFCCC CDM Registry | [14 empty] | 278.34 | NO-ESTIMATION | NO-ESTIMATION | NO-ESTIMATION | NO-ESTIMATION | NO-ESTIMATION | 21.18%
CHN | China | Dayangpuzi |  | WRI1023873 | 100.5 | 41.1300 | 112.7500 | Wind | [5 empty] | China Wind Power Center | http://www.cwpc.cn/cwpp/en/information/wind-farms-china/wind-farm-map/ |  | 1079987 | [13 empty] | 186.48 | HYDRO-V1 | HYDRO-V1 | HYDRO-V1 | HYDRO-V1 | HYDRO-V1 | 21.18%
CHN | China | Huaneng Wuchuan Lihanliang Phase 2 |  | WRI1071437 | 49 | 41.1325 | 110.8583 | Wind | [5 empty] | UNFCCC CDM Registry | https://cdm.unfccc.int/Projects/redirector?ref=3891 | UNFCCC CDM Registry | 1084804 | [13 empty] | 90.92 | NO-ESTIMATION | NO-ESTIMATION | NO-ESTIMATION | NO-ESTIMATION | CAPACITY-FACTOR-V1 | 21.18%
CHN | China | Wulanchabu Xinghe Phase 1 |  | WRI1071808 | 49 | 41.1417 | 113.2583 | Wind | [5 empty] | UNFCCC CDM Registry | https://cdm.unfccc.int/Projects/redirector?ref=5255 | UNFCCC CDM Registry | 1081169 | [13 empty] | 90.92 | HYDRO-V1 | HYDRO-V1 | HYDRO-V1 | HYDRO-V1 | HYDRO-V1 | 21.18%
CHN | China | Inner Mongolia North Long Yuan Huitengxile |  | WRI1071748 | 100 | 41.1430 | 112.6233 | Wind | [5 empty] | UNFCCC CDM Registry | https://cdm.unfccc.int/Projects/redirector?ref=5029 | UNFCCC CDM Registry | 1023036 | [13 empty] | 185.56 | NO-ESTIMATION | NO-ESTIMATION | NO-ESTIMATION | NO-ESTIMATION | CAPACITY-FACTOR-V1 | 21.18%
CHN | China | Huaneng Inner Mongolia Wuchuan Heishatu |  | WRI1071736 | 49 | 41.1487 | 110.8354 | Wind | [5 empty] | UNFCCC CDM Registry | https://cdm.unfccc.int/Projects/redirector?ref=4978 | UNFCCC CDM Registry | 1084804 | [13 empty] | 90.92 | HYDRO-V1 | HYDRO-V1 | HYDRO-V1 | HYDRO-V1 | HYDRO-V1 | 21.18%
CHN | China | Baibuluo |  | WRI1023872 | 111.75 | 41.1600 | 114.3700 | Wind | [5 empty] | China Wind Power Center | http://www.cwpc.cn/cwpp/en/information/wind-farms-china/wind-farm-map/ |  | 1081198 | [13 empty] | 207.36 | NO-ESTIMATION | NO-ESTIMATION | NO-ESTIMATION | NO-ESTIMATION | CAPACITY-FACTOR-V1 | 21.18%
CHN | China | Inner Mongolia Bayinxile Wind |  | WRI1071425 | 45 | 41.1611 | 112.7433 | Wind | [5 empty] | UNFCCC CDM Registry | https://cdm.unfccc.int/Projects/redirector?ref=3842 | UNFCCC CDM Registry | [14 empty] | 83.5 | HYDRO-V1 | HYDRO-V1 | HYDRO-V1 | HYDRO-V1 | HYDRO-V1 | 21.18%
CHN | China | Guohua Shangyi Kangleng Phase 1 |  | WRI1072172 | 49 | 41.1697 | 114.2822 | Wind | [5 empty] | UNFCCC CDM Registry | https://cdm.unfccc.int/Projects/redirector?ref=6399 | UNFCCC CDM Registry | 1076511 | [13 empty] | 90.92 | WIND-V1 | WIND-V1 | WIND-V1 | WIND-V1 | WIND-V1 | 21.18%
CHN | China | Inner Mongolia Guyang Huaishuo I |  | WRI1071666 | 49 | 41.1833 | 110.2111 | Wind | [5 empty] | UNFCCC CDM Registry | https://cdm.unfccc.int/Projects/redirector?ref=4778 | UNFCCC CDM Registry | [14 empty] | 90.92 | NO-ESTIMATION | NO-ESTIMATION | NO-ESTIMATION | NO-ESTIMATION | NO-ESTIMATION | 21.18%
CHN | China | Inner Mongolia Wuchuan Yihemei |  | WRI1071574 | 49 | 41.1839 | 110.9522 | Wind | [5 empty] | UNFCCC CDM Registry | https://cdm.unfccc.int/Projects/redirector?ref=4422 | UNFCCC CDM Registry | 1084804 | [13 empty] | 90.92 | NO-ESTIMATION | NO-ESTIMATION | NO-ESTIMATION | NO-ESTIMATION | CAPACITY-FACTOR-V1 | 21.18%
CHN | China | Guohua Shangyi Beishileng Phase 1 |  | WRI1072141 | 49 | 41.1993 | 114.1977 | Wind | [5 empty] | UNFCCC CDM Registry | https://cdm.unfccc.int/Projects/redirector?ref=6293 | UNFCCC CDM Registry | [14 empty] | 90.92 | NO-ESTIMATION | NO-ESTIMATION | NO-ESTIMATION | NO-ESTIMATION | CAPACITY-FACTOR-V1 | 21.18%
CHN | China | Caoduozi |  | WRI1023871 | 44.5 | 41.2000 | 112.6800 | Wind | [5 empty] | China Wind Power Center | http://www.cwpc.cn/cwpp/en/information/wind-farms-china/wind-farm-map/ |  | 1074771 | [13 empty] | 82.57 | NO-ESTIMATION | NO-ESTIMATION | NO-ESTIMATION | NO-ESTIMATION | CAPACITY-FACTOR-V1 | 21.18%
CHN | China | Hebei Chongli County Qingsanying Second Phase Wind |  | WRI1071499 | 49 | 41.2005 | 115.3350 | Wind | [5 empty] | UNFCCC CDM Registry | https://cdm.unfccc.int/Projects/redirector?ref=4123 | UNFCCC CDM Registry | [14 empty] | 90.92 | NO-ESTIMATION | NO-ESTIMATION | NO-ESTIMATION | NO-ESTIMATION | NO-ESTIMATION | 21.18%
CHN | China | Beijing Energy Huitengxile Wind |  | WRI1071370 | 49 | 41.2025 | 112.6783 | Wind | [5 empty] | UNFCCC CDM Registry | https://cdm.unfccc.int/Projects/redirector?ref=3618 | UNFCCC CDM Registry | 1023036 | [13 empty] | 90.92 | NO-ESTIMATION | NO-ESTIMATION | NO-ESTIMATION | NO-ESTIMATION | NO-ESTIMATION | 21.18%
CHN | China | Hebei Zhangbei Baimiaotan Wind Phase 2 |  | WRI1071845 | 49 | 41.2036 | 114.9776 | Wind | [5 empty] | UNFCCC CDM Registry | https://cdm.unfccc.int/Projects/redirector?ref=5388 | UNFCCC CDM Registry | 1116001 | [13 empty] | 90.92 | NO-ESTIMATION | NO-ESTIMATION | NO-ESTIMATION | NO-ESTIMATION | CAPACITY-FACTOR-V1 | 21.18%
CHN | China | Jingneng Chayouzhong Phase 2 |  | WRI1071385 | 48 | 41.2200 | 112.7000 | Wind | [5 empty] | UNFCCC CDM Registry | https://cdm.unfccc.int/Projects/redirector?ref=3684 | UNFCCC CDM Registry | 1091724 | [13 empty] | 89.06 | NO-ESTIMATION | NO-ESTIMATION | NO-ESTIMATION | NO-ESTIMATION | NO-ESTIMATION | 21.18%
CHN | China | Guohua Tongliao Kezuo Zhongqi Phase 1 |  | WRI1071591 | 49 | 41.2200 | 122.9500 | Wind | [5 empty] | UNFCCC CDM Registry | https://cdm.unfccc.int/Projects/redirector?ref=4495 | UNFCCC CDM Registry | [14 empty] | 90.92 | NO-ESTIMATION | NO-ESTIMATION | NO-ESTIMATION | NO-ESTIMATION | NO-ESTIMATION | 21.18%
CHN | China | Zhangbei Dahulun Phase 1 |  | WRI1072484 | 49 | 41.2400 | 115.2483 | Wind | [5 empty] | UNFCCC CDM Registry | https://cdm.unfccc.int/Projects/redirector?ref=7327 | UNFCCC CDM Registry | [14 empty] | 90.92 | HYDRO-V1 | HYDRO-V1 | HYDRO-V1 | HYDRO-V1 | HYDRO-V1 | 21.18%
CHN | China | Cwi Shangyi Shijing Phase 1 |  | WRI1071652 | 49 | 41.2456 | 114.2431 | Wind | [5 empty] | UNFCCC CDM Registry | https://cdm.unfccc.int/Projects/redirector?ref=4742 | UNFCCC CDM Registry | [14 empty] | 90.92 | HYDRO-V1 | HYDRO-V1 | HYDRO-V1 | HYDRO-V1 | HYDRO-V1 | 21.18%
CHN | China | Guodian Wuchuan Xiwulanbulang Hongshan Phase 2 |  | WRI1071836 | 49 | 41.2556 | 111.0250 | Wind | [5 empty] | UNFCCC CDM Registry | https://cdm.unfccc.int/Projects/redirector?ref=5333 | UNFCCC CDM Registry | 1084804 | [13 empty] | 90.92 | WIND-V1 | WIND-V1 | WIND-V1 | WIND-V1 | WIND-V1 | 21.18%
CHN | China | Guodian Wuchuan Xiwulanbulang Hongshan Phase 1 Wind |  | WRI1071526 | 49 | 41.2583 | 111.0583 | Wind | [5 empty] | UNFCCC CDM Registry | https://cdm.unfccc.int/Projects/redirector?ref=4190 | UNFCCC CDM Registry | 1084804 | [13 empty] | 90.92 | WIND-V1 | WIND-V1 | WIND-V1 | WIND-V1 | WIND-V1 | 21.18%
CHN | China | Inner Mongolia Chayouhouqi Hongmu Wind |  | WRI1071200 | 48 | 41.2681 | 113.0069 | Wind | [5 empty] | UNFCCC CDM Registry | https://cdm.unfccc.int/Projects/redirector?ref=3092 | UNFCCC CDM Registry | [14 empty] | 89.06 | WIND-V1 | WIND-V1 | WIND-V1 | WIND-V1 | WIND-V1 | 21.18%
CHN | China | Cecep Zhangbei Danjinghe Phase 2 |  | WRI1072497 | 49 | 41.2731 | 114.3392 | Wind | [5 empty] | UNFCCC CDM Registry | https://cdm.unfccc.int/Projects/redirector?ref=7365 | UNFCCC CDM Registry | [14 empty] | 90.92 | NO-ESTIMATION | NO-ESTIMATION | NO-ESTIMATION | NO-ESTIMATION | CAPACITY-FACTOR-V1 | 21.18%
CHN | China | Hebei Shangyi Dongshan |  | WRI1071825 | 49 | 41.2865 | 114.2816 | Wind | [5 empty] | UNFCCC CDM Registry | https://cdm.unfccc.int/Projects/redirector?ref=5293 | UNFCCC CDM Registry | [14 empty] | 90.92 | NO-ESTIMATION | NO-ESTIMATION | NO-ESTIMATION | NO-ESTIMATION | CAPACITY-FACTOR-V1 | 21.18%
CHN | China | Inner Mongolia Wuliji Phase 2 Wind |  | WRI1072257 | 50 | 41.2939 | 106.4002 | Wind | [5 empty] | UNFCCC CDM Registry | https://cdm.unfccc.int/Projects/redirector?ref=6678 | UNFCCC CDM Registry | [14 empty] | 92.78 | HYDRO-V1 | HYDRO-V1 | HYDRO-V1 | HYDRO-V1 | HYDRO-V1 | 21.18%
CHN | China | Guohua Guyuan Bayuan |  | WRI1072238 | 100 | 41.2980 | 115.9430 | Wind | [5 empty] | UNFCCC CDM Registry | https://cdm.unfccc.int/Projects/redirector?ref=6618 | UNFCCC CDM Registry | 1089514 | [13 empty] | 185.56 | NO-ESTIMATION | NO-ESTIMATION | NO-ESTIMATION | NO-ESTIMATION | NO-ESTIMATION | 21.18%
CHN | China | Guohua Chicheng Dushikou West |  | WRI1071548 | 48 | 41.3017 | 115.6183 | Wind | [5 empty] | UNFCCC CDM Registry | https://cdm.unfccc.int/Projects/redirector?ref=4277 | UNFCCC CDM Registry | [14 empty] | 89.06 | NO-ESTIMATION | NO-ESTIMATION | NO-ESTIMATION | NO-ESTIMATION | CAPACITY-FACTOR-V1 | 21.18%
CHN | China | Guohua Chicheng Mayinggushan |  | WRI1071981 | 49 | 41.3250 | 115.6880 | Wind | [5 empty] | UNFCCC CDM Registry | https://cdm.unfccc.int/Projects/redirector?ref=5843 | UNFCCC CDM Registry | [14 empty] | 90.92 | NO-ESTIMATION | NO-ESTIMATION | NO-ESTIMATION | NO-ESTIMATION | CAPACITY-FACTOR-V1 | 21.18%
CHN | China | Guohua Guyuan Pandaogou |  | WRI1071985 | 48 | 41.3420 | 115.8650 | Wind | [5 empty] | UNFCCC CDM Registry | https://cdm.unfccc.int/Projects/redirector?ref=5853 | UNFCCC CDM Registry | [14 empty] | 89.06 | HYDRO-V1 | HYDRO-V1 | HYDRO-V1 | HYDRO-V1 | HYDRO-V1 | 21.18%
CHN | China | Inner Mongolia Hailisu Phase 1 |  | WRI1071341 | 49 | 41.3600 | 106.4900 | Wind | [5 empty] | UNFCCC CDM Registry | https://cdm.unfccc.int/Projects/redirector?ref=3526 | UNFCCC CDM Registry | [14 empty] | 90.92 | HYDRO-V1 | HYDRO-V1 | HYDRO-V1 | HYDRO-V1 | HYDRO-V1 | 21.18%
CHN | China | Guyuan |  | WRI1070962 | 30 | 41.3600 | 115.4500 | Wind | [5 empty] | UNFCCC CDM Registry | https://cdm.unfccc.int/Projects/redirector?ref=873 | UNFCCC CDM Registry | 1077159 | [13 empty] | 55.66 | HYDRO-V1 | HYDRO-V1 | HYDRO-V1 | HYDRO-V1 | HYDRO-V1 | 21.18%
CHN | China | Inner Mongolia Bayanur Wuliji Wind |  | WRI1071235 | 49 | 41.3633 | 106.4625 | Wind | [5 empty] | UNFCCC CDM Registry | https://cdm.unfccc.int/Projects/redirector?ref=3177 | UNFCCC CDM Registry | [14 empty] | 90.92 | HYDRO-V1 | HYDRO-V1 | HYDRO-V1 | HYDRO-V1 | HYDRO-V1 | 21.18%
CHN | China | Datang New Energy Chayouhouqi Hanwula |  | WRI1072050 | 49 | 41.3694 | 112.9222 | Wind | [5 empty] | UNFCCC CDM Registry | https://cdm.unfccc.int/Projects/redirector?ref=6057 | UNFCCC CDM Registry | [14 empty] | 90.92 | HYDRO-V1 | HYDRO-V1 | HYDRO-V1 | HYDRO-V1 | HYDRO-V1 | 21.18%
CHN | China | Liaoning Chaoyang Kazuo Zhongsanjia Wind |  | WRI1071756 | 30 | 41.4300 | 119.8200 | Wind | [5 empty] | UNFCCC CDM Registry | https://cdm.unfccc.int/Projects/redirector?ref=5060 | UNFCCC CDM Registry | 1089627 | [13 empty] | 55.66 | HYDRO-V1 | HYDRO-V1 | HYDRO-V1 | HYDRO-V1 | HYDRO-V1 | 21.18%
CHN | China | Hebei Guyuan County Dongxinying Wind |  | WRI1071691 | 199 | 41.4415 | 115.5253 | Wind | [5 empty] | UNFCCC CDM Registry | https://cdm.unfccc.int/Projects/redirector?ref=4853 | UNFCCC CDM Registry | 1077159 | [13 empty] | 369.26 | HYDRO-V1 | HYDRO-V1 | HYDRO-V1 | HYDRO-V1 | HYDRO-V1 | 21.18%
CHN | China | Huadian Inner Mongolia Guyang Hongnijing |  | WRI1071838 | 49 | 41.4500 | 109.7333 | Wind | [5 empty] | UNFCCC CDM Registry | https://cdm.unfccc.int/Projects/redirector?ref=5349 | UNFCCC CDM Registry | [14 empty] | 90.92 | HYDRO-V1 | HYDRO-V1 | HYDRO-V1 | HYDRO-V1 | HYDRO-V1 | 21.18%
CHN | China | Inner Mongolia Datang International Hongmu Phase 2 |  | WRI1071871 | 49 | 41.4536 | 113.1894 | Wind | [5 empty] | UNFCCC CDM Registry | https://cdm.unfccc.int/Projects/redirector?ref=5498 | UNFCCC CDM Registry | [14 empty] | 90.92 | NO-ESTIMATION | NO-ESTIMATION | NO-ESTIMATION | NO-ESTIMATION | CAPACITY-FACTOR-V1 | 21.18%
CHN | China | Zhangjiakou Chabei |  | WRI1071688 | 100 | 41.4569 | 114.8158 | Wind | [5 empty] | UNFCCC CDM Registry | https://cdm.unfccc.int/Projects/redirector?ref=4844 | UNFCCC CDM Registry | [14 empty] | 185.56 | NO-ESTIMATION | NO-ESTIMATION | NO-ESTIMATION | NO-ESTIMATION | CAPACITY-FACTOR-V1 | 21.18%
CHN | China | Guohua Guyuan Xiaoerhao |  | WRI1071854 | 49 | 41.4610 | 115.8500 | Wind | [5 empty] | UNFCCC CDM Registry | https://cdm.unfccc.int/Projects/redirector?ref=5428 | UNFCCC CDM Registry | 1088278 | [13 empty] | 90.92 | NO-ESTIMATION | NO-ESTIMATION | NO-ESTIMATION | NO-ESTIMATION | CAPACITY-FACTOR-V1 | 21.18%
CHN | China | Inner Mongolia Shangdu Changshengliang |  | WRI1071829 | 49 | 41.4645 | 113.5807 | Wind | [5 empty] | UNFCCC CDM Registry | https://cdm.unfccc.int/Projects/redirector?ref=5311 | UNFCCC CDM Registry | [14 empty] | 90.92 | NO-ESTIMATION | NO-ESTIMATION | NO-ESTIMATION | NO-ESTIMATION | CAPACITY-FACTOR-V1 | 21.18%
CHN | China | Hebei Fengning Batou Wind |  | WRI1071522 | 48 | 41.4744 | 116.1817 | Wind | [5 empty] | UNFCCC CDM Registry | https://cdm.unfccc.int/Projects/redirector?ref=4182 | UNFCCC CDM Registry | 1081200 | [13 empty] | 89.06 | NO-ESTIMATION | NO-ESTIMATION | NO-ESTIMATION | NO-ESTIMATION | NO-ESTIMATION | 21.18%
CHN | China | Guohua Wulate Houqi Saiwusu Phase 1 |  | WRI1071940 | 49 | 41.5000 | 106.4000 | Wind | [5 empty] | UNFCCC CDM Registry | https://cdm.unfccc.int/Projects/redirector?ref=5724 | UNFCCC CDM Registry | 1078896 | [13 empty] | 90.92 | NO-ESTIMATION | NO-ESTIMATION | WIND-V1 | WIND-V1 | WIND-V1 | 21.18%
CHN | China | Hebei Huadian Shangyi Ergongdi |  | WRI1071910 | 49 | 41.5031 | 114.0015 | Wind | [5 empty] | UNFCCC CDM Registry | https://cdm.unfccc.int/Projects/redirector?ref=5638 | UNFCCC CDM Registry | [14 empty] | 90.92 | HYDRO-V1 | HYDRO-V1 | HYDRO-V1 | HYDRO-V1 | HYDRO-V1 | 21.18%
CHN | China | Cgn Inner Mongolia Wuliji Phase 2 |  | WRI1071967 | 49 | 41.5050 | 106.5930 | Wind | [5 empty] | UNFCCC CDM Registry | https://cdm.unfccc.int/Projects/redirector?ref=5809 | UNFCCC CDM Registry | [14 empty] | 90.92 | HYDRO-V1 | HYDRO-V1 | HYDRO-V1 | HYDRO-V1 | HYDRO-V1 | 21.18%
CHN | China | Hebei Kangbao Wolongtushan |  | WRI1070964 | 30 | 41.5100 | 114.2800 | Wind | [5 empty] | UNFCCC CDM Registry | https://cdm.unfccc.int/Projects/redirector?ref=878 | UNFCCC CDM Registry | 1080107 | [13 empty] | 55.66 | NO-ESTIMATION | NO-ESTIMATION | NO-ESTIMATION | NO-ESTIMATION | NO-ESTIMATION | 21.18%
CHN | China | Inner Mongolia Urad Houqi Wuliji Wind |  | WRI1071668 | 49 | 41.5111 | 106.7055 | Wind | [5 empty] | UNFCCC CDM Registry | https://cdm.unfccc.int/Projects/redirector?ref=4781 | UNFCCC CDM Registry | [14 empty] | 90.92 | NO-ESTIMATION | NO-ESTIMATION | NO-ESTIMATION | NO-ESTIMATION | CAPACITY-FACTOR-V1 | 21.18%
CHN | China | Bayanur Wuliji Wind Phase 2 |  | WRI1071995 | 49 | 41.5333 | 106.4167 | Wind | [5 empty] | UNFCCC CDM Registry | https://cdm.unfccc.int/Projects/redirector?ref=5893 | UNFCCC CDM Registry | [14 empty] | 90.92 | NO-ESTIMATION | NO-ESTIMATION | NO-ESTIMATION | NO-ESTIMATION | CAPACITY-FACTOR-V1 | 21.18%
CHN | China | Inner Mongolia Saiwusu Ii Wind |  | WRI1071383 | 49 | 41.5342 | 106.9903 | Wind | [5 empty] | UNFCCC CDM Registry | https://cdm.unfccc.int/Projects/redirector?ref=3679 | UNFCCC CDM Registry | 1078896 | [13 empty] | 90.92 | NO-ESTIMATION | NO-ESTIMATION | NO-ESTIMATION | NO-ESTIMATION | CAPACITY-FACTOR-V1 | 21.18%
CHN | China | Inner Mongolia Saiwusu I Wind |  | WRI1071225 | 49 | 41.5356 | 106.9533 | Wind | [5 empty] | UNFCCC CDM Registry | https://cdm.unfccc.int/Projects/redirector?ref=3134 | UNFCCC CDM Registry | 1078896 | [13 empty] | 90.92 | HYDRO-V1 | HYDRO-V1 | HYDRO-V1 | HYDRO-V1 | HYDRO-V1 | 21.18%
CHN | China | Huadian Hebei Guyuan |  | WRI1071573 | 100 | 41.5392 | 115.5719 | Wind | [5 empty] | UNFCCC CDM Registry | https://cdm.unfccc.int/Projects/redirector?ref=4418 | UNFCCC CDM Registry | 1084807 | [13 empty] | 185.56 | NO-ESTIMATION | NO-ESTIMATION | NO-ESTIMATION | WIND-V1 | WIND-V1 | 21.18%
CHN | China | Wulate Zhongqi Chuanjing |  | WRI1071920 | 49 | 41.5420 | 108.1840 | Wind | [5 empty] | UNFCCC CDM Registry | https://cdm.unfccc.int/Projects/redirector?ref=5666 | UNFCCC CDM Registry | [14 empty] | 90.92 | WIND-V1 | WIND-V1 | WIND-V1 | WIND-V1 | WIND-V1 | 21.18%
CHN | China | Huadian Guyuan Phase 3 |  | WRI1072449 | 49 | 41.5608 | 115.6369 | Wind | [5 empty] | UNFCCC CDM Registry | https://cdm.unfccc.int/Projects/redirector?ref=7239 | UNFCCC CDM Registry | 1084807 | [13 empty] | 90.92 | HYDRO-V1 | HYDRO-V1 | HYDRO-V1 | HYDRO-V1 | HYDRO-V1 | 21.18%
CHN | China | Guohua Wulate Zhongqi Chuanjing Phase 2 |  | WRI1071554 | 49 | 41.5650 | 108.5253 | Wind | [5 empty] | UNFCCC CDM Registry | https://cdm.unfccc.int/Projects/redirector?ref=4303 | UNFCCC CDM Registry | [14 empty] | 90.92 | NO-ESTIMATION | NO-ESTIMATION | NO-ESTIMATION | NO-ESTIMATION | CAPACITY-FACTOR-V1 | 21.18%
CHN | China | Inner Mongolia Huade Sansheng Phase 1 |  | WRI1072533 | 49 | 41.5722 | 113.7655 | Wind | [5 empty] | UNFCCC CDM Registry | https://cdm.unfccc.int/Projects/redirector?ref=7499 | UNFCCC CDM Registry | 1080083 | [13 empty] | 90.92 | HYDRO-V1 | HYDRO-V1 | HYDRO-V1 | HYDRO-V1 | HYDRO-V1 | 21.18%
CHN | China | Wulatehouqi Huogeqi First Stage |  | WRI1072290 | 49 | 41.5750 | 106.3233 | Wind | [5 empty] | UNFCCC CDM Registry | https://cdm.unfccc.int/Projects/redirector?ref=6779 | UNFCCC CDM Registry | [14 empty] | 90.92 | NO-ESTIMATION | NO-ESTIMATION | NO-ESTIMATION | NO-ESTIMATION | WIND-V1 | 21.18%
CHN | China | Hebei Fengning Dahexi Wind |  | WRI1071527 | 49 | 41.6183 | 116.2606 | Wind | [5 empty] | UNFCCC CDM Registry | https://cdm.unfccc.int/Projects/redirector?ref=4193 | UNFCCC CDM Registry | 1081200 | [13 empty] | 90.92 | NO-ESTIMATION | NO-ESTIMATION | NO-ESTIMATION | NO-ESTIMATION | NO-ESTIMATION | 21.18%
CHN | China | Huaneng Kangbao Wind Power Phase 1 |  | WRI1071903 | 49 | 41.6190 | 114.8420 | Wind | [5 empty] | UNFCCC CDM Registry | https://cdm.unfccc.int/Projects/redirector?ref=5624 | UNFCCC CDM Registry | 1080256 | [13 empty] | 90.92 | HYDRO-V1 | HYDRO-V1 | HYDRO-V1 | HYDRO-V1 | HYDRO-V1 | 21.18%
CHN | China | Beizhen Jiazishan Wind |  | WRI1072438 | 49 | 41.6242 | 121.8569 | Wind | [5 empty] | UNFCCC CDM Registry | https://cdm.unfccc.int/Projects/redirector?ref=7208 | UNFCCC CDM Registry | [14 empty] | 90.92 | HYDRO-V1 | HYDRO-V1 | HYDRO-V1 | HYDRO-V1 | HYDRO-V1 | 21.18%
CHN | China | Inner Mongolia Jinjie Baiyun Phase 1 |  | WRI1071822 | 49 | 41.6417 | 109.9389 | Wind | [5 empty] | UNFCCC CDM Registry | https://cdm.unfccc.int/Projects/redirector?ref=5287 | UNFCCC CDM Registry | [14 empty] | 90.92 | NO-ESTIMATION | NO-ESTIMATION | NO-ESTIMATION | NO-ESTIMATION | CAPACITY-FACTOR-V1 | 21.18%
CHN | China | Huaneng Yi County Laolongkou Wind |  | WRI1072169 | 49 | 41.6620 | 121.4833 | Wind | [5 empty] | UNFCCC CDM Registry | https://cdm.unfccc.int/Projects/redirector?ref=6394 | UNFCCC CDM Registry | 1105009 | [13 empty] | 90.92 | HYDRO-V1 | HYDRO-V1 | HYDRO-V1 | HYDRO-V1 | HYDRO-V1 | 21.18%
CHN | China | Huadian Wind Huitengxile Inner Mongolia |  | WRI1072364 | 202 | 41.6692 | 112.6248 | Wind | [5 empty] | UNFCCC CDM Registry | https://cdm.unfccc.int/Projects/redirector?ref=6981 | UNFCCC CDM Registry | 1023036 | [13 empty] | 374.83 | HYDRO-V1 | HYDRO-V1 | HYDRO-V1 | HYDRO-V1 | HYDRO-V1 | 21.18%
CHN | China | Baiyun Ebo Inner Mongolia Luneng Phase 2 |  | WRI1071705 | 49 | 41.6778 | 109.9572 | Wind | [5 empty] | UNFCCC CDM Registry | https://cdm.unfccc.int/Projects/redirector?ref=4894 | UNFCCC CDM Registry | 1087120 | [13 empty] | 90.92 | HYDRO-V1 | HYDRO-V1 | HYDRO-V1 | HYDRO-V1 | HYDRO-V1 | 21.18%
CHN | China | Inner Mongolia Urad Middle Banner |  | WRI1071198 | 45 | 41.6778 | 109.9572 | Wind | [5 empty] | UNFCCC CDM Registry | https://cdm.unfccc.int/Projects/redirector?ref=3086 | UNFCCC CDM Registry | 1087121 | [13 empty] | 83.5 | HYDRO-V1 | HYDRO-V1 | HYDRO-V1 | HYDRO-V1 | HYDRO-V1 | 21.18%
CHN | China | Inner Mongolia Siziwangqi Wulanhua |  | WRI1071287 | 49 | 41.6790 | 110.6460 | Wind | [5 empty] | UNFCCC CDM Registry | https://cdm.unfccc.int/Projects/redirector?ref=3342 | UNFCCC CDM Registry | [14 empty] | 90.92 | NO-ESTIMATION | NO-ESTIMATION | NO-ESTIMATION | NO-ESTIMATION | CAPACITY-FACTOR-V1 | 21.18%
CHN | China | Baiyunebo |  | WRI1071199 | 45 | 41.7061 | 109.9742 | Wind | [5 empty] | UNFCCC CDM Registry | https://cdm.unfccc.int/Projects/redirector?ref=3088 | UNFCCC CDM Registry | 1087120 | [13 empty] | 83.5 | NO-ESTIMATION | NO-ESTIMATION | NO-ESTIMATION | NO-ESTIMATION | CAPACITY-FACTOR-V1 | 21.18%
CHN | China | Beizhen Yangjiadian Wind |  | WRI1071960 | 49 | 41.7070 | 121.8580 | Wind | [5 empty] | UNFCCC CDM Registry | https://cdm.unfccc.int/Projects/redirector?ref=5783 | UNFCCC CDM Registry | [14 empty] | 90.92 | NO-ESTIMATION | NO-ESTIMATION | NO-ESTIMATION | NO-ESTIMATION | CAPACITY-FACTOR-V1 | 21.18%
CHN | China | Huadian Kulun |  | WRI1071346 | 201 | 41.7181 | 112.6019 | Wind | [5 empty] | UNFCCC CDM Registry | https://cdm.unfccc.int/Projects/redirector?ref=3539 | UNFCCC CDM Registry | [14 empty] | 372.97 | NO-ESTIMATION | NO-ESTIMATION | NO-ESTIMATION | NO-ESTIMATION | CAPACITY-FACTOR-V1 | 21.18%
CHN | China | Liaoning Chaoyang Lishugou Wind |  | WRI1071842 | 49 | 41.7200 | 120.5300 | Wind | [5 empty] | UNFCCC CDM Registry | https://cdm.unfccc.int/Projects/redirector?ref=5377 | UNFCCC CDM Registry | [14 empty] | 90.92 | HYDRO-V1 | HYDRO-V1 | HYDRO-V1 | HYDRO-V1 | HYDRO-V1 | 21.18%
CHN | China | Chifeng Ningcheng Dachengzi Wind |  | WRI1071758 | 49 | 41.7242 | 118.6650 | Wind | [5 empty] | UNFCCC CDM Registry | https://cdm.unfccc.int/Projects/redirector?ref=5066 | UNFCCC CDM Registry | [14 empty] | 90.92 | SOLAR-V1-NO-AGE | SOLAR-V1-NO-AGE | SOLAR-V1-NO-AGE | SOLAR-V1-NO-AGE | SOLAR-V1-NO-AGE | 21.18%
CHN | China | Inner Mongolia Goldwind Damao Phase 3 |  | WRI1072542 | 49 | 41.7350 | 109.5533 | Wind | [5 empty] | UNFCCC CDM Registry | https://cdm.unfccc.int/Projects/redirector?ref=7515 | UNFCCC CDM Registry | 1111472 | [13 empty] | 90.92 | HYDRO-V1 | HYDRO-V1 | HYDRO-V1 | HYDRO-V1 | HYDRO-V1 | 21.18%
CHN | China | Cheliwusu |  | WRI1072000 | 49 | 41.7366 | 114.0023 | Wind | [5 empty] | UNFCCC CDM Registry | https://cdm.unfccc.int/Projects/redirector?ref=5909 | UNFCCC CDM Registry | [14 empty] | 90.92 | HYDRO-V1 | HYDRO-V1 | HYDRO-V1 | HYDRO-V1 | HYDRO-V1 | 21.18%
CHN | China | Gongbaolage |  | WRI1023870 | 39.75 | 41.7500 | 115.2700 | Wind | [5 empty] | China Wind Power Center | http://www.cwpc.cn/cwpp/en/information/wind-farms-china/wind-farm-map/ |  | 1081173 | [13 empty] | 73.76 | NO-ESTIMATION | NO-ESTIMATION | NO-ESTIMATION | NO-ESTIMATION | CAPACITY-FACTOR-V1 | 21.18%
CHN | China | Inner Mongolia Goldwind Damao Phase 2 |  | WRI1071533 | 49 | 41.7631 | 109.5986 | Wind | [5 empty] | UNFCCC CDM Registry | https://cdm.unfccc.int/Projects/redirector?ref=4222 | UNFCCC CDM Registry | 1111472 | [13 empty] | 90.92 | HYDRO-V1 | HYDRO-V1 | HYDRO-V1 | HYDRO-V1 | HYDRO-V1 | 21.18%
CHN | China | Erligetu |  | WRI1071999 | 49 | 41.7709 | 113.9226 | Wind | [5 empty] | UNFCCC CDM Registry | https://cdm.unfccc.int/Projects/redirector?ref=5904 | UNFCCC CDM Registry | [14 empty] | 90.92 | WIND-V1 | WIND-V1 | WIND-V1 | WIND-V1 | WIND-V1 | 21.18%
CHN | China | Sitaifangzi |  | WRI1072029 | 49 | 41.7888 | 113.9860 | Wind | [5 empty] | UNFCCC CDM Registry | https://cdm.unfccc.int/Projects/redirector?ref=5990 | UNFCCC CDM Registry | [14 empty] | 90.92 | NO-ESTIMATION | NO-ESTIMATION | NO-ESTIMATION | NO-ESTIMATION | CAPACITY-FACTOR-V1 | 21.18%
CHN | China | Water Group Huade Niujiafangzi |  | WRI1072030 | 49 | 41.7890 | 113.8868 | Wind | [5 empty] | UNFCCC CDM Registry | https://cdm.unfccc.int/Projects/redirector?ref=5992 | UNFCCC CDM Registry | 1080083 | [13 empty] | 90.92 | NO-ESTIMATION | NO-ESTIMATION | NO-ESTIMATION | NO-ESTIMATION | NO-ESTIMATION | 21.18%
CHN | China | Liaoning Jianping Yangshuling Wind |  | WRI1071872 | 49 | 41.8158 | 119.7353 | Wind | [5 empty] | UNFCCC CDM Registry | https://cdm.unfccc.int/Projects/redirector?ref=5503 | UNFCCC CDM Registry | [14 empty] | 90.92 | NO-ESTIMATION | NO-ESTIMATION | NO-ESTIMATION | NO-ESTIMATION | CAPACITY-FACTOR-V1 | 21.18%
CHN | China | Inner Mongolia Tianrun Danaobao |  | WRI1072426 | 49 | 41.8167 | 113.6083 | Wind | [5 empty] | UNFCCC CDM Registry | https://cdm.unfccc.int/Projects/redirector?ref=7177 | UNFCCC CDM Registry | [14 empty] | 90.92 | NO-ESTIMATION | NO-ESTIMATION | NO-ESTIMATION | NO-ESTIMATION | NO-ESTIMATION | 21.18%
CHN | China | Bayinhanggai |  | WRI1023869 | 43.5 | 41.8300 | 108.3400 | Wind | [5 empty] | China Wind Power Center | http://www.cwpc.cn/cwpp/en/information/wind-farms-china/wind-farm-map/ |  | 1081164 | [13 empty] | 80.71 | NO-ESTIMATION | NO-ESTIMATION | NO-ESTIMATION | NO-ESTIMATION | NO-ESTIMATION | 21.18%
CHN | China | Niujiacun |  | WRI1071993 | 49 | 41.8375 | 113.9537 | Wind | [5 empty] | UNFCCC CDM Registry | https://cdm.unfccc.int/Projects/redirector?ref=5883 | UNFCCC CDM Registry | [14 empty] | 90.92 | NO-ESTIMATION | NO-ESTIMATION | NO-ESTIMATION | NO-ESTIMATION | CAPACITY-FACTOR-V1 | 21.18%
CHN | China | Liaoning Jianping Longgang Wind |  | WRI1071906 | 49 | 41.8467 | 119.8006 | Wind | [5 empty] | UNFCCC CDM Registry | https://cdm.unfccc.int/Projects/redirector?ref=5633 | UNFCCC CDM Registry | [14 empty] | 90.92 | NO-ESTIMATION | NO-ESTIMATION | NO-ESTIMATION | NO-ESTIMATION | CAPACITY-FACTOR-V1 | 21.18%
CHN | China | Cgn Beipiao Changgao Wind |  | WRI1072148 | 48 | 41.8500 | 121.0400 | Wind | [5 empty] | UNFCCC CDM Registry | https://cdm.unfccc.int/Projects/redirector?ref=6327 | UNFCCC CDM Registry | [14 empty] | 89.06 | WIND-V1 | WIND-V1 | WIND-V1 | WIND-V1 | WIND-V1 | 21.18%
CHN | China | Huade Changshun Wind |  | WRI1071083 | 49 | 41.8556 | 113.9422 | Wind | [5 empty] | UNFCCC CDM Registry | https://cdm.unfccc.int/Projects/redirector?ref=2093 | UNFCCC CDM Registry | 1080083 | [13 empty] | 90.92 | NO-ESTIMATION | NO-ESTIMATION | NO-ESTIMATION | NO-ESTIMATION | CAPACITY-FACTOR-V1 | 21.18%
CHN | China | Inner Mongolia Jingneng Shangdu Jiqingliang Phase 1 |  | WRI1071394 | 49 | 41.8600 | 113.3900 | Wind | [5 empty] | UNFCCC CDM Registry | https://cdm.unfccc.int/Projects/redirector?ref=3701 | UNFCCC CDM Registry | 1091726 | [13 empty] | 90.92 | HYDRO-V1 | HYDRO-V1 | HYDRO-V1 | HYDRO-V1 | HYDRO-V1 | 21.18%
CHN | China | Inner Mongolia Beijing Energy Shangdu Jiqingliang II |  | WRI1071886 | 49 | 41.8650 | 113.3400 | Wind | [5 empty] | UNFCCC CDM Registry | https://cdm.unfccc.int/Projects/redirector?ref=5567 | UNFCCC CDM Registry | [14 empty] | 90.92 | HYDRO-V1 | HYDRO-V1 | HYDRO-V1 | HYDRO-V1 | HYDRO-V1 | 21.18%
CHN | China | Sandaogou |  | WRI1071959 | 49 | 41.8666 | 113.8917 | Wind | [5 empty] | UNFCCC CDM Registry | https://cdm.unfccc.int/Projects/redirector?ref=5781 | UNFCCC CDM Registry | 1079995 | [13 empty] | 90.92 | HYDRO-V1 | HYDRO-V1 | HYDRO-V1 | HYDRO-V1 | HYDRO-V1 | 21.18%
CHN | China | Heping |  | WRI1071997 | 49 | 41.8701 | 113.9566 | Wind | [5 empty] | UNFCCC CDM Registry | https://cdm.unfccc.int/Projects/redirector?ref=5900 | UNFCCC CDM Registry | [14 empty] | 90.92 | NO-ESTIMATION | NO-ESTIMATION | WIND-V1 | WIND-V1 | WIND-V1 | 21.18%
CHN | China | Inner Mongolia Huade Phase 1 |  | WRI1071423 | 49 | 41.9000 | 113.9250 | Wind | [5 empty] | UNFCCC CDM Registry | https://cdm.unfccc.int/Projects/redirector?ref=3829 | UNFCCC CDM Registry | 1080083 | [13 empty] | 90.92 | HYDRO-V1 | HYDRO-V1 | HYDRO-V1 | HYDRO-V1 | HYDRO-V1 | 21.18%
CHN | China | Heishan Fangshan Wind |  | WRI1072196 | 49 | 41.9181 | 122.0611 | Wind | [5 empty] | UNFCCC CDM Registry | https://cdm.unfccc.int/Projects/redirector?ref=6471 | UNFCCC CDM Registry | [14 empty] | 90.92 | NO-ESTIMATION | NO-ESTIMATION | NO-ESTIMATION | NO-ESTIMATION | CAPACITY-FACTOR-V1 | 21.18%
CHN | China | Heishan Yangtun Wind |  | WRI1072195 | 49 | 41.9181 | 122.0944 | Wind | [5 empty] | UNFCCC CDM Registry | https://cdm.unfccc.int/Projects/redirector?ref=6468 | UNFCCC CDM Registry | [14 empty] | 90.92 | NO-ESTIMATION | WIND-V1 | WIND-V1 | WIND-V1 | WIND-V1 | 21.18%
CHN | China | Bayannaoer Chuanjingsumu 3 Wind |  | WRI1071323 | 49 | 41.9500 | 108.2700 | Wind | [5 empty] | UNFCCC CDM Registry | https://cdm.unfccc.int/Projects/redirector?ref=3447 | UNFCCC CDM Registry | 1073527 | [13 empty] | 90.92 | HYDRO-V1 | HYDRO-V1 | HYDRO-V1 | HYDRO-V1 | HYDRO-V1 | 21.18%
CHN | China | Chuanjingsumu 4 Wind |  | WRI1071160 | 49 | 41.9589 | 108.2972 | Wind | [5 empty] | UNFCCC CDM Registry | https://cdm.unfccc.int/Projects/redirector?ref=2951 | UNFCCC CDM Registry | 1073527 | [13 empty] | 90.92 | NO-ESTIMATION | NO-ESTIMATION | NO-ESTIMATION | NO-ESTIMATION | CAPACITY-FACTOR-V1 | 21.18%
CHN | China | Inner Mongolia Wulatezhongqi Chuanjing Phase 5 Wind |  | WRI1071635 | 49 | 41.9633 | 108.2617 | Wind | [5 empty] | UNFCCC CDM Registry | https://cdm.unfccc.int/Projects/redirector?ref=4689 | UNFCCC CDM Registry | [14 empty] | 90.92 | NO-ESTIMATION | NO-ESTIMATION | NO-ESTIMATION | NO-ESTIMATION | NO-ESTIMATION | 21.18%
CHN | China | Hebei Zhangjiakou Kangbao Tunken 2nd Phase |  | WRI1072382 | 102 | 41.9660 | 114.7730 | Wind | [5 empty] | UNFCCC CDM Registry | https://cdm.unfccc.int/Projects/redirector?ref=7030 | UNFCCC CDM Registry | [14 empty] | 189.27 | HYDRO-V1 | HYDRO-V1 | HYDRO-V1 | HYDRO-V1 | HYDRO-V1 | 21.18%
CHN | China | Chuanjiang |  | WRI1023868 | 98.8 | 41.9700 | 108.3000 | Wind | [5 empty] | China Wind Power Center | http://www.cwpc.cn/cwpp/en/information/wind-farms-china/wind-farm-map/ | [15 empty] | 183.33 | HYDRO-V1 | HYDRO-V1 | HYDRO-V1 | HYDRO-V1 | HYDRO-V1 | 21.18%
CHN | China | Daditaihong Wind Power Farm Phase 2 |  | WRI1071510 | 49 | 41.9750 | 114.3420 | Wind | [5 empty] | UNFCCC CDM Registry | https://cdm.unfccc.int/Projects/redirector?ref=4151 | UNFCCC CDM Registry | [14 empty] | 90.92 | NO-ESTIMATION | NO-ESTIMATION | NO-ESTIMATION | WIND-V1 | WIND-V1 | 21.18%
CHN | China | Bayannaoer Chuanjingsumu Wind |  | WRI1071529 | 49 | 41.9783 | 118.2850 | Wind | [5 empty] | UNFCCC CDM Registry | https://cdm.unfccc.int/Projects/redirector?ref=4203 | UNFCCC CDM Registry | 1073527 | [13 empty] | 90.92 | NO-ESTIMATION | NO-ESTIMATION | NO-ESTIMATION | WIND-V1 | WIND-V1 | 21.18%
CHN | China | Kangbao Tunken |  | WRI1072498 | 100 | 41.9870 | 114.7810 | Wind | [5 empty] | UNFCCC CDM Registry | https://cdm.unfccc.int/Projects/redirector?ref=7366 | UNFCCC CDM Registry | 1077160 | [13 empty] | 185.56 | NO-ESTIMATION | NO-ESTIMATION | NO-ESTIMATION | WIND-V1 | WIND-V1 | 21.18%
CHN | China | Chuanjing Inner Mongolia Luneng Phase 2 |  | WRI1071378 | 49 | 41.9878 | 107.9239 | Wind | [5 empty] | UNFCCC CDM Registry | https://cdm.unfccc.int/Projects/redirector?ref=3662 | UNFCCC CDM Registry | [14 empty] | 90.92 | NO-ESTIMATION | NO-ESTIMATION | WIND-V1 | WIND-V1 | WIND-V1 | 21.18%
CHN | China | Bayannur Wulanyiligeng Wind Farm |  | WRI1023867 | 300 | 42.0300 | 108.3800 | Wind | [5 empty] | UNFCCC CDM | http://cdm.unfccc.int/Projects/DB/TUEV-RHEIN1302835187.67/view | [15 empty] | 556.68 | NO-ESTIMATION | NO-ESTIMATION | WIND-V1 | WIND-V1 | WIND-V1 | 21.18%
CHN | China | Turiguge |  | WRI1023866 | 64.5 | 42.0300 | 108.3800 | Wind | [5 empty] | China Wind Power Center | http://www.cwpc.cn/cwpp/en/information/wind-farms-china/wind-farm-map/ |  | 1079780 | [13 empty] | 119.68 | NO-ESTIMATION | NO-ESTIMATION | WIND-V1 | WIND-V1 | WIND-V1 | 21.18%
CHN | China | Fuxin Kaidi Tailama Dongshan Wind |  | WRI1072051 | 49 | 42.0768 | 121.2730 | Wind | [5 empty] | UNFCCC CDM Registry | https://cdm.unfccc.int/Projects/redirector?ref=6058 | UNFCCC CDM Registry | [14 empty] | 90.92 | NO-ESTIMATION | NO-ESTIMATION | WIND-V1 | WIND-V1 | WIND-V1 | 21.18%
CHN | China | Resources Beipiao Xiangyang |  | WRI1072535 | 49 | 42.0855 | 120.4551 | Wind | [5 empty] | UNFCCC CDM Registry | https://cdm.unfccc.int/Projects/redirector?ref=7505 | UNFCCC CDM Registry | [14 empty] | 90.92 | NO-ESTIMATION | NO-ESTIMATION | WIND-V1 | WIND-V1 | WIND-V1 | 21.18%
CHN | China | Huaneng Fuxi Zhalanshan |  | WRI1072145 | 49 | 42.1007 | 121.0811 | Wind | [5 empty] | UNFCCC CDM Registry | https://cdm.unfccc.int/Projects/redirector?ref=6319 | UNFCCC CDM Registry | [14 empty] | 90.92 | NO-ESTIMATION | NO-ESTIMATION | NO-ESTIMATION | NO-ESTIMATION | CAPACITY-FACTOR-V1 | 21.18%
CHN | China | Kangbao Zhaoyanghe |  | WRI1071506 | 49 | 42.1330 | 114.5830 | Wind | [5 empty] | UNFCCC CDM Registry | https://cdm.unfccc.int/Projects/redirector?ref=4136 | UNFCCC CDM Registry | [14 empty] | 90.92 | NO-ESTIMATION | NO-ESTIMATION | NO-ESTIMATION | NO-ESTIMATION | CAPACITY-FACTOR-V1 | 21.18%
CHN | China | Inner Mongolia Damao Banner Mandula Nuoer Wind |  | WRI1072246 | 49 | 42.1333 | 110.2325 | Wind | [5 empty] | UNFCCC CDM Registry | https://cdm.unfccc.int/Projects/redirector?ref=6643 | UNFCCC CDM Registry | [14 empty] | 90.92 | NO-ESTIMATION | NO-ESTIMATION | NO-ESTIMATION | NO-ESTIMATION | CAPACITY-FACTOR-V1 | 21.18%
CHN | China | Guodian Beipiao Taojiagou Wind |  | WRI1072396 | 48 | 42.1347 | 120.6397 | Wind | [5 empty] | UNFCCC CDM Registry | https://cdm.unfccc.int/Projects/redirector?ref=7058 | UNFCCC CDM Registry | [14 empty] | 89.06 | NO-ESTIMATION | NO-ESTIMATION | NO-ESTIMATION | NO-ESTIMATION | CAPACITY-FACTOR-V1 | 21.18%
CHN | China | Inner Mongolia Chifeng Saihanba West |  | WRI1070985 | 30 | 42.1600 | 118.5600 | Wind | [5 empty] | UNFCCC CDM Registry | https://cdm.unfccc.int/Projects/redirector?ref=994 | UNFCCC CDM Registry | 1079989 | [13 empty] | 55.66 | NO-ESTIMATION | NO-ESTIMATION | NO-ESTIMATION | NO-ESTIMATION | CAPACITY-FACTOR-V1 | 21.18%
CHN | China | Saihanba North |  | WRI1070942 | 45 | 42.1750 | 118.5442 | Wind | [5 empty] | UNFCCC CDM Registry | https://cdm.unfccc.int/Projects/redirector?ref=576 | UNFCCC CDM Registry | 1079989 | [13 empty] | 83.5 | HYDRO-V1 | HYDRO-V1 | HYDRO-V1 | HYDRO-V1 | HYDRO-V1 | 21.18%
CHN | China | Fumeng Gulibengao |  | WRI1071859 | 49 | 42.1833 | 121.4500 | Wind | [5 empty] | UNFCCC CDM Registry | https://cdm.unfccc.int/Projects/redirector?ref=5444 | UNFCCC CDM Registry | [14 empty] | 90.92 | NO-ESTIMATION | NO-ESTIMATION | NO-ESTIMATION | NO-ESTIMATION | CAPACITY-FACTOR-V1 | 21.18%
CHN | China | Hebei Chengde Weichang Yudaokou Pasture |  | WRI1071328 | 150 | 42.1892 | 116.9501 | Wind | [5 empty] | UNFCCC CDM Registry | https://cdm.unfccc.int/Projects/redirector?ref=3476 | UNFCCC CDM Registry | 1078737 | [13 empty] | 278.34 | SOLAR-V1-NO-AGE | SOLAR-V1-NO-AGE | SOLAR-V1-NO-AGE | SOLAR-V1-NO-AGE | SOLAR-V1-NO-AGE | 21.18%
CHN | China | Sdic Hebei Zhangjiakou Kangbao Pasture |  | WRI1071546 | 100 | 42.2000 | 114.4500 | Wind | [5 empty] | UNFCCC CDM Registry | https://cdm.unfccc.int/Projects/redirector?ref=4258 | UNFCCC CDM Registry | [14 empty] | 185.56 | NO-ESTIMATION | NO-ESTIMATION | NO-ESTIMATION | NO-ESTIMATION | WIND-V1 | 21.18%
CHN | China | Inner Mongolia Wengniute Sunjiaying Shangchang Wind |  | WRI1071520 | 48 | 42.2097 | 118.0072 | Wind | [5 empty] | UNFCCC CDM Registry | https://cdm.unfccc.int/Projects/redirector?ref=4180 | UNFCCC CDM Registry | [14 empty] | 89.06 | NO-ESTIMATION | NO-ESTIMATION | NO-ESTIMATION | NO-ESTIMATION | WIND-V1 | 21.18%
CHN | China | Hebei Weichang Guangfayong Wind |  | WRI1071407 | 49 | 42.2167 | 117.8500 | Wind | [5 empty] | UNFCCC CDM Registry | https://cdm.unfccc.int/Projects/redirector?ref=3758 | UNFCCC CDM Registry | [14 empty] | 90.92 | NO-ESTIMATION | NO-ESTIMATION | NO-ESTIMATION | NO-ESTIMATION | WIND-V1 | 21.18%
CHN | China | Liaoning Tieling Taizishan Wind |  | WRI1071958 | 49 | 42.2183 | 122.6869 | Wind | [5 empty] | UNFCCC CDM Registry | https://cdm.unfccc.int/Projects/redirector?ref=5776 | UNFCCC CDM Registry | [14 empty] | 90.92 | NO-ESTIMATION | NO-ESTIMATION | NO-ESTIMATION | NO-ESTIMATION | CAPACITY-FACTOR-V1 | 21.18%
CHN | China | Taijiying |  | WRI1072315 | 49 | 42.2208 | 120.8903 | Wind | [5 empty] | UNFCCC CDM Registry | https://cdm.unfccc.int/Projects/redirector?ref=6851 | UNFCCC CDM Registry | 1089551 | [13 empty] | 90.92 | NO-ESTIMATION | NO-ESTIMATION | NO-ESTIMATION | NO-ESTIMATION | CAPACITY-FACTOR-V1 | 21.18%
CHN | China | Liaoning Nuhetu Wind |  | WRI1071280 | 49 | 42.2244 | 122.3083 | Wind | [5 empty] | UNFCCC CDM Registry | https://cdm.unfccc.int/Projects/redirector?ref=3310 | UNFCCC CDM Registry | [14 empty] | 90.92 | NO-ESTIMATION | NO-ESTIMATION | NO-ESTIMATION | NO-ESTIMATION | CAPACITY-FACTOR-V1 | 21.18%
CHN | China | Liaoning Guben Wind |  | WRI1072055 | 49 | 42.2316 | 122.2886 | Wind | [5 empty] | UNFCCC CDM Registry | https://cdm.unfccc.int/Projects/redirector?ref=6063 | UNFCCC CDM Registry | [14 empty] | 90.92 | NO-ESTIMATION | NO-ESTIMATION | NO-ESTIMATION | NO-ESTIMATION | CAPACITY-FACTOR-V1 | 21.18%
CHN | China | Hebei Weichang Zhangjiawan Wind |  | WRI1071201 | 49 | 42.2553 | 117.9314 | Wind | [5 empty] | UNFCCC CDM Registry | https://cdm.unfccc.int/Projects/redirector?ref=3093 | UNFCCC CDM Registry | [14 empty] | 90.92 | NO-ESTIMATION | NO-ESTIMATION | NO-ESTIMATION | NO-ESTIMATION | CAPACITY-FACTOR-V1 | 21.18%
CHN | China | Datang Duolun Daxishan Farm Ii |  | WRI1071495 | 30 | 42.2580 | 116.3391 | Wind | [5 empty] | UNFCCC CDM Registry | https://cdm.unfccc.int/Projects/redirector?ref=4112 | UNFCCC CDM Registry | [14 empty] | 55.66 | NO-ESTIMATION | NO-ESTIMATION | NO-ESTIMATION | NO-ESTIMATION | CAPACITY-FACTOR-V1 | 21.18%
CHN | China | Fumeng Maniuhu |  | WRI1071861 | 49 | 42.2667 | 121.3667 | Wind | [5 empty] | UNFCCC CDM Registry | https://cdm.unfccc.int/Projects/redirector?ref=5448 | UNFCCC CDM Registry | [14 empty] | 90.92 | NO-ESTIMATION | NO-ESTIMATION | NO-ESTIMATION | NO-ESTIMATION | CAPACITY-FACTOR-V1 | 21.18%
CHN | China | Hebei Weichang Dishuihu Wind |  | WRI1071463 | 49 | 42.2670 | 117.9170 | Wind | [5 empty] | UNFCCC CDM Registry | https://cdm.unfccc.int/Projects/redirector?ref=3972 | UNFCCC CDM Registry | [14 empty] | 90.92 | NO-ESTIMATION | NO-ESTIMATION | NO-ESTIMATION | NO-ESTIMATION | CAPACITY-FACTOR-V1 | 21.18%
CHN | China | Hebei Weichang Zhuzixia Wind |  | WRI1071402 | 49 | 42.2670 | 117.9170 | Wind | [5 empty] | UNFCCC CDM Registry | https://cdm.unfccc.int/Projects/redirector?ref=3743 | UNFCCC CDM Registry | [14 empty] | 90.92 | WIND-V1 | WIND-V1 | WIND-V1 | WIND-V1 | WIND-V1 | 21.18%
CHN | China | Datang Duolun Daxishan Phase 3 |  | WRI1071487 | 49 | 42.2742 | 116.3378 | Wind | [5 empty] | UNFCCC CDM Registry | https://cdm.unfccc.int/Projects/redirector?ref=4093 | UNFCCC CDM Registry | [14 empty] | 90.92 | NO-ESTIMATION | NO-ESTIMATION | WIND-V1 | WIND-V1 | WIND-V1 | 21.18%
CHN | China | Xilinguolemeng Zhenglanqi Daaobao Phase 1 Wind |  | WRI1072528 | 49 | 42.3031 | 115.8725 | Wind | [5 empty] | UNFCCC CDM Registry | https://cdm.unfccc.int/Projects/redirector?ref=7494 | UNFCCC CDM Registry | 1082674 | [13 empty] | 90.92 | NO-ESTIMATION | NO-ESTIMATION | WIND-V1 | WIND-V1 | WIND-V1 | 21.18%
CHN | China | Huaneng Weichang Yudaokou Phase 1 |  | WRI1071530 | 49 | 42.3321 | 117.0282 | Wind | [5 empty] | UNFCCC CDM Registry | https://cdm.unfccc.int/Projects/redirector?ref=4204 | UNFCCC CDM Registry | 1078173 | [13 empty] | 90.92 | NO-ESTIMATION | NO-ESTIMATION | WIND-V1 | WIND-V1 | WIND-V1 | 21.18%
CHN | China | Huaneng Tieling Pingdingpu |  | WRI1072186 | 49 | 42.3402 | 123.9705 | Wind | [5 empty] | UNFCCC CDM Registry | https://cdm.unfccc.int/Projects/redirector?ref=6435 | UNFCCC CDM Registry | [14 empty] | 90.92 | NO-ESTIMATION | WIND-V1 | WIND-V1 | WIND-V1 | WIND-V1 | 21.18%
CHN | China | Hebei Chengde Songshan |  | WRI1070963 | 49 | 42.3500 | 117.4000 | Wind | [5 empty] | UNFCCC CDM Registry | https://cdm.unfccc.int/Projects/redirector?ref=877 | UNFCCC CDM Registry | [14 empty] | 90.92 | NO-ESTIMATION | NO-ESTIMATION | NO-ESTIMATION | NO-ESTIMATION | NO-ESTIMATION | 21.18%
CHN | China | Resources Weichang Yudaokou Baihuapo Wind |  | WRI1072046 | 49 | 42.3540 | 117.3140 | Wind | [5 empty] | UNFCCC CDM Registry | https://cdm.unfccc.int/Projects/redirector?ref=6046 | UNFCCC CDM Registry | 1078173 | [13 empty] | 90.92 | NO-ESTIMATION | NO-ESTIMATION | NO-ESTIMATION | NO-ESTIMATION | CAPACITY-FACTOR-V1 | 21.18%
CHN | China | Saihanba East |  | WRI1070940 | 45 | 42.3600 | 117.4000 | Wind | [5 empty] | UNFCCC CDM Registry | https://cdm.unfccc.int/Projects/redirector?ref=561 | UNFCCC CDM Registry | [14 empty] | 83.5 | NO-ESTIMATION | NO-ESTIMATION | NO-ESTIMATION | NO-ESTIMATION | CAPACITY-FACTOR-V1 | 21.18%
CHN | China | Liaoning Zhangwu |  | WRI1070936 | 24 | 42.3600 | 122.4600 | Wind | [5 empty] | UNFCCC CDM Registry | https://cdm.unfccc.int/Projects/redirector?ref=539 | UNFCCC CDM Registry | [14 empty] | 44.53 | NO-ESTIMATION | NO-ESTIMATION | NO-ESTIMATION | NO-ESTIMATION | CAPACITY-FACTOR-V1 | 21.18%
CHN | China | Huaneng Fubei Liangguanyingzi |  | WRI1072240 | 49 | 42.3605 | 121.4537 | Wind | [5 empty] | UNFCCC CDM Registry | https://cdm.unfccc.int/Projects/redirector?ref=6626 | UNFCCC CDM Registry | [14 empty] | 90.92 | NO-ESTIMATION | NO-ESTIMATION | NO-ESTIMATION | NO-ESTIMATION | CAPACITY-FACTOR-V1 | 21.18%
CHN | China | Inner Mongolia Chifeng Dongshan Wind |  | WRI1070947 | 49 | 42.3700 | 117.5600 | Wind | [5 empty] | UNFCCC CDM Registry | https://cdm.unfccc.int/Projects/redirector?ref=689 | UNFCCC CDM Registry | 1070010 | [13 empty] | 90.92 | NO-ESTIMATION | NO-ESTIMATION | NO-ESTIMATION | NO-ESTIMATION | CAPACITY-FACTOR-V1 | 21.18%
CHN | China | Resources Weichang Yudaokou Yangbaishun Wind |  | WRI1071975 | 49 | 42.3740 | 117.2770 | Wind | [5 empty] | UNFCCC CDM Registry | https://cdm.unfccc.int/Projects/redirector?ref=5836 | UNFCCC CDM Registry | 1085898 | [13 empty] | 90.92 | NO-ESTIMATION | NO-ESTIMATION | NO-ESTIMATION | NO-ESTIMATION | CAPACITY-FACTOR-V1 | 21.18%
CHN | China | Huadian Tieling Lijiatun |  | WRI1072140 | 48 | 42.3750 | 123.8740 | Wind | [5 empty] | UNFCCC CDM Registry | https://cdm.unfccc.int/Projects/redirector?ref=6292 | UNFCCC CDM Registry | [14 empty] | 89.06 | NO-ESTIMATION | NO-ESTIMATION | NO-ESTIMATION | NO-ESTIMATION | CAPACITY-FACTOR-V1 | 21.18%
CHN | China | Liaoning Fuxin Houzhatai |  | WRI1071988 | 49 | 42.3778 | 121.6775 | Wind | [5 empty] | UNFCCC CDM Registry | https://cdm.unfccc.int/Projects/redirector?ref=5862 | UNFCCC CDM Registry | [14 empty] | 90.92 | HYDRO-V1 | HYDRO-V1 | HYDRO-V1 | HYDRO-V1 | HYDRO-V1 | 21.18%
CHN | China | Inner Mongolia Xisu Zhurihe |  | WRI1071714 | 49 | 42.3917 | 112.7778 | Wind | [5 empty] | UNFCCC CDM Registry | https://cdm.unfccc.int/Projects/redirector?ref=4910 | UNFCCC CDM Registry | 1023037 | [13 empty] | 90.92 | HYDRO-V1 | HYDRO-V1 | HYDRO-V1 | HYDRO-V1 | HYDRO-V1 | 21.18%
CHN | China | Liaoning Fuxin Qianzhatai |  | WRI1072033 | 49 | 42.3919 | 121.6775 | Wind | [5 empty] | UNFCCC CDM Registry | https://cdm.unfccc.int/Projects/redirector?ref=6009 | UNFCCC CDM Registry | [14 empty] | 90.92 | NO-ESTIMATION | NO-ESTIMATION | NO-ESTIMATION | NO-ESTIMATION | CAPACITY-FACTOR-V1 | 21.18%
CHN | China | Guoshuitou Diaobingshan Quanyangou Wind |  | WRI1071984 | 49 | 42.4050 | 123.4790 | Wind | [5 empty] | UNFCCC CDM Registry | https://cdm.unfccc.int/Projects/redirector?ref=5851 | UNFCCC CDM Registry | 1086267 | [13 empty] | 90.92 | NO-ESTIMATION | NO-ESTIMATION | NO-ESTIMATION | NO-ESTIMATION | CAPACITY-FACTOR-V1 | 21.18%
CHN | China | Liaoning Kangping |  | WRI1070935 | 24 | 42.4100 | 122.5200 | Wind | [5 empty] | UNFCCC CDM Registry | https://cdm.unfccc.int/Projects/redirector?ref=537 | UNFCCC CDM Registry | [14 empty] | 44.53 | NO-ESTIMATION | NO-ESTIMATION | NO-ESTIMATION | NO-ESTIMATION | CAPACITY-FACTOR-V1 | 21.18%
CHN | China | Liaoning Faku Maanshan Wind |  | WRI1071713 | 49 | 42.4231 | 122.8756 | Wind | [5 empty] | UNFCCC CDM Registry | https://cdm.unfccc.int/Projects/redirector?ref=4909 | UNFCCC CDM Registry | [14 empty] | 90.92 | NO-ESTIMATION | NO-ESTIMATION | NO-ESTIMATION | NO-ESTIMATION | CAPACITY-FACTOR-V1 | 21.18%
CHN | China | Kaiyuan Yemin Wind |  | WRI1071562 | 49 | 42.4284 | 123.9156 | Wind | [5 empty] | UNFCCC CDM Registry | https://cdm.unfccc.int/Projects/redirector?ref=4367 | UNFCCC CDM Registry | [14 empty] | 90.92 | NO-ESTIMATION | NO-ESTIMATION | NO-ESTIMATION | NO-ESTIMATION | CAPACITY-FACTOR-V1 | 21.18%
CHN | China | Liaoning Faku Yemaotai Wind |  | WRI1071741 | 49 | 42.4333 | 122.9000 | Wind | [5 empty] | UNFCCC CDM Registry | https://cdm.unfccc.int/Projects/redirector?ref=4987 | UNFCCC CDM Registry | [14 empty] | 90.92 | NO-ESTIMATION | NO-ESTIMATION | NO-ESTIMATION | NO-ESTIMATION | CAPACITY-FACTOR-V1 | 21.18%
CHN | China | Siziwangqi Bayinaobao Wind |  | WRI1071764 | 49 | 42.4360 | 110.9634 | Wind | [5 empty] | UNFCCC CDM Registry | https://cdm.unfccc.int/Projects/redirector?ref=5095 | UNFCCC CDM Registry | [14 empty] | 90.92 | NO-ESTIMATION | NO-ESTIMATION | NO-ESTIMATION | NO-ESTIMATION | NO-ESTIMATION | 21.18%
CHN | China | Diaobingshan Wind |  | WRI1071867 | 49 | 42.4400 | 123.5128 | Wind | [5 empty] | UNFCCC CDM Registry | https://cdm.unfccc.int/Projects/redirector?ref=5472 | UNFCCC CDM Registry | 1086267 | [13 empty] | 90.92 | NO-ESTIMATION | NO-ESTIMATION | NO-ESTIMATION | NO-ESTIMATION | CAPACITY-FACTOR-V1 | 21.18%
CHN | China | Zhengxiangbaiqi Zheligentu I |  | WRI1071612 | 49 | 42.4436 | 115.3375 | Wind | [5 empty] | UNFCCC CDM Registry | https://cdm.unfccc.int/Projects/redirector?ref=4580 | UNFCCC CDM Registry | 1106217 | [13 empty] | 90.92 | NO-ESTIMATION | NO-ESTIMATION | NO-ESTIMATION | NO-ESTIMATION | CAPACITY-FACTOR-V1 | 21.18%
CHN | China | Inner Mongolia Wengniute Banner Wudaogou Wind (Ii) |  | WRI1071286 | 50 | 42.4500 | 117.8167 | Wind | [5 empty] | UNFCCC CDM Registry | https://cdm.unfccc.int/Projects/redirector?ref=3325 | UNFCCC CDM Registry | [14 empty] | 92.78 | NO-ESTIMATION | NO-ESTIMATION | NO-ESTIMATION | NO-ESTIMATION | CAPACITY-FACTOR-V1 | 21.18%
CHN | China | Liaoning Province Zhangwu Mazongshan |  | WRI1071213 | 49 | 42.4569 | 122.7842 | Wind | [5 empty] | UNFCCC CDM Registry | https://cdm.unfccc.int/Projects/redirector?ref=3112 | UNFCCC CDM Registry | 1117302 | [13 empty] | 90.92 | SOLAR-V1-NO-AGE | SOLAR-V1-NO-AGE | SOLAR-V1-NO-AGE | SOLAR-V1-NO-AGE | SOLAR-V1-NO-AGE | 21.18%
CHN | China | Liaoning Faku Maanshan North Wind |  | WRI1071686 | 49 | 42.4575 | 122.8719 | Wind | [5 empty] | UNFCCC CDM Registry | https://cdm.unfccc.int/Projects/redirector?ref=4842 | UNFCCC CDM Registry | [14 empty] | 90.92 | NO-ESTIMATION | NO-ESTIMATION | NO-ESTIMATION | NO-ESTIMATION | CAPACITY-FACTOR-V1 | 21.18%
CHN | China | Zhurihe |  | WRI1023865 | 33.4 | 42.4700 | 112.7900 | Wind | [5 empty] | China Wind Power Center | http://www.cwpc.cn/cwpp/en/information/wind-farms-china/wind-farm-map/ |  | 1023037 | [13 empty] | 61.97 | NO-ESTIMATION | NO-ESTIMATION | NO-ESTIMATION | NO-ESTIMATION | CAPACITY-FACTOR-V1 | 21.18%
CHN | China | Wanghaisi |  | WRI1023864 | 42.5 | 42.4800 | 122.9900 | Wind | [5 empty] | China Wind Power Center | http://www.cwpc.cn/cwpp/en/information/wind-farms-china/wind-farm-map/ |  | 1081210 | [13 empty] | 78.86 | NO-ESTIMATION | NO-ESTIMATION | NO-ESTIMATION | NO-ESTIMATION | CAPACITY-FACTOR-V1 | 21.18%
CHN | China | Liaoning Faku Woniushi Wind |  | WRI1071781 | 49 | 42.4800 | 123.0800 | Wind | [5 empty] | UNFCCC CDM Registry | https://cdm.unfccc.int/Projects/redirector?ref=5147 | UNFCCC CDM Registry | [14 empty] | 90.92 | NO-ESTIMATION | NO-ESTIMATION | NO-ESTIMATION | NO-ESTIMATION | CAPACITY-FACTOR-V1 | 21.18%
CHN | China | Liaoning Changtu |  | WRI1070965 | 49 | 42.4800 | 124.1000 | Wind | [5 empty] | UNFCCC CDM Registry | https://cdm.unfccc.int/Projects/redirector?ref=883 | UNFCCC CDM Registry | 1088522 | [13 empty] | 90.92 | HYDRO-V1 | HYDRO-V1 | HYDRO-V1 | HYDRO-V1 | HYDRO-V1 | 21.18%
CHN | China | Hebei Weichang Yangshugou Wind |  | WRI1071462 | 49 | 42.5000 | 117.6770 | Wind | [5 empty] | UNFCCC CDM Registry | https://cdm.unfccc.int/Projects/redirector?ref=3971 | UNFCCC CDM Registry | [14 empty] | 90.92 | NO-ESTIMATION | NO-ESTIMATION | NO-ESTIMATION | NO-ESTIMATION | CAPACITY-FACTOR-V1 | 21.18%
CHN | China | Liaoning Qianfoshan |  | WRI1071726 | 49 | 42.5269 | 122.8669 | Wind | [5 empty] | UNFCCC CDM Registry | https://cdm.unfccc.int/Projects/redirector?ref=4933 | UNFCCC CDM Registry | 1089385 | [13 empty] | 90.92 | NO-ESTIMATION | NO-ESTIMATION | NO-ESTIMATION | NO-ESTIMATION | NO-ESTIMATION | 21.18%
CHN | China | Inner Mongolia Jingneng Zheligentu Phase 2 |  | WRI1071369 | 49 | 42.5319 | 115.3789 | Wind | [5 empty] | UNFCCC CDM Registry | https://cdm.unfccc.int/Projects/redirector?ref=3617 | UNFCCC CDM Registry | 1091728 | [13 empty] | 90.92 | NO-ESTIMATION | NO-ESTIMATION | NO-ESTIMATION | NO-ESTIMATION | WIND-V1 | 21.18%
CHN | China | Zhurihe Phase 1 |  | WRI1071789 | 49 | 42.5333 | 112.7667 | Wind | [5 empty] | UNFCCC CDM Registry | https://cdm.unfccc.int/Projects/redirector?ref=5181 | UNFCCC CDM Registry | 1023037 | [13 empty] | 90.92 | NO-ESTIMATION | NO-ESTIMATION | NO-ESTIMATION | NO-ESTIMATION | WIND-V1 | 21.18%
CHN | China | Inner Mongolia Chifeng Gaofeng Wind |  | WRI1071321 | 50 | 42.5339 | 118.7239 | Wind | [5 empty] | UNFCCC CDM Registry | https://cdm.unfccc.int/Projects/redirector?ref=3439 | UNFCCC CDM Registry | [14 empty] | 92.78 | NO-ESTIMATION | NO-ESTIMATION | NO-ESTIMATION | NO-ESTIMATION | WIND-V1 | 21.18%
CHN | China | Inner Mongolia Jingneng Wengongwula |  | WRI1072194 | 49 | 42.5458 | 113.9497 | Wind | [5 empty] | UNFCCC CDM Registry | https://cdm.unfccc.int/Projects/redirector?ref=6463 | UNFCCC CDM Registry | [14 empty] | 90.92 | NO-ESTIMATION | NO-ESTIMATION | NO-ESTIMATION | NO-ESTIMATION | WIND-V1 | 21.18%
CHN | China | Hebei Chengde Runfeng |  | WRI1071484 | 49 | 42.5503 | 117.6200 | Wind | [5 empty] | UNFCCC CDM Registry | https://cdm.unfccc.int/Projects/redirector?ref=4073 | UNFCCC CDM Registry | [14 empty] | 90.92 | NO-ESTIMATION | NO-ESTIMATION | NO-ESTIMATION | NO-ESTIMATION | CAPACITY-FACTOR-V1 | 21.18%
CHN | China | Hongsongwa |  | WRI1023863 | 155.7 | 42.5600 | 117.7400 | Wind | [5 empty] | China Wind Power Center | http://www.cwpc.cn/cwpp/en/information/wind-farms-china/wind-farm-map/ |  | 1081199 | [13 empty] | 288.91 | HYDRO-V1 | HYDRO-V1 | HYDRO-V1 | HYDRO-V1 | HYDRO-V1 | 21.18%
CHN | China | Liaoning Faku Ciensi Wind |  | WRI1071327 | 49 | 42.5628 | 123.2839 | Wind | [5 empty] | UNFCCC CDM Registry | https://cdm.unfccc.int/Projects/redirector?ref=3470 | UNFCCC CDM Registry | [14 empty] | 90.92 | NO-ESTIMATION | NO-ESTIMATION | NO-ESTIMATION | NO-ESTIMATION | NO-ESTIMATION | 21.18%
CHN | China | Huadian Xinjiang Hami Kushui Second |  | WRI1072372 | 201 | 42.5703 | 95.2394 | Wind | [5 empty] | UNFCCC CDM Registry | https://cdm.unfccc.int/Projects/redirector?ref=6999 | UNFCCC CDM Registry | 1082676 | [13 empty] | 372.97 | NO-ESTIMATION | NO-ESTIMATION | NO-ESTIMATION | NO-ESTIMATION | NO-ESTIMATION | 21.18%
CHN | China | Liaoning Xidayingzi |  | WRI1071567 | 49 | 42.5750 | 122.8420 | Wind | [5 empty] | UNFCCC CDM Registry | https://cdm.unfccc.int/Projects/redirector?ref=4401 | UNFCCC CDM Registry | [14 empty] | 90.92 | NO-ESTIMATION | NO-ESTIMATION | NO-ESTIMATION | NO-ESTIMATION | CAPACITY-FACTOR-V1 | 21.18%
CHN | China | Liaoning Dongfanghong |  | WRI1071689 | 49 | 42.5758 | 122.7258 | Wind | [5 empty] | UNFCCC CDM Registry | https://cdm.unfccc.int/Projects/redirector?ref=4845 | UNFCCC CDM Registry | [14 empty] | 90.92 | NO-ESTIMATION | NO-ESTIMATION | NO-ESTIMATION | NO-ESTIMATION | WIND-V1 | 21.18%
CHN | China | Liaoning Qujiagou |  | WRI1071428 | 49 | 42.5786 | 122.8336 | Wind | [5 empty] | UNFCCC CDM Registry | https://cdm.unfccc.int/Projects/redirector?ref=3862 | UNFCCC CDM Registry | 1117301 | [13 empty] | 90.92 | HYDRO-V1 | HYDRO-V1 | HYDRO-V1 | HYDRO-V1 | HYDRO-V1 | 21.18%
CHN | China | Chifeng Songshanqu Sandaogou |  | WRI1071864 | 49 | 42.5906 | 118.1705 | Wind | [5 empty] | UNFCCC CDM Registry | https://cdm.unfccc.int/Projects/redirector?ref=5453 | UNFCCC CDM Registry | [14 empty] | 90.92 | NO-ESTIMATION | NO-ESTIMATION | NO-ESTIMATION | NO-ESTIMATION | CAPACITY-FACTOR-V1 | 21.18%
CHN | China | Inner Mongolia Chifeng Toudaogou Wind |  | WRI1071422 | 49 | 42.5986 | 117.6750 | Wind | [5 empty] | UNFCCC CDM Registry | https://cdm.unfccc.int/Projects/redirector?ref=3828 | UNFCCC CDM Registry | [14 empty] | 90.92 | NO-ESTIMATION | NO-ESTIMATION | NO-ESTIMATION | NO-ESTIMATION | CAPACITY-FACTOR-V1 | 21.18%
CHN | China | Inner Mongolia Chifeng Yikesong Wind |  | WRI1071559 | 49 | 42.6036 | 117.6458 | Wind | [5 empty] | UNFCCC CDM Registry | https://cdm.unfccc.int/Projects/redirector?ref=4341 | UNFCCC CDM Registry | [14 empty] | 90.92 | NO-ESTIMATION | NO-ESTIMATION | NO-ESTIMATION | WIND-V1 | WIND-V1 | 21.18%
CHN | China | Saihanba |  | WRI1023862 | 165.75 | 42.6100 | 117.6800 | Wind | [5 empty] | China Wind Power Center | http://www.cwpc.cn/cwpp/en/information/wind-farms-china/wind-farm-map/ |  | 1079989 | [13 empty] | 307.56 | NO-ESTIMATION | NO-ESTIMATION | NO-ESTIMATION | NO-ESTIMATION | WIND-V1 | 21.18%
CHN | China | Inner Mongolia Chifeng Dayuying |  | WRI1071607 | 49 | 42.6111 | 118.1589 | Wind | [5 empty] | UNFCCC CDM Registry | https://cdm.unfccc.int/Projects/redirector?ref=4553 | UNFCCC CDM Registry | [14 empty] | 90.92 | NO-ESTIMATION | NO-ESTIMATION | NO-ESTIMATION | NO-ESTIMATION | CAPACITY-FACTOR-V1 | 21.18%
CHN | China | Inner Mongolia Jingneng Saihan Phase 2 |  | WRI1071674 | 48 | 42.6200 | 112.8500 | Wind | [5 empty] | UNFCCC CDM Registry | https://cdm.unfccc.int/Projects/redirector?ref=4795 | UNFCCC CDM Registry | 1091727 | [13 empty] | 89.06 | NO-ESTIMATION | NO-ESTIMATION | NO-ESTIMATION | NO-ESTIMATION | CAPACITY-FACTOR-V1 | 21.18%
CHN | China | Datang Chifeng Danianzi Wind |  | WRI1071326 | 49 | 42.6200 | 117.9300 | Wind | [5 empty] | UNFCCC CDM Registry | https://cdm.unfccc.int/Projects/redirector?ref=3469 | UNFCCC CDM Registry | 1089552 | [13 empty] | 90.92 | HYDRO-V1 | HYDRO-V1 | HYDRO-V1 | HYDRO-V1 | HYDRO-V1 | 21.18%
CHN | China | Dongshan |  | WRI1023860 | 57.2 | 42.6200 | 117.9400 | Wind | [5 empty] | China Wind Power Center | http://www.cwpc.cn/cwpp/en/information/wind-farms-china/wind-farm-map/ |  | 1070010 | [13 empty] | 106.14 | HYDRO-V1 | HYDRO-V1 | HYDRO-V1 | HYDRO-V1 | HYDRO-V1 | 21.18%
CHN | China | Wudaogou |  | WRI1023861 | 49.5 | 42.6200 | 117.9600 | Wind | [5 empty] | China Wind Power Center | http://www.cwpc.cn/cwpp/en/information/wind-farms-china/wind-farm-map/ |  | 1079995 | [13 empty] | 91.85 | HYDRO-V1 | HYDRO-V1 | HYDRO-V1 | HYDRO-V1 | HYDRO-V1 | 21.18%
CHN | China | Liaoning Zhangwu Pingandi |  | WRI1071765 | 49 | 42.6300 | 122.7200 | Wind | [5 empty] | UNFCCC CDM Registry | https://cdm.unfccc.int/Projects/redirector?ref=5109 | UNFCCC CDM Registry | [14 empty] | 90.92 | NO-ESTIMATION | NO-ESTIMATION | NO-ESTIMATION | NO-ESTIMATION | NO-ESTIMATION | 21.18%
CHN | China | Liaoning Kangping Dongsheng Wind |  | WRI1071492 | 49 | 42.6317 | 123.1333 | Wind | [5 empty] | UNFCCC CDM Registry | https://cdm.unfccc.int/Projects/redirector?ref=4104 | UNFCCC CDM Registry | [14 empty] | 90.92 | HYDRO-V1 | HYDRO-V1 | HYDRO-V1 | HYDRO-V1 | HYDRO-V1 | 21.18%
CHN | China | Datang Chifeng Bolike Ii Wind |  | WRI1071209 | 49 | 42.6333 | 118.0167 | Wind | [5 empty] | UNFCCC CDM Registry | https://cdm.unfccc.int/Projects/redirector?ref=3105 | UNFCCC CDM Registry | 1073754 | [13 empty] | 90.92 | HYDRO-V1 | HYDRO-V1 | HYDRO-V1 | HYDRO-V1 | HYDRO-V1 | 21.18%
CHN | China | Inner Mongolia Chifeng Songshan Laoshuiquan Wind |  | WRI1071519 | 49 | 42.6458 | 118.0800 | Wind | [5 empty] | UNFCCC CDM Registry | https://cdm.unfccc.int/Projects/redirector?ref=4178 | UNFCCC CDM Registry | [14 empty] | 90.92 | HYDRO-V1 | HYDRO-V1 | HYDRO-V1 | HYDRO-V1 | HYDRO-V1 | 21.18%
CHN | China | Daguangdingzishan Wind |  | WRI1071215 | 49 | 42.6500 | 117.8000 | Wind | [5 empty] | UNFCCC CDM Registry | https://cdm.unfccc.int/Projects/redirector?ref=3116 | UNFCCC CDM Registry | [14 empty] | 90.92 | NO-ESTIMATION | NO-ESTIMATION | NO-ESTIMATION | NO-ESTIMATION | NO-ESTIMATION | 21.18%
CHN | China | Liaoning Kangping Zhangqiang Wind |  | WRI1071528 | 49 | 42.6667 | 123.0000 | Wind | [5 empty] | UNFCCC CDM Registry | https://cdm.unfccc.int/Projects/redirector?ref=4195 | UNFCCC CDM Registry | [14 empty] | 90.92 | HYDRO-V1 | HYDRO-V1 | HYDRO-V1 | HYDRO-V1 | HYDRO-V1 | 21.18%
CHN | China | Guodian Upc Kangping Haoguan Liaoning |  | WRI1071855 | 49 | 42.6667 | 123.5000 | Wind | [5 empty] | UNFCCC CDM Registry | https://cdm.unfccc.int/Projects/redirector?ref=5429 | UNFCCC CDM Registry | 1106215 | [13 empty] | 90.92 | HYDRO-V1 | HYDRO-V1 | HYDRO-V1 | HYDRO-V1 | HYDRO-V1 | 21.18%
CHN | China | Liaoning Kangping Zhangjiayao Wind |  | WRI1071743 | 49 | 42.6700 | 122.7800 | Wind | [5 empty] | UNFCCC CDM Registry | https://cdm.unfccc.int/Projects/redirector?ref=5009 | UNFCCC CDM Registry | [14 empty] | 90.92 | HYDRO-V1 | HYDRO-V1 | HYDRO-V1 | HYDRO-V1 | HYDRO-V1 | 21.18%
CHN | China | Sunjiaying |  | WRI1023859 | 100.5 | 42.6800 | 118.0500 | Wind | [5 empty] | China Wind Power Center | http://www.cwpc.cn/cwpp/en/information/wind-farms-china/wind-farm-map/ |  | 1079992 | [13 empty] | 186.48 | HYDRO-V1 | HYDRO-V1 | HYDRO-V1 | HYDRO-V1 | HYDRO-V1 | 21.18%
CHN | China | Fangjiatun |  | WRI1023858 | 49.5 | 42.6900 | 122.8600 | Wind | [5 empty] | China Wind Power Center | http://www.cwpc.cn/cwpp/en/information/wind-farms-china/wind-farm-map/ |  | 1081211 | [13 empty] | 91.85 | WIND-V1 | WIND-V1 | WIND-V1 | WIND-V1 | WIND-V1 | 21.18%
CHN | China | Liaoning Longyuan Kangping Shajintai Wind |  | WRI1072344 | 49 | 42.6917 | 122.9147 | Wind | [5 empty] | UNFCCC CDM Registry | https://cdm.unfccc.int/Projects/redirector?ref=6926 | UNFCCC CDM Registry | 1070477 | [13 empty] | 90.92 | NO-ESTIMATION | NO-ESTIMATION | NO-ESTIMATION | NO-ESTIMATION | NO-ESTIMATION | 21.18%
CHN | China | Inner Mongolia Chifeng Daheishan Wind |  | WRI1071221 | 49 | 42.7000 | 117.9200 | Wind | [5 empty] | UNFCCC CDM Registry | https://cdm.unfccc.int/Projects/redirector?ref=3126 | UNFCCC CDM Registry | 1079990 | [13 empty] | 90.92 | HYDRO-V1 | HYDRO-V1 | HYDRO-V1 | HYDRO-V1 | HYDRO-V1 | 21.18%
CHN | China | Liaoning Kangping Aoliyingzi Wind |  | WRI1071670 | 49 | 42.7000 | 122.7670 | Wind | [5 empty] | UNFCCC CDM Registry | https://cdm.unfccc.int/Projects/redirector?ref=4784 | UNFCCC CDM Registry | [14 empty] | 90.92 | NO-ESTIMATION | NO-ESTIMATION | NO-ESTIMATION | NO-ESTIMATION | CAPACITY-FACTOR-V1 | 21.18%
CHN | China | Inner Mongolia Chifeng Mazongshan Wind |  | WRI1071523 | 49 | 42.7100 | 117.8700 | Wind | [5 empty] | UNFCCC CDM Registry | https://cdm.unfccc.int/Projects/redirector?ref=4186 | UNFCCC CDM Registry | [14 empty] | 90.92 | NO-ESTIMATION | NO-ESTIMATION | NO-ESTIMATION | NO-ESTIMATION | CAPACITY-FACTOR-V1 | 21.18%
CHN | China | Wutaohai South Phase 2 Wind |  | WRI1071930 | 49 | 42.7159 | 117.8407 | Wind | [5 empty] | UNFCCC CDM Registry | https://cdm.unfccc.int/Projects/redirector?ref=5690 | UNFCCC CDM Registry | 1111695 | [13 empty] | 90.92 | HYDRO-V1 | HYDRO-V1 | HYDRO-V1 | HYDRO-V1 | HYDRO-V1 | 21.18%
CHN | China | Inner Mongolia Wudaogou Iii Wind |  | WRI1071337 | 48 | 42.7300 | 117.9500 | Wind | [5 empty] | UNFCCC CDM Registry | https://cdm.unfccc.int/Projects/redirector?ref=3519 | UNFCCC CDM Registry | 1079995 | [13 empty] | 89.06 | NO-ESTIMATION | NO-ESTIMATION | NO-ESTIMATION | NO-ESTIMATION | NO-ESTIMATION | 21.18%
CHN | China | Liaoning Changtu Taiyangshan Phase One |  | WRI1071185 | 49 | 42.7333 | 124.1500 | Wind | [5 empty] | UNFCCC CDM Registry | https://cdm.unfccc.int/Projects/redirector?ref=3031 | UNFCCC CDM Registry | 1089626 | [13 empty] | 90.92 | HYDRO-V1 | HYDRO-V1 | HYDRO-V1 | HYDRO-V1 | HYDRO-V1 | 21.18%
CHN | China | Inner Mongolia Chifeng Yihegong |  | WRI1071144 | 49 | 42.7405 | 118.4533 | Wind | [5 empty] | UNFCCC CDM Registry | https://cdm.unfccc.int/Projects/redirector?ref=2811 | UNFCCC CDM Registry | [14 empty] | 90.92 | NO-ESTIMATION | NO-ESTIMATION | NO-ESTIMATION | NO-ESTIMATION | CAPACITY-FACTOR-V1 | 21.18%
CHN | China | Inner Mongolia Wengniute Wudaogou Xigouli Wind |  | WRI1071517 | 48 | 42.7556 | 118.0336 | Wind | [5 empty] | UNFCCC CDM Registry | https://cdm.unfccc.int/Projects/redirector?ref=4172 | UNFCCC CDM Registry | 1079995 | [13 empty] | 89.06 | NO-ESTIMATION | NO-ESTIMATION | NO-ESTIMATION | NO-ESTIMATION | CAPACITY-FACTOR-V1 | 21.18%
CHN | China | Hexigten Wind Farm |  | WRI1023857 | 120 | 42.7600 | 117.7000 | Wind | [5 empty] | China Wind Power Center | http://www.cwpc.cn/cwpp/en/information/wind-farms-china/wind-farm-map/ | [15 empty] | 222.67 | NO-ESTIMATION | NO-ESTIMATION | NO-ESTIMATION | NO-ESTIMATION | NO-ESTIMATION | 21.18%
CHN | China | Huaneng Fuxin Zhangbei |  | WRI1071557 | 300 | 42.7631 | 122.5183 | Wind | [5 empty] | UNFCCC CDM Registry | https://cdm.unfccc.int/Projects/redirector?ref=4320 | UNFCCC CDM Registry | 1078169 | [13 empty] | 556.68 | NO-ESTIMATION | NO-ESTIMATION | NO-ESTIMATION | NO-ESTIMATION | NO-ESTIMATION | 21.18%
CHN | China | Huaneng Fuxin Phase 3 |  | WRI1071430 | 100 | 42.7800 | 122.5200 | Wind | [5 empty] | UNFCCC CDM Registry | https://cdm.unfccc.int/Projects/redirector?ref=3867 | UNFCCC CDM Registry | 1078169 | [13 empty] | 185.56 | NO-ESTIMATION | NO-ESTIMATION | NO-ESTIMATION | NO-ESTIMATION | CAPACITY-FACTOR-V1 | 21.18%
CHN | China | Dongzhangjia |  | WRI1023856 | 50.25 | 42.8100 | 124.1800 | Wind | [5 empty] | China Wind Power Center | http://www.cwpc.cn/cwpp/en/information/wind-farms-china/wind-farm-map/ | [15 empty] | 93.24 | HYDRO-V1 | HYDRO-V1 | HYDRO-V1 | HYDRO-V1 | HYDRO-V1 | 21.18%
CHN | China | Zhangbei Manjing Wind |  | WRI1070924 | 45 | 42.8200 | 124.0800 | Wind | [5 empty] | UNFCCC CDM Registry | https://cdm.unfccc.int/Projects/redirector?ref=233 | UNFCCC CDM Registry | [14 empty] | 83.5 | NO-ESTIMATION | NO-ESTIMATION | NO-ESTIMATION | NO-ESTIMATION | NO-ESTIMATION | 21.18%
CHN | China | Liaoning Changtu Tianqiaoshan |  | WRI1072337 | 49 | 42.8230 | 124.2570 | Wind | [5 empty] | UNFCCC CDM Registry | https://cdm.unfccc.int/Projects/redirector?ref=6900 | UNFCCC CDM Registry | [14 empty] | 90.92 | HYDRO-V1 | HYDRO-V1 | HYDRO-V1 | HYDRO-V1 | HYDRO-V1 | 21.18%
CHN | China | Liaoning Changtu Manjing Wind |  | WRI1071482 | 49 | 42.8300 | 124.1200 | Wind | [5 empty] | UNFCCC CDM Registry | https://cdm.unfccc.int/Projects/redirector?ref=4059 | UNFCCC CDM Registry | [14 empty] | 90.92 | NO-ESTIMATION | NO-ESTIMATION | NO-ESTIMATION | NO-ESTIMATION | CAPACITY-FACTOR-V1 | 21.18%
CHN | China | Quantou |  | WRI1023855 | 49.3 | 42.8400 | 124.2000 | Wind | [5 empty] | China Wind Power Center | http://www.cwpc.cn/cwpp/en/information/wind-farms-china/wind-farm-map/ | [15 empty] | 91.48 | HYDRO-V1 | HYDRO-V1 | HYDRO-V1 | HYDRO-V1 | HYDRO-V1 | 21.18%
CHN | China | Huadian Inner Mongolia Naiman Banner First Phase Wind |  | WRI1072060 | 49 | 42.8587 | 120.9167 | Wind | [5 empty] | UNFCCC CDM Registry | https://cdm.unfccc.int/Projects/redirector?ref=6074 | UNFCCC CDM Registry | [14 empty] | 90.92 | NO-ESTIMATION | NO-ESTIMATION | NO-ESTIMATION | NO-ESTIMATION | NO-ESTIMATION | 21.18%
CHN | China | Liaoning Changtu Shihu Wind |  | WRI1071147 | 49 | 42.8670 | 124.2170 | Wind | [5 empty] | UNFCCC CDM Registry | https://cdm.unfccc.int/Projects/redirector?ref=2817 | UNFCCC CDM Registry | [14 empty] | 90.92 | HYDRO-V1 | HYDRO-V1 | HYDRO-V1 | HYDRO-V1 | HYDRO-V1 | 21.18%
CHN | China | Inner Mongolia Jingneng Wengniuteqi Qigan Phase 1 |  | WRI1071787 | 49 | 42.8722 | 119.1700 | Wind | [5 empty] | UNFCCC CDM Registry | https://cdm.unfccc.int/Projects/redirector?ref=5172 | UNFCCC CDM Registry | [14 empty] | 90.92 | NO-ESTIMATION | NO-ESTIMATION | NO-ESTIMATION | NO-ESTIMATION | CAPACITY-FACTOR-V1 | 21.18%
CHN | China | Datang Kezuohouqi Hariwusu |  | WRI1072275 | 49 | 42.9210 | 122.4410 | Wind | [5 empty] | UNFCCC CDM Registry | https://cdm.unfccc.int/Projects/redirector?ref=6740 | UNFCCC CDM Registry | [14 empty] | 90.92 | NO-ESTIMATION | NO-ESTIMATION | NO-ESTIMATION | NO-ESTIMATION | NO-ESTIMATION | 21.18%
CHN | China | Liaoning Linghai Shengli |  | WRI1071450 | 49 | 42.9583 | 121.3819 | Wind | [5 empty] | UNFCCC CDM Registry | https://cdm.unfccc.int/Projects/redirector?ref=3934 | UNFCCC CDM Registry | [14 empty] | 90.92 | NO-ESTIMATION | NO-ESTIMATION | NO-ESTIMATION | NO-ESTIMATION | CAPACITY-FACTOR-V1 | 21.18%
CHN | China | Kulun Banner Eleshun Nanliangshaoruo Wind |  | WRI1072019 | 49 | 42.9786 | 121.6784 | Wind | [5 empty] | UNFCCC CDM Registry | https://cdm.unfccc.int/Projects/redirector?ref=5959 | UNFCCC CDM Registry | [14 empty] | 90.92 | NO-ESTIMATION | NO-ESTIMATION | NO-ESTIMATION | NO-ESTIMATION | CAPACITY-FACTOR-V1 | 21.18%
CHN | China | Inner Mongolia Tongliao Naimanqi Dongxing Fengying Yongxing Phase One Wind |  | WRI1072205 | 49 | 42.9817 | 120.8933 | Wind | [5 empty] | UNFCCC CDM Registry | https://cdm.unfccc.int/Projects/redirector?ref=6525 | UNFCCC CDM Registry | 1084787 | [13 empty] | 90.92 | NO-ESTIMATION | NO-ESTIMATION | NO-ESTIMATION | NO-ESTIMATION | NO-ESTIMATION | 21.18%
CHN | China | Siping Shanmen Phase 2 Wind |  | WRI1072292 | 49 | 43.0000 | 124.4603 | Wind | [5 empty] | UNFCCC CDM Registry | https://cdm.unfccc.int/Projects/redirector?ref=6785 | UNFCCC CDM Registry | 1088267 | [13 empty] | 90.92 | HYDRO-V1 | HYDRO-V1 | HYDRO-V1 | HYDRO-V1 | HYDRO-V1 | 21.18%
CHN | China | Tuokexun Phase 1 |  | WRI1072044 | 49 | 43.0016 | 88.5830 | Wind | [5 empty] | UNFCCC CDM Registry | https://cdm.unfccc.int/Projects/redirector?ref=6043 | UNFCCC CDM Registry | [14 empty] | 90.92 | NO-ESTIMATION | NO-ESTIMATION | NO-ESTIMATION | NO-ESTIMATION | CAPACITY-FACTOR-V1 | 21.18%
CHN | China | Huaneng Tuokexun Baiyanghe First Stage |  | WRI1071480 | 49 | 43.0639 | 88.5950 | Wind | [5 empty] | UNFCCC CDM Registry | https://cdm.unfccc.int/Projects/redirector?ref=4047 | UNFCCC CDM Registry | [14 empty] | 90.92 | NO-ESTIMATION | NO-ESTIMATION | NO-ESTIMATION | NO-ESTIMATION | CAPACITY-FACTOR-V1 | 21.18%
CHN | China | Xinjiang Huaneng Toksun Baiyanghe Phase 2 Wind |  | WRI1072299 | 49 | 43.0690 | 88.5550 | Wind | [5 empty] | UNFCCC CDM Registry | https://cdm.unfccc.int/Projects/redirector?ref=6803 | UNFCCC CDM Registry | 1082676 | [13 empty] | 90.92 | NO-ESTIMATION | NO-ESTIMATION | NO-ESTIMATION | NO-ESTIMATION | CAPACITY-FACTOR-V1 | 21.18%
CHN | China | Huaneng Tuokexun Baiyanghe Third Stage |  | WRI1071962 | 49 | 43.0810 | 88.7558 | Wind | [5 empty] | UNFCCC CDM Registry | https://cdm.unfccc.int/Projects/redirector?ref=5789 | WRI | [14 empty] | 90.92 | NO-ESTIMATION | NO-ESTIMATION | NO-ESTIMATION | NO-ESTIMATION | CAPACITY-FACTOR-V1 | 21.18%
CHN | China | Chifeng Ongniud Banner Wufendi Wind |  | WRI1072318 | 49 | 43.2069 | 118.4275 | Wind | [5 empty] | UNFCCC CDM Registry | https://cdm.unfccc.int/Projects/redirector?ref=6855 | WRI | [14 empty] | 90.92 | NO-ESTIMATION | NO-ESTIMATION | NO-ESTIMATION | NO-ESTIMATION | NO-ESTIMATION | 21.18%
CHN | China | Xinjiang Luneng Xiaocaohu Phase 1 |  | WRI1072486 | 49 | 43.2134 | 88.6066 | Wind | [5 empty] | UNFCCC CDM Registry | https://cdm.unfccc.int/Projects/redirector?ref=7337 | UNFCCC CDM Registry | 1082676 | [13 empty] | 90.92 | NO-ESTIMATION | NO-ESTIMATION | NO-ESTIMATION | NO-ESTIMATION | NO-ESTIMATION | 21.18%
CHN | China | Huaneng Tongliao Kezuohouqi Halunhuduga |  | WRI1072286 | 49 | 43.2339 | 122.2575 | Wind | [5 empty] | UNFCCC CDM Registry | https://cdm.unfccc.int/Projects/redirector?ref=6759 | UNFCCC CDM Registry | 1084787 | [13 empty] | 90.92 | NO-ESTIMATION | NO-ESTIMATION | NO-ESTIMATION | NO-ESTIMATION | NO-ESTIMATION | 21.18%
CHN | China | Xinjiang Hami Shisanjianfang Phase 1 |  | WRI1072487 | 49 | 43.2716 | 91.8093 | Wind | [5 empty] | UNFCCC CDM Registry | https://cdm.unfccc.int/Projects/redirector?ref=7339 | UNFCCC CDM Registry | 1082676 | [13 empty] | 90.92 | NO-ESTIMATION | NO-ESTIMATION | NO-ESTIMATION | NO-ESTIMATION | NO-ESTIMATION | 21.18%
CHN | China | Huaneng Tongliao Nugusitai Jingguan |  | WRI1072285 | 100 | 43.2867 | 122.2511 | Wind | [5 empty] | UNFCCC CDM Registry | https://cdm.unfccc.int/Projects/redirector?ref=6758 | UNFCCC CDM Registry | [14 empty] | 185.56 | NO-ESTIMATION | NO-ESTIMATION | NO-ESTIMATION | NO-ESTIMATION | NO-ESTIMATION | 21.18%
CHN | China | Tongliao Naiman Banner Baxiantong Haritang Wind |  | WRI1071226 | 49 | 43.2900 | 120.9792 | Wind | [5 empty] | UNFCCC CDM Registry | https://cdm.unfccc.int/Projects/redirector?ref=3153 | UNFCCC CDM Registry | 1084787 | [13 empty] | 90.92 | NO-ESTIMATION | NO-ESTIMATION | NO-ESTIMATION | NO-ESTIMATION | NO-ESTIMATION | 21.18%
CHN | China | Guohua Huitengliang Wind |  | WRI1071025 | 48 | 43.3100 | 116.0300 | Wind | [5 empty] | UNFCCC CDM Registry | https://cdm.unfccc.int/Projects/redirector?ref=1261 | UNFCCC CDM Registry | 1064890 | [13 empty] | 89.06 | NO-ESTIMATION | NO-ESTIMATION | NO-ESTIMATION | NO-ESTIMATION | NO-ESTIMATION | 21.18%
CHN | China | Tuoli Wind |  | WRI1070934 | 30 | 43.3100 | 87.4300 | Wind | [5 empty] | UNFCCC CDM Registry | https://cdm.unfccc.int/Projects/redirector?ref=536 | UNFCCC CDM Registry | [14 empty] | 55.66 | NO-ESTIMATION | NO-ESTIMATION | NO-ESTIMATION | NO-ESTIMATION | NO-ESTIMATION | 21.18%
CHN | China | Xinjiang Dabancheng Sanchang First Phase |  | WRI1070970 | 30 | 43.3100 | 87.5100 | Wind | [5 empty] | UNFCCC CDM Registry | https://cdm.unfccc.int/Projects/redirector?ref=894 | UNFCCC CDM Registry | 1064538 | [13 empty] | 55.66 | NO-ESTIMATION | NO-ESTIMATION | NO-ESTIMATION | NO-ESTIMATION | CAPACITY-FACTOR-V1 | 21.18%
CHN | China | Huadian Xinjiang Hami Shisanjianfang First Phase Wind |  | WRI1072454 | 49 | 43.3100 | 91.7000 | Wind | [5 empty] | UNFCCC CDM Registry | https://cdm.unfccc.int/Projects/redirector?ref=7256 | UNFCCC CDM Registry | 1086413 | [13 empty] | 90.92 | NO-ESTIMATION | NO-ESTIMATION | NO-ESTIMATION | NO-ESTIMATION | CAPACITY-FACTOR-V1 | 21.18%
CHN | China | Wulabo Wind |  | WRI1071022 | 30 | 43.3411 | 87.4742 | Wind | [5 empty] | UNFCCC CDM Registry | https://cdm.unfccc.int/Projects/redirector?ref=1244 | UNFCCC CDM Registry | 1069228 | [13 empty] | 55.66 | NO-ESTIMATION | NO-ESTIMATION | NO-ESTIMATION | NO-ESTIMATION | CAPACITY-FACTOR-V1 | 21.18%
CHN | China | Abag Banner Huiteng Liang Phase 1 |  | WRI1072152 | 49 | 43.3500 | 115.9000 | Wind | [5 empty] | UNFCCC CDM Registry | https://cdm.unfccc.int/Projects/redirector?ref=6344 | UNFCCC CDM Registry | [14 empty] | 90.92 | HYDRO-V1 | HYDRO-V1 | HYDRO-V1 | HYDRO-V1 | HYDRO-V1 | 21.18%
CHN | China | Dali (Maolin) |  | WRI1023854 | 91.86 | 43.4100 | 116.2600 | Wind | [5 empty] | China Wind Power Center | http://www.cwpc.cn/cwpp/en/information/wind-farms-china/wind-farm-map/ |  | 1079988 | [13 empty] | 170.45 | HYDRO-V1 | HYDRO-V1 | HYDRO-V1 | HYDRO-V1 | HYDRO-V1 | 21.18%
CHN | China | Ximeng Abag Wind |  | WRI1071086 | 49 | 43.4125 | 115.7719 | Wind | [5 empty] | UNFCCC CDM Registry | https://cdm.unfccc.int/Projects/redirector?ref=2135 | UNFCCC CDM Registry | [14 empty] | 90.92 | HYDRO-V1 | HYDRO-V1 | HYDRO-V1 | HYDRO-V1 | HYDRO-V1 | 21.18%
CHN | China | Longyuan Huitengliang Wind Farm |  | WRI1023853 | 300 | 43.4500 | 116.1500 | Wind | [5 empty] | UNFCCC CDM | http://cdm.unfccc.int/Projects/DB/TUEV-SUED1254218052.49/view |  | 1075904 | [13 empty] | 556.68 | NO-ESTIMATION | NO-ESTIMATION | NO-ESTIMATION | NO-ESTIMATION | NO-ESTIMATION | 21.18%
CHN | China | Huadian Jilin Shuangliao Namusi Wind |  | WRI1072545 | 49 | 43.4560 | 123.3930 | Wind | [5 empty] | UNFCCC CDM Registry | https://cdm.unfccc.int/Projects/redirector?ref=7524 | UNFCCC CDM Registry | 1064118 | [13 empty] | 90.92 | HYDRO-V1 | HYDRO-V1 | HYDRO-V1 | HYDRO-V1 | HYDRO-V1 | 21.18%
CHN | China | Xinjiang Urumqi Dabancheng Huaran Phase 1 |  | WRI1071728 | 49 | 43.4600 | 87.9500 | Wind | [5 empty] | UNFCCC CDM Registry | https://cdm.unfccc.int/Projects/redirector?ref=4943 | UNFCCC CDM Registry | 1082676 | [13 empty] | 90.92 | NO-ESTIMATION | NO-ESTIMATION | NO-ESTIMATION | NO-ESTIMATION | CAPACITY-FACTOR-V1 | 21.18%
CHN | China | Xinjiang Dabancheng Sanchang Phase 4 Wind |  | WRI1071210 | 49 | 43.4637 | 87.7972 | Wind | [5 empty] | UNFCCC CDM Registry | https://cdm.unfccc.int/Projects/redirector?ref=3107 | UNFCCC CDM Registry | 1082676 | [13 empty] | 90.92 | NO-ESTIMATION | NO-ESTIMATION | NO-ESTIMATION | NO-ESTIMATION | CAPACITY-FACTOR-V1 | 21.18%
CHN | China | Xinjiang Dabancheng Phase 1 Wind |  | WRI1071760 | 49 | 43.4678 | 88.1546 | Wind | [5 empty] | UNFCCC CDM Registry | https://cdm.unfccc.int/Projects/redirector?ref=5083 | UNFCCC CDM Registry | 1082676 | [13 empty] | 90.92 | NO-ESTIMATION | NO-ESTIMATION | WIND-V1 | WIND-V1 | WIND-V1 | 21.18%
CHN | China | Jingneng Jixiang Huaya Phase 2 |  | WRI1071386 | 49 | 43.4700 | 115.7700 | Wind | [5 empty] | UNFCCC CDM Registry | https://cdm.unfccc.int/Projects/redirector?ref=3685 | UNFCCC CDM Registry | [14 empty] | 90.92 | HYDRO-V1 | HYDRO-V1 | HYDRO-V1 | HYDRO-V1 | HYDRO-V1 | 21.18%
CHN | China | Xiaocaohu |  | WRI1023852 | 49.5 | 43.4700 | 88.1470 | Wind | [5 empty] | China Wind Power Center | http://www.cwpc.cn/cwpp/en/information/wind-farms-china/wind-farm-map/ |  | 1088316 | [13 empty] | 91.85 | WIND-V1 | WIND-V1 | WIND-V1 | WIND-V1 | WIND-V1 | 21.18%
CHN | China | Ximeng Huitengliang Area A Phase 2 Wind |  | WRI1072002 | 49 | 43.4740 | 115.8250 | Wind | [5 empty] | UNFCCC CDM Registry | https://cdm.unfccc.int/Projects/redirector?ref=5912 | UNFCCC CDM Registry | [14 empty] | 90.92 | NO-ESTIMATION | NO-ESTIMATION | NO-ESTIMATION | NO-ESTIMATION | NO-ESTIMATION | 21.18%
CHN | China | Ximeng Huitengliang Area B Phase 3 Wind |  | WRI1072034 | 49 | 43.4750 | 115.9750 | Wind | [5 empty] | UNFCCC CDM Registry | https://cdm.unfccc.int/Projects/redirector?ref=6010 | UNFCCC CDM Registry | [14 empty] | 90.92 | NO-ESTIMATION | NO-ESTIMATION | NO-ESTIMATION | NO-ESTIMATION | NO-ESTIMATION | 21.18%
CHN | China | Xiimeng Huitengliang Area A Phase 1 Wind |  | WRI1072008 | 49 | 43.4760 | 115.8600 | Wind | [5 empty] | UNFCCC CDM Registry | https://cdm.unfccc.int/Projects/redirector?ref=5920 | UNFCCC CDM Registry | [14 empty] | 90.92 | NO-ESTIMATION | NO-ESTIMATION | NO-ESTIMATION | NO-ESTIMATION | NO-ESTIMATION | 21.18%
CHN | China | Huitengliang (Beifeng) |  | WRI1023851 | 206 | 43.4900 | 115.9600 | Wind | [5 empty] | China Wind Power Center | http://www.cwpc.cn/cwpp/en/information/wind-farms-china/wind-farm-map/ | [15 empty] | 382.25 | NO-ESTIMATION | NO-ESTIMATION | NO-ESTIMATION | NO-ESTIMATION | CAPACITY-FACTOR-V1 | 21.18%
CHN | China | Cecep Urumqi Tuoli200Mw Phase 2 Wind |  | WRI1072225 | 49 | 43.5056 | 87.7011 | Wind | [5 empty] | UNFCCC CDM Registry | https://cdm.unfccc.int/Projects/redirector?ref=6570 | UNFCCC CDM Registry | [14 empty] | 90.92 | NO-ESTIMATION | NO-ESTIMATION | NO-ESTIMATION | NO-ESTIMATION | CAPACITY-FACTOR-V1 | 21.18%
CHN | China | Datang Jilin Shuangliao |  | WRI1070960 | 49 | 43.5218 | 123.2000 | Wind | [5 empty] | UNFCCC CDM Registry | https://cdm.unfccc.int/Projects/redirector?ref=869 | UNFCCC CDM Registry | [14 empty] | 90.92 | NO-ESTIMATION | NO-ESTIMATION | NO-ESTIMATION | NO-ESTIMATION | CAPACITY-FACTOR-V1 | 21.18%
CHN | China | Huadian Xinjiang Dabancheng First Phase Wind |  | WRI1072370 | 49 | 43.5500 | 87.9500 | Wind | [5 empty] | UNFCCC CDM Registry | https://cdm.unfccc.int/Projects/redirector?ref=6997 | UNFCCC CDM Registry | 1082676 | [13 empty] | 90.92 | HYDRO-V1 | HYDRO-V1 | HYDRO-V1 | HYDRO-V1 | HYDRO-V1 | 21.18%
CHN | China | Xinjiang Dabancheng Phase 1 |  | WRI1072036 | 49 | 43.5501 | 88.0693 | Wind | [5 empty] | UNFCCC CDM Registry | https://cdm.unfccc.int/Projects/redirector?ref=6022 | WRI | 1082676 | [13 empty] | 90.92 | WIND-V1 | WIND-V1 | WIND-V1 | WIND-V1 | WIND-V1 | 21.18%
CHN | China | Inner Mongolia Chifeng Wenggenshan |  | WRI1071924 | 49 | 43.5584 | 118.7946 | Wind | [5 empty] | UNFCCC CDM Registry | https://cdm.unfccc.int/Projects/redirector?ref=5679 | UNFCCC CDM Registry | [14 empty] | 90.92 | HYDRO-V1 | HYDRO-V1 | HYDRO-V1 | HYDRO-V1 | HYDRO-V1 | 21.18%
CHN | China | Huitengliang Wind |  | WRI1070943 | 49 | 43.5623 | 116.3000 | Wind | [5 empty] | UNFCCC CDM Registry | https://cdm.unfccc.int/Projects/redirector?ref=589 | UNFCCC CDM Registry | 1076656 | [13 empty] | 90.92 | NO-ESTIMATION | NO-ESTIMATION | NO-ESTIMATION | NO-ESTIMATION | WIND-V1 | 21.18%
CHN | China | Chaiwopu |  | WRI1023850 | 82.8 | 43.5900 | 87.7980 | Wind | [5 empty] | China Wind Power Center | http://www.cwpc.cn/cwpp/en/information/wind-farms-china/wind-farm-map/ | [15 empty] | 153.64 | NO-ESTIMATION | NO-ESTIMATION | NO-ESTIMATION | NO-ESTIMATION | NO-ESTIMATION | 21.18%
CHN | China | Dabancheng Wind Farm |  | WRI1023848 | 500 | 43.6000 | 87.8540 | Wind | [5 empty] | China Wind Power Center | http://www.evwind.es/noticias.php?id_not=7664 | [15 empty] | 927.8 | NO-ESTIMATION | NO-ESTIMATION | NO-ESTIMATION | NO-ESTIMATION | CAPACITY-FACTOR-V1 | 21.18%
CHN | China | Tuoli (Tianfen CENIC) |  | WRI1023849 | 124.5 | 43.6000 | 87.8540 | Wind | [5 empty] | China Wind Power Center | http://www.cwpc.cn/cwpp/en/information/wind-farms-china/wind-farm-map/ | [15 empty] | 231.02 | NO-ESTIMATION | NO-ESTIMATION | NO-ESTIMATION | NO-ESTIMATION | NO-ESTIMATION | 21.18%
CHN | China | Tongliao Changxing Molimiao Wind |  | WRI1071438 | 49 | 43.6072 | 121.9319 | Wind | [5 empty] | UNFCCC CDM Registry | https://cdm.unfccc.int/Projects/redirector?ref=3893 | UNFCCC CDM Registry | 1084787 | [13 empty] | 90.92 | NO-ESTIMATION | NO-ESTIMATION | NO-ESTIMATION | NO-ESTIMATION | CAPACITY-FACTOR-V1 | 21.18%
CHN | China | Inner Mongolia Chifeng Chaganhada Wind |  | WRI1071354 | 49 | 43.7550 | 119.1022 | Wind | [5 empty] | UNFCCC CDM Registry | https://cdm.unfccc.int/Projects/redirector?ref=3573 | UNFCCC CDM Registry | [14 empty] | 90.92 | NO-ESTIMATION | NO-ESTIMATION | NO-ESTIMATION | NO-ESTIMATION | CAPACITY-FACTOR-V1 | 21.18%
CHN | China | Huadian Kailu Yihetala Phase One |  | WRI1071208 | 49 | 43.8000 | 120.9417 | Wind | [5 empty] | UNFCCC CDM Registry | https://cdm.unfccc.int/Projects/redirector?ref=3104 | UNFCCC CDM Registry | [14 empty] | 90.92 | NO-ESTIMATION | NO-ESTIMATION | NO-ESTIMATION | NO-ESTIMATION | CAPACITY-FACTOR-V1 | 21.18%
CHN | China | Huadian Kailu Yihetala Phase Two |  | WRI1071405 | 49 | 43.8000 | 120.9500 | Wind | [5 empty] | UNFCCC CDM Registry | https://cdm.unfccc.int/Projects/redirector?ref=3750 | UNFCCC CDM Registry | [14 empty] | 90.92 | NO-ESTIMATION | NO-ESTIMATION | NO-ESTIMATION | NO-ESTIMATION | CAPACITY-FACTOR-V1 | 21.18%
CHN | China | Shuangliao Xiushui Phase 1 |  | WRI1072336 | 49 | 43.8860 | 123.7750 | Wind | [5 empty] | UNFCCC CDM Registry | https://cdm.unfccc.int/Projects/redirector?ref=6899 | UNFCCC CDM Registry | [14 empty] | 90.92 | HYDRO-V1 | HYDRO-V1 | HYDRO-V1 | HYDRO-V1 | HYDRO-V1 | 21.18%
CHN | China | Huaneng Siping Phase 1 |  | WRI1071389 | 49 | 43.8917 | 123.6486 | Wind | [5 empty] | UNFCCC CDM Registry | https://cdm.unfccc.int/Projects/redirector?ref=3692 | UNFCCC CDM Registry | [14 empty] | 90.92 | HYDRO-V1 | HYDRO-V1 | HYDRO-V1 | HYDRO-V1 | HYDRO-V1 | 21.18%
CHN | China | Huaneng Siping Xinfeng Phase 4 |  | WRI1072078 | 49 | 43.8931 | 123.5714 | Wind | [5 empty] | UNFCCC CDM Registry | https://cdm.unfccc.int/Projects/redirector?ref=6112 | UNFCCC CDM Registry | [14 empty] | 90.92 | HYDRO-V1 | HYDRO-V1 | HYDRO-V1 | HYDRO-V1 | HYDRO-V1 | 21.18%
CHN | China | Huaneng Siping Phase 3 |  | WRI1071391 | 48 | 43.8956 | 123.7075 | Wind | [5 empty] | UNFCCC CDM Registry | https://cdm.unfccc.int/Projects/redirector?ref=3695 | UNFCCC CDM Registry | [14 empty] | 89.06 | HYDRO-V1 | HYDRO-V1 | HYDRO-V1 | HYDRO-V1 | HYDRO-V1 | 21.18%
CHN | China | Huaneng Siping Xinfeng Phase 2 |  | WRI1072077 | 49 | 43.9064 | 123.7819 | Wind | [5 empty] | UNFCCC CDM Registry | https://cdm.unfccc.int/Projects/redirector?ref=6111 | UNFCCC CDM Registry | [14 empty] | 90.92 | HYDRO-V1 | HYDRO-V1 | HYDRO-V1 | HYDRO-V1 | HYDRO-V1 | 21.18%
CHN | China | Tongliao Beiqinghe Wind Farm |  | WRI1023847 | 300 | 43.9400 | 121.1800 | Wind | [5 empty] | UNFCCC CDM | http://cdm.unfccc.int/Projects/DB/DNV-CUK1256566899.57/view | [15 empty] | 556.68 | HYDRO-V1 | HYDRO-V1 | HYDRO-V1 | HYDRO-V1 | HYDRO-V1 | 21.18%
CHN | China | Shuangliao Lianhuashan First Phase |  | WRI1072347 | 49 | 43.9958 | 123.7733 | Wind | [5 empty] | UNFCCC CDM Registry | https://cdm.unfccc.int/Projects/redirector?ref=6933 | UNFCCC CDM Registry | [14 empty] | 90.92 | HYDRO-V1 | HYDRO-V1 | HYDRO-V1 | HYDRO-V1 | HYDRO-V1 | 21.18%
CHN | China | Daode Wind |  | WRI1071443 | 49 | 44.0102 | 114.2493 | Wind | [5 empty] | UNFCCC CDM Registry | https://cdm.unfccc.int/Projects/redirector?ref=3903 | UNFCCC CDM Registry | [14 empty] | 90.92 | HYDRO-V1 | HYDRO-V1 | HYDRO-V1 | HYDRO-V1 | HYDRO-V1 | 21.18%
CHN | China | Huaneng Tongliao Baolongshan Phase 3 |  | WRI1071197 | 49 | 44.0386 | 122.5711 | Wind | [5 empty] | UNFCCC CDM Registry | https://cdm.unfccc.int/Projects/redirector?ref=3084 | UNFCCC CDM Registry | 1084787 | [13 empty] | 90.92 | NO-ESTIMATION | NO-ESTIMATION | NO-ESTIMATION | NO-ESTIMATION | NO-ESTIMATION | 21.18%
CHN | China | Inner Mongolia Tongliao Baolongshan Wind |  | WRI1071342 | 49 | 44.0422 | 122.6869 | Wind | [5 empty] | UNFCCC CDM Registry | https://cdm.unfccc.int/Projects/redirector?ref=3534 | UNFCCC CDM Registry | 1084787 | [13 empty] | 90.92 | NO-ESTIMATION | NO-ESTIMATION | NO-ESTIMATION | NO-ESTIMATION | CAPACITY-FACTOR-V1 | 21.18%
CHN | China | Guohua Shuangliao Lianhuashan Second Phase |  | WRI1072348 | 49 | 44.0744 | 123.6453 | Wind | [5 empty] | UNFCCC CDM Registry | https://cdm.unfccc.int/Projects/redirector?ref=6935 | UNFCCC CDM Registry | [14 empty] | 90.92 | HYDRO-V1 | HYDRO-V1 | HYDRO-V1 | HYDRO-V1 | HYDRO-V1 | 21.18%
CHN | China | Zhalute Qi Wulijimuren Phase 1 |  | WRI1071473 | 49 | 44.1022 | 120.7742 | Wind | [5 empty] | UNFCCC CDM Registry | https://cdm.unfccc.int/Projects/redirector?ref=4020 | UNFCCC CDM Registry | [14 empty] | 90.92 | NO-ESTIMATION | NO-ESTIMATION | NO-ESTIMATION | NO-ESTIMATION | CAPACITY-FACTOR-V1 | 21.18%
CHN | China | Huaneng Tongliao Kezuozhongqi Dagula |  | WRI1072231 | 49 | 44.1236 | 121.3647 | Wind | [5 empty] | UNFCCC CDM Registry | https://cdm.unfccc.int/Projects/redirector?ref=6593 | UNFCCC CDM Registry | 1078199 | [13 empty] | 90.92 | NO-ESTIMATION | NO-ESTIMATION | NO-ESTIMATION | NO-ESTIMATION | CAPACITY-FACTOR-V1 | 21.18%
CHN | China | Jilin Tongyu Tuanjie Wind |  | WRI1070971 | 100 | 44.1300 | 122.0200 | Wind | [5 empty] | UNFCCC CDM Registry | https://cdm.unfccc.int/Projects/redirector?ref=897 | UNFCCC CDM Registry | [14 empty] | 185.56 | HYDRO-V1 | HYDRO-V1 | HYDRO-V1 | HYDRO-V1 | HYDRO-V1 | 21.18%
CHN | China | Xin'an |  | WRI1023846 | 49.5 | 44.1400 | 122.4800 | Wind | [5 empty] | China Wind Power Center | http://www.cwpc.cn/cwpp/en/information/wind-farms-china/wind-farm-map/ | [15 empty] | 91.85 | HYDRO-V1 | HYDRO-V1 | HYDRO-V1 | HYDRO-V1 | HYDRO-V1 | 21.18%
CHN | China | Huadian Inner Mongolia Keqi Wutaohai Phase 1 |  | WRI1072302 | 49 | 44.1542 | 117.1263 | Wind | [5 empty] | UNFCCC CDM Registry | https://cdm.unfccc.int/Projects/redirector?ref=6816 | UNFCCC CDM Registry | 1111695 | [13 empty] | 90.92 | NO-ESTIMATION | NO-ESTIMATION | WIND-V1 | WIND-V1 | WIND-V1 | 21.18%
CHN | China | Changling Wind |  | WRI1070950 | 9 | 44.1622 | 123.5919 | Wind | [5 empty] | UNFCCC CDM Registry | https://cdm.unfccc.int/Projects/redirector?ref=771 | UNFCCC CDM Registry | 1063580 | [13 empty] | 16.7 | HYDRO-V1 | HYDRO-V1 | HYDRO-V1 | HYDRO-V1 | HYDRO-V1 | 21.18%
CHN | China | Jilin Changling Wind Phase 1 |  | WRI1070932 | 49 | 44.1623 | 123.5919 | Wind | [5 empty] | UNFCCC CDM Registry | https://cdm.unfccc.int/Projects/redirector?ref=483 | UNFCCC CDM Registry | 1117303 | [13 empty] | 90.92 | NO-ESTIMATION | NO-ESTIMATION | NO-ESTIMATION | NO-ESTIMATION | NO-ESTIMATION | 21.18%
CHN | China | Jilin Longyuan Changling Shuanglong Phase 1 Wind |  | WRI1071218 | 49 | 44.1667 | 123.9833 | Wind | [5 empty] | UNFCCC CDM Registry | https://cdm.unfccc.int/Projects/redirector?ref=3122 | UNFCCC CDM Registry | 1117303 | [13 empty] | 90.92 | NO-ESTIMATION | NO-ESTIMATION | NO-ESTIMATION | NO-ESTIMATION | NO-ESTIMATION | 21.18%
CHN | China | Huaneng Tongliao Kezuozhongqi Haorigetu |  | WRI1071709 | 300 | 44.1816 | 121.7780 | Wind | [5 empty] | UNFCCC CDM Registry | https://cdm.unfccc.int/Projects/redirector?ref=4900 | UNFCCC CDM Registry | [14 empty] | 556.68 | HYDRO-V1 | HYDRO-V1 | HYDRO-V1 | HYDRO-V1 | HYDRO-V1 | 21.18%
CHN | China | Tongliao Kezuozhong Banner Dailiji Aorimu Wind |  | WRI1071259 | 49 | 44.1917 | 122.7250 | Wind | [5 empty] | UNFCCC CDM Registry | https://cdm.unfccc.int/Projects/redirector?ref=3258 | UNFCCC CDM Registry | 1089512 | [13 empty] | 90.92 | NO-ESTIMATION | NO-ESTIMATION | NO-ESTIMATION | NO-ESTIMATION | CAPACITY-FACTOR-V1 | 21.18%
CHN | China | Jilin Changling Phase 2 |  | WRI1071446 | 49 | 44.1982 | 123.8661 | Wind | [5 empty] | UNFCCC CDM Registry | https://cdm.unfccc.int/Projects/redirector?ref=3917 | UNFCCC CDM Registry | 1117303 | [13 empty] | 90.92 | NO-ESTIMATION | NO-ESTIMATION | NO-ESTIMATION | NO-ESTIMATION | NO-ESTIMATION | 21.18%
CHN | China | Huaneng Tongliao Kezuozhongqi Xibaiyin |  | WRI1071500 | 49 | 44.2078 | 121.4703 | Wind | [5 empty] | UNFCCC CDM Registry | https://cdm.unfccc.int/Projects/redirector?ref=4126 | UNFCCC CDM Registry | 1078199 | [13 empty] | 90.92 | NO-ESTIMATION | NO-ESTIMATION | NO-ESTIMATION | NO-ESTIMATION | CAPACITY-FACTOR-V1 | 21.18%
CHN | China | Inner Mongolia Tongliao Phase 3 |  | WRI1071261 | 49 | 44.2128 | 122.8542 | Wind | [5 empty] | UNFCCC CDM Registry | https://cdm.unfccc.int/Projects/redirector?ref=3264 | UNFCCC CDM Registry | 1084787 | [13 empty] | 90.92 | NO-ESTIMATION | NO-ESTIMATION | NO-ESTIMATION | NO-ESTIMATION | CAPACITY-FACTOR-V1 | 21.18%
CHN | China | Jilin Longyuan Tongyu Phase 3 Wind |  | WRI1071416 | 49 | 44.2167 | 122.0333 | Wind | [5 empty] | UNFCCC CDM Registry | https://cdm.unfccc.int/Projects/redirector?ref=3798 | UNFCCC CDM Registry | [14 empty] | 90.92 | NO-ESTIMATION | NO-ESTIMATION | NO-ESTIMATION | NO-ESTIMATION | CAPACITY-FACTOR-V1 | 21.18%
CHN | China | Jilin Longyuan Changling Shuanglong Phase 2 Wind |  | WRI1071770 | 49 | 44.2167 | 124.0003 | Wind | [5 empty] | UNFCCC CDM Registry | https://cdm.unfccc.int/Projects/redirector?ref=5122 | UNFCCC CDM Registry | 1117303 | [13 empty] | 90.92 | NO-ESTIMATION | NO-ESTIMATION | NO-ESTIMATION | NO-ESTIMATION | CAPACITY-FACTOR-V1 | 21.18%
CHN | China | Guohua Tongliao Kezuozhongqi Qiansijing |  | WRI1071938 | 49 | 44.2250 | 122.8150 | Wind | [5 empty] | UNFCCC CDM Registry | https://cdm.unfccc.int/Projects/redirector?ref=5713 | UNFCCC CDM Registry | 1078199 | [13 empty] | 90.92 | NO-ESTIMATION | NO-ESTIMATION | NO-ESTIMATION | NO-ESTIMATION | CAPACITY-FACTOR-V1 | 21.18%
CHN | China | Inner Mongolia Tongliao Phase 4 |  | WRI1071272 | 49 | 44.2328 | 122.8539 | Wind | [5 empty] | UNFCCC CDM Registry | https://cdm.unfccc.int/Projects/redirector?ref=3287 | UNFCCC CDM Registry | 1084787 | [13 empty] | 90.92 | NO-ESTIMATION | NO-ESTIMATION | NO-ESTIMATION | NO-ESTIMATION | CAPACITY-FACTOR-V1 | 21.18%
CHN | China | Huaneng Tongliao Zhurihe Phase 1 |  | WRI1071220 | 49 | 44.2661 | 121.3953 | Wind | [5 empty] | UNFCCC CDM Registry | https://cdm.unfccc.int/Projects/redirector?ref=3124 | UNFCCC CDM Registry | 1084787 | [13 empty] | 90.92 | NO-ESTIMATION | NO-ESTIMATION | NO-ESTIMATION | NO-ESTIMATION | NO-ESTIMATION | 21.18%
CHN | China | Huaneng Xinjiang Hami Santanghu Phase 2 |  | WRI1071628 | 49 | 44.2731 | 93.5250 | Wind | [5 empty] | UNFCCC CDM Registry | https://cdm.unfccc.int/Projects/redirector?ref=4648 | UNFCCC CDM Registry | 1082676 | [13 empty] | 90.92 | NO-ESTIMATION | NO-ESTIMATION | NO-ESTIMATION | NO-ESTIMATION | CAPACITY-FACTOR-V1 | 21.18%
CHN | China | Guohua Tongliao Kezuozhongqi Housijing |  | WRI1071941 | 49 | 44.2800 | 122.8100 | Wind | [5 empty] | UNFCCC CDM Registry | https://cdm.unfccc.int/Projects/redirector?ref=5730 | UNFCCC CDM Registry | 1088073 | [13 empty] | 90.92 | NO-ESTIMATION | NO-ESTIMATION | NO-ESTIMATION | NO-ESTIMATION | CAPACITY-FACTOR-V1 | 21.18%
CHN | China | Huaneng Xinjiang Hami Santanghu Phase 1 |  | WRI1071357 | 49 | 44.2809 | 93.5486 | Wind | [5 empty] | UNFCCC CDM Registry | https://cdm.unfccc.int/Projects/redirector?ref=3579 | UNFCCC CDM Registry | 1117133 | [13 empty] | 90.92 | NO-ESTIMATION | NO-ESTIMATION | NO-ESTIMATION | NO-ESTIMATION | CAPACITY-FACTOR-V1 | 21.18%
CHN | China | Cgn Ningan Laoyeling Wind |  | WRI1072294 | 49 | 44.3000 | 129.8500 | Wind | [5 empty] | UNFCCC CDM Registry | https://cdm.unfccc.int/Projects/redirector?ref=6791 | UNFCCC CDM Registry | [14 empty] | 90.92 | NO-ESTIMATION | NO-ESTIMATION | NO-ESTIMATION | NO-ESTIMATION | NO-ESTIMATION | 21.18%
CHN | China | Xiwu Banner Bayanwula Wind |  | WRI1072094 | 49 | 44.4145 | 118.0212 | Wind | [5 empty] | UNFCCC CDM Registry | https://cdm.unfccc.int/Projects/redirector?ref=6157 | UNFCCC CDM Registry | [14 empty] | 90.92 | NO-ESTIMATION | NO-ESTIMATION | NO-ESTIMATION | NO-ESTIMATION | CAPACITY-FACTOR-V1 | 21.18%
CHN | China | Huaneng Tongyu Xinhua 1E |  | WRI1071763 | 49 | 44.5078 | 122.7781 | Wind | [5 empty] | UNFCCC CDM Registry | https://cdm.unfccc.int/Projects/redirector?ref=5094 | UNFCCC CDM Registry | 1073528 | [13 empty] | 90.92 | NO-ESTIMATION | NO-ESTIMATION | NO-ESTIMATION | NO-ESTIMATION | CAPACITY-FACTOR-V1 | 21.18%
CHN | China | Huaneng Tongyu Xinhua 1F |  | WRI1071816 | 49 | 44.5147 | 122.9178 | Wind | [5 empty] | UNFCCC CDM Registry | https://cdm.unfccc.int/Projects/redirector?ref=5277 | UNFCCC CDM Registry | 1073528 | [13 empty] | 90.92 | NO-ESTIMATION | NO-ESTIMATION | NO-ESTIMATION | NO-ESTIMATION | CAPACITY-FACTOR-V1 | 21.18%
CHN | China | Huaneng Tongyu Xinhua 1D |  | WRI1071754 | 49 | 44.5500 | 122.7800 | Wind | [5 empty] | UNFCCC CDM Registry | https://cdm.unfccc.int/Projects/redirector?ref=5055 | UNFCCC CDM Registry | 1073528 | [13 empty] | 90.92 | NO-ESTIMATION | NO-ESTIMATION | NO-ESTIMATION | NO-ESTIMATION | CAPACITY-FACTOR-V1 | 21.18%
CHN | China | Huaneng Tongyu Xinhua 1C |  | WRI1071725 | 49 | 44.5531 | 122.6700 | Wind | [5 empty] | UNFCCC CDM Registry | https://cdm.unfccc.int/Projects/redirector?ref=4932 | UNFCCC CDM Registry | 1073528 | [13 empty] | 90.92 | NO-ESTIMATION | NO-ESTIMATION | NO-ESTIMATION | NO-ESTIMATION | CAPACITY-FACTOR-V1 | 21.18%
CHN | China | Huaneng Tongyu Xinhua 1B |  | WRI1071718 | 49 | 44.5708 | 122.7111 | Wind | [5 empty] | UNFCCC CDM Registry | https://cdm.unfccc.int/Projects/redirector?ref=4917 | UNFCCC CDM Registry | 1073528 | [13 empty] | 90.92 | NO-ESTIMATION | NO-ESTIMATION | NO-ESTIMATION | NO-ESTIMATION | CAPACITY-FACTOR-V1 | 21.18%
CHN | China | Huaneng Tongyu Xinhua 1A |  | WRI1071702 | 49 | 44.6119 | 122.7686 | Wind | [5 empty] | UNFCCC CDM Registry | https://cdm.unfccc.int/Projects/redirector?ref=4880 | UNFCCC CDM Registry | 1073528 | [13 empty] | 90.92 | NO-ESTIMATION | NO-ESTIMATION | NO-ESTIMATION | NO-ESTIMATION | NO-ESTIMATION | 21.18%
CHN | China | Gengsheng |  | WRI1023845 | 37.6 | 44.6300 | 122.7100 | Wind | [5 empty] | China Wind Power Center | http://www.cwpc.cn/cwpp/en/information/wind-farms-china/wind-farm-map/ | [15 empty] | 69.77 | NO-ESTIMATION | NO-ESTIMATION | NO-ESTIMATION | NO-ESTIMATION | CAPACITY-FACTOR-V1 | 21.18%
CHN | China | Cgn Tongyu Xinfa B |  | WRI1072439 | 49 | 44.6689 | 122.3122 | Wind | [5 empty] | UNFCCC CDM Registry | https://cdm.unfccc.int/Projects/redirector?ref=7212 | UNFCCC CDM Registry | [14 empty] | 90.92 | NO-ESTIMATION | NO-ESTIMATION | NO-ESTIMATION | NO-ESTIMATION | CAPACITY-FACTOR-V1 | 21.18%
CHN | China | Jilin Tongyu Xinglongshan 1F Wind |  | WRI1072510 | 49 | 44.6766 | 122.3624 | Wind | [5 empty] | UNFCCC CDM Registry | https://cdm.unfccc.int/Projects/redirector?ref=7412 | UNFCCC CDM Registry | 1088621 | [13 empty] | 90.92 | NO-ESTIMATION | NO-ESTIMATION | NO-ESTIMATION | NO-ESTIMATION | CAPACITY-FACTOR-V1 | 21.18%
CHN | China | Jilin Tongyu Xinglongshan 1A Wind |  | WRI1072065 | 49 | 44.6766 | 122.3637 | Wind | [5 empty] | UNFCCC CDM Registry | https://cdm.unfccc.int/Projects/redirector?ref=6080 | UNFCCC CDM Registry | 1088621 | [13 empty] | 90.92 | NO-ESTIMATION | NO-ESTIMATION | NO-ESTIMATION | NO-ESTIMATION | CAPACITY-FACTOR-V1 | 21.18%
CHN | China | Jilin Tongyu Xinfa A Wind |  | WRI1072276 | 49 | 44.6767 | 122.3524 | Wind | [5 empty] | UNFCCC CDM Registry | https://cdm.unfccc.int/Projects/redirector?ref=6741 | UNFCCC CDM Registry | [14 empty] | 90.92 | NO-ESTIMATION | NO-ESTIMATION | NO-ESTIMATION | NO-ESTIMATION | CAPACITY-FACTOR-V1 | 21.18%
CHN | China | Jilin Tongyu Xinglongshan 1C Wind |  | WRI1072092 | 49 | 44.6768 | 122.3648 | Wind | [5 empty] | UNFCCC CDM Registry | https://cdm.unfccc.int/Projects/redirector?ref=6148 | UNFCCC CDM Registry | 1088621 | [13 empty] | 90.92 | NO-ESTIMATION | NO-ESTIMATION | NO-ESTIMATION | NO-ESTIMATION | CAPACITY-FACTOR-V1 | 21.18%
CHN | China | Jilin Tongyu Xinglongshan 1B Wind |  | WRI1072392 | 49 | 44.6786 | 122.3652 | Wind | [5 empty] | UNFCCC CDM Registry | https://cdm.unfccc.int/Projects/redirector?ref=7049 | UNFCCC CDM Registry | 1088621 | [13 empty] | 90.92 | NO-ESTIMATION | NO-ESTIMATION | NO-ESTIMATION | NO-ESTIMATION | CAPACITY-FACTOR-V1 | 21.18%
CHN | China | Shiwenzi |  | WRI1025916 | 32.2 | 44.6900 | 130.8600 | Wind | [5 empty] | China Wind Power Center | http://www.cwpc.cn/cwpp/en/information/wind-farms-china/wind-farm-map/ |  | 1053873 | [13 empty] | 59.75 | NO-ESTIMATION | NO-ESTIMATION | NO-ESTIMATION | NO-ESTIMATION | CAPACITY-FACTOR-V1 | 21.18%
CHN | China | Dongxinrong (Huaneng) |  | WRI1023844 | 250.95 | 44.7100 | 122.7400 | Wind | [5 empty] | China Wind Power Center | http://www.cwpc.cn/cwpp/en/information/wind-farms-china/wind-farm-map/ | [15 empty] | 465.66 | NO-ESTIMATION | NO-ESTIMATION | NO-ESTIMATION | NO-ESTIMATION | CAPACITY-FACTOR-V1 | 21.18%
CHN | China | Heilongjiang Huafu Muling |  | WRI1070974 | 31 | 44.7333 | 130.9167 | Wind | [5 empty] | UNFCCC CDM Registry | https://cdm.unfccc.int/Projects/redirector?ref=906 | UNFCCC CDM Registry | 1079701 | [13 empty] | 57.52 | NO-ESTIMATION | NO-ESTIMATION | NO-ESTIMATION | NO-ESTIMATION | CAPACITY-FACTOR-V1 | 21.18%
CHN | China | Daimangou |  | WRI1025915 | 50.5 | 44.7500 | 130.9000 | Wind | [5 empty] | China Wind Power Center | http://www.cwpc.cn/cwpp/en/information/wind-farms-china/wind-farm-map/ | [15 empty] | 93.7 | NO-ESTIMATION | NO-ESTIMATION | NO-ESTIMATION | NO-ESTIMATION | CAPACITY-FACTOR-V1 | 21.18%
CHN | China | Huaneng Keyouzhongqi Haoli |  | WRI1071907 | 49 | 44.8161 | 121.9933 | Wind | [5 empty] | UNFCCC CDM Registry | https://cdm.unfccc.int/Projects/redirector?ref=5635 | UNFCCC CDM Registry | 1078199 | [13 empty] | 90.92 | NO-ESTIMATION | NO-ESTIMATION | NO-ESTIMATION | NO-ESTIMATION | CAPACITY-FACTOR-V1 | 21.18%
CHN | China | Heilongjiang Hailin Weihushan Wind |  | WRI1071858 | 45 | 44.9168 | 129.0405 | Wind | [5 empty] | UNFCCC CDM Registry | https://cdm.unfccc.int/Projects/redirector?ref=5443 | UNFCCC CDM Registry | [14 empty] | 83.5 | NO-ESTIMATION | NO-ESTIMATION | NO-ESTIMATION | NO-ESTIMATION | CAPACITY-FACTOR-V1 | 21.18%
CHN | China | Jilin Qianguo Fuhui |  | WRI1071772 | 49 | 44.9308 | 125.0414 | Wind | [5 empty] | UNFCCC CDM Registry | https://cdm.unfccc.int/Projects/redirector?ref=5128 | UNFCCC CDM Registry | [14 empty] | 90.92 | NO-ESTIMATION | NO-ESTIMATION | NO-ESTIMATION | NO-ESTIMATION | CAPACITY-FACTOR-V1 | 21.18%
CHN | China | Jingneng Inner Mongolia Keyou Zhongqi First Phase Wind |  | WRI1072288 | 49 | 44.9987 | 121.6119 | Wind | [5 empty] | UNFCCC CDM Registry | https://cdm.unfccc.int/Projects/redirector?ref=6763 | UNFCCC CDM Registry | [14 empty] | 90.92 | NO-ESTIMATION | NO-ESTIMATION | NO-ESTIMATION | NO-ESTIMATION | CAPACITY-FACTOR-V1 | 21.18%
CHN | China | Jilin Taonan Wind |  | WRI1070945 | 49 | 45.0200 | 121.3800 | Wind | [5 empty] | UNFCCC CDM Registry | https://cdm.unfccc.int/Projects/redirector?ref=599 | UNFCCC CDM Registry | [14 empty] | 90.92 | NO-ESTIMATION | NO-ESTIMATION | NO-ESTIMATION | NO-ESTIMATION | CAPACITY-FACTOR-V1 | 21.18%
CHN | China | Xiwuqi Gaolihan Wind |  | WRI1072006 | 49 | 45.0650 | 118.4450 | Wind | [5 empty] | UNFCCC CDM Registry | https://cdm.unfccc.int/Projects/redirector?ref=5918 | UNFCCC CDM Registry | [14 empty] | 90.92 | NO-ESTIMATION | NO-ESTIMATION | NO-ESTIMATION | NO-ESTIMATION | CAPACITY-FACTOR-V1 | 21.18%
CHN | China | Keyouzhongqi Shenneng Hangali |  | WRI1071647 | 50 | 45.0717 | 121.4933 | Wind | [5 empty] | UNFCCC CDM Registry | https://cdm.unfccc.int/Projects/redirector?ref=4730 | UNFCCC CDM Registry | [14 empty] | 92.78 | NO-ESTIMATION | NO-ESTIMATION | NO-ESTIMATION | NO-ESTIMATION | CAPACITY-FACTOR-V1 | 21.18%
CHN | China | Qianan Tengzi 2nd Phase |  | WRI1072467 | 49 | 45.1125 | 124.1097 | Wind | [5 empty] | UNFCCC CDM Registry | https://cdm.unfccc.int/Projects/redirector?ref=7292 | UNFCCC CDM Registry | [14 empty] | 90.92 | NO-ESTIMATION | NO-ESTIMATION | NO-ESTIMATION | NO-ESTIMATION | CAPACITY-FACTOR-V1 | 21.18%
CHN | China | Jilin Qianan Shuizi Phase 1 |  | WRI1072020 | 49 | 45.1144 | 123.9238 | Wind | [5 empty] | UNFCCC CDM Registry | https://cdm.unfccc.int/Projects/redirector?ref=5963 | UNFCCC CDM Registry | [14 empty] | 90.92 | NO-ESTIMATION | NO-ESTIMATION | NO-ESTIMATION | NO-ESTIMATION | CAPACITY-FACTOR-V1 | 21.18%
CHN | China | Qianan Tengzi B |  | WRI1072500 | 49 | 45.1366 | 124.0244 | Wind | [5 empty] | UNFCCC CDM Registry | https://cdm.unfccc.int/Projects/redirector?ref=7382 | UNFCCC CDM Registry | [14 empty] | 90.92 | NO-ESTIMATION | NO-ESTIMATION | NO-ESTIMATION | NO-ESTIMATION | NO-ESTIMATION | 21.18%
CHN | China | Xinjiang Alashankou Wind |  | WRI1071469 | 49 | 45.1517 | 82.5419 | Wind | [5 empty] | UNFCCC CDM Registry | https://cdm.unfccc.int/Projects/redirector?ref=4001 | UNFCCC CDM Registry | 1082676 | [13 empty] | 90.92 | NO-ESTIMATION | NO-ESTIMATION | NO-ESTIMATION | NO-ESTIMATION | CAPACITY-FACTOR-V1 | 21.18%
CHN | China | Jilin Daan Dagangzi Wind Phase 4 |  | WRI1071521 | 49 | 45.1600 | 123.3100 | Wind | [5 empty] | UNFCCC CDM Registry | https://cdm.unfccc.int/Projects/redirector?ref=4181 | UNFCCC CDM Registry | [14 empty] | 90.92 | NO-ESTIMATION | NO-ESTIMATION | NO-ESTIMATION | NO-ESTIMATION | CAPACITY-FACTOR-V1 | 21.18%
CHN | China | Xinjiang Alashankou Phase 1 Wind |  | WRI1071176 | 49 | 45.1917 | 82.6167 | Wind | [5 empty] | UNFCCC CDM Registry | https://cdm.unfccc.int/Projects/redirector?ref=3003 | UNFCCC CDM Registry | 1082676 | [13 empty] | 90.92 | NO-ESTIMATION | NO-ESTIMATION | NO-ESTIMATION | NO-ESTIMATION | CAPACITY-FACTOR-V1 | 21.18%
CHN | China | Jilin Xiangyang 1st Phase Wind |  | WRI1071289 | 400 | 45.2147 | 123.0671 | Wind | [5 empty] | UNFCCC CDM Registry | https://cdm.unfccc.int/Projects/redirector?ref=3346 | UNFCCC CDM Registry | 1070229 | [13 empty] | 742.24 | NO-ESTIMATION | NO-ESTIMATION | NO-ESTIMATION | NO-ESTIMATION | CAPACITY-FACTOR-V1 | 21.18%
CHN | China | Daan Haituo Phase 2 |  | WRI1072529 | 49 | 45.2172 | 123.7180 | Wind | [5 empty] | UNFCCC CDM Registry | https://cdm.unfccc.int/Projects/redirector?ref=7495 | UNFCCC CDM Registry | [14 empty] | 90.92 | HYDRO-V1 | HYDRO-V1 | HYDRO-V1 | HYDRO-V1 | HYDRO-V1 | 21.18%
CHN | China | Jilin Daan Dagangzi Wind Phase 5 |  | WRI1071932 | 42 | 45.2200 | 123.3800 | Wind | [5 empty] | UNFCCC CDM Registry | https://cdm.unfccc.int/Projects/redirector?ref=5694 | UNFCCC CDM Registry | [14 empty] | 77.93 | NO-ESTIMATION | NO-ESTIMATION | NO-ESTIMATION | NO-ESTIMATION | CAPACITY-FACTOR-V1 | 21.18%
CHN | China | Huadian Daan Fengshuishan Phase 1 |  | WRI1071534 | 49 | 45.2667 | 123.4167 | Wind | [5 empty] | UNFCCC CDM Registry | https://cdm.unfccc.int/Projects/redirector?ref=4232 | UNFCCC CDM Registry | [14 empty] | 90.92 | NO-ESTIMATION | NO-ESTIMATION | NO-ESTIMATION | NO-ESTIMATION | NO-ESTIMATION | 21.18%
CHN | China | Daan Haituo Phase 1 |  | WRI1072151 | 49 | 45.2737 | 123.7123 | Wind | [5 empty] | UNFCCC CDM Registry | https://cdm.unfccc.int/Projects/redirector?ref=6338 | UNFCCC CDM Registry | [14 empty] | 90.92 | HYDRO-V1 | HYDRO-V1 | HYDRO-V1 | HYDRO-V1 | HYDRO-V1 | 21.18%
CHN | China | Jilin Daan Dagangzi Wind Phase 3 |  | WRI1071315 | 49 | 45.2764 | 123.5022 | Wind | [5 empty] | UNFCCC CDM Registry | https://cdm.unfccc.int/Projects/redirector?ref=3415 | UNFCCC CDM Registry | [14 empty] | 90.92 | HYDRO-V1 | HYDRO-V1 | HYDRO-V1 | HYDRO-V1 | HYDRO-V1 | 21.18%
CHN | China | Linkou Shengli |  | WRI1072300 | 49 | 45.2778 | 129.9944 | Wind | [5 empty] | UNFCCC CDM Registry | https://cdm.unfccc.int/Projects/redirector?ref=6805 | UNFCCC CDM Registry | [14 empty] | 90.92 | HYDRO-V1 | HYDRO-V1 | HYDRO-V1 | HYDRO-V1 | HYDRO-V1 | 21.18%
CHN | China | Heilongjiang Mudanjiang Xiaoguokui Wind |  | WRI1071983 | 20 | 45.2820 | 129.8410 | Wind | [5 empty] | UNFCCC CDM Registry | https://cdm.unfccc.int/Projects/redirector?ref=5850 | UNFCCC CDM Registry | [14 empty] | 37.11 | NO-ESTIMATION | NO-ESTIMATION | NO-ESTIMATION | NO-ESTIMATION | CAPACITY-FACTOR-V1 | 21.18%
CHN | China | Huadian Daan Fengshuishan Phase 2 |  | WRI1072153 | 49 | 45.2956 | 123.4108 | Wind | [5 empty] | UNFCCC CDM Registry | https://cdm.unfccc.int/Projects/redirector?ref=6345 | UNFCCC CDM Registry | [14 empty] | 90.92 | HYDRO-V1 | HYDRO-V1 | HYDRO-V1 | HYDRO-V1 | HYDRO-V1 | 21.18%
CHN | China | Inner Mongolia Tongliao Zhalute Qi Beishala Wind |  | WRI1071366 | 49 | 45.3672 | 119.5936 | Wind | [5 empty] | UNFCCC CDM Registry | https://cdm.unfccc.int/Projects/redirector?ref=3608 | UNFCCC CDM Registry | 1084787 | [13 empty] | 90.92 | NO-ESTIMATION | NO-ESTIMATION | NO-ESTIMATION | NO-ESTIMATION | CAPACITY-FACTOR-V1 | 21.18%
CHN | China | Jilin Taonan Xinli Wind Phase 2 |  | WRI1072104 | 49 | 45.3792 | 122.3494 | Wind | [5 empty] | UNFCCC CDM Registry | https://cdm.unfccc.int/Projects/redirector?ref=6179 | UNFCCC CDM Registry | 1063579 | [13 empty] | 90.92 | NO-ESTIMATION | NO-ESTIMATION | NO-ESTIMATION | NO-ESTIMATION | NO-ESTIMATION | 21.18%
CHN | China | Inner Mongolia Tuquan Tianyuan Phase 1 |  | WRI1072314 | 49 | 45.3802 | 121.8709 | Wind | [5 empty] | UNFCCC CDM Registry | https://cdm.unfccc.int/Projects/redirector?ref=6849 | UNFCCC CDM Registry | 1096089 | [13 empty] | 90.92 | HYDRO-V1 | HYDRO-V1 | HYDRO-V1 | HYDRO-V1 | HYDRO-V1 | 21.18%
CHN | China | Keyouzhongqi Emuting Gaole Phase 1 |  | WRI1072306 | 49 | 45.3833 | 121.3667 | Wind | [5 empty] | UNFCCC CDM Registry | https://cdm.unfccc.int/Projects/redirector?ref=6827 | UNFCCC CDM Registry | [14 empty] | 90.92 | NO-ESTIMATION | NO-ESTIMATION | NO-ESTIMATION | NO-ESTIMATION | NO-ESTIMATION | 21.18%
CHN | China | Jilin Taonan Xinli Wind |  | WRI1071749 | 49 | 45.3995 | 120.3475 | Wind | [5 empty] | UNFCCC CDM Registry | https://cdm.unfccc.int/Projects/redirector?ref=5036 | UNFCCC CDM Registry | [14 empty] | 90.92 | HYDRO-V1 | HYDRO-V1 | HYDRO-V1 | HYDRO-V1 | HYDRO-V1 | 21.18%
CHN | China | Inner Mongolia Tongliao Zhalute Qi Phase 2 North Wind |  | WRI1071650 | 49 | 45.4050 | 119.6383 | Wind | [5 empty] | UNFCCC CDM Registry | https://cdm.unfccc.int/Projects/redirector?ref=4738 | UNFCCC CDM Registry | 1084787 | [13 empty] | 90.92 | HYDRO-V1 | HYDRO-V1 | HYDRO-V1 | HYDRO-V1 | HYDRO-V1 | 21.18%
CHN | China | Datang Jilin Datong |  | WRI1072192 | 49 | 45.4130 | 122.4170 | Wind | [5 empty] | UNFCCC CDM Registry | https://cdm.unfccc.int/Projects/redirector?ref=6457 | UNFCCC CDM Registry | [14 empty] | 90.92 | NO-ESTIMATION | NO-ESTIMATION | NO-ESTIMATION | NO-ESTIMATION | NO-ESTIMATION | 21.18%
CHN | China | Jingneng Huolinhe Phase 2 |  | WRI1071751 | 30 | 45.4188 | 119.3857 | Wind | [5 empty] | UNFCCC CDM Registry | https://cdm.unfccc.int/Projects/redirector?ref=5038 | UNFCCC CDM Registry | 1091729 | [13 empty] | 55.66 | HYDRO-V1 | HYDRO-V1 | HYDRO-V1 | HYDRO-V1 | HYDRO-V1 | 21.18%
CHN | China | Heilongjiang Mishan Linchang Liumao |  | WRI1072003 | 49 | 45.4230 | 132.0580 | Wind | [5 empty] | UNFCCC CDM Registry | https://cdm.unfccc.int/Projects/redirector?ref=5914 | UNFCCC CDM Registry | [14 empty] | 90.92 | HYDRO-V1 | HYDRO-V1 | HYDRO-V1 | HYDRO-V1 | HYDRO-V1 | 21.18%
CHN | China | Cgn Mishan Linhe Wind |  | WRI1072363 | 49 | 45.4306 | 131.9351 | Wind | [5 empty] | UNFCCC CDM Registry | https://cdm.unfccc.int/Projects/redirector?ref=6980 | UNFCCC CDM Registry | [14 empty] | 90.92 | HYDRO-V1 | HYDRO-V1 | HYDRO-V1 | HYDRO-V1 | HYDRO-V1 | 21.18%
CHN | China | Inner Mongolia Tongliao Zhalute Qi Dangxiaogou Wind |  | WRI1071365 | 49 | 45.4383 | 119.7314 | Wind | [5 empty] | UNFCCC CDM Registry | https://cdm.unfccc.int/Projects/redirector?ref=3607 | UNFCCC CDM Registry | 1084787 | [13 empty] | 90.92 | HYDRO-V1 | HYDRO-V1 | HYDRO-V1 | HYDRO-V1 | HYDRO-V1 | 21.18%
CHN | China | Inner Mongolia Tongliao Zhalute Qi Phase 1 North Wind |  | WRI1071581 | 49 | 45.4417 | 119.7833 | Wind | [5 empty] | UNFCCC CDM Registry | https://cdm.unfccc.int/Projects/redirector?ref=4440 | UNFCCC CDM Registry | 1084787 | [13 empty] | 90.92 | HYDRO-V1 | HYDRO-V1 | HYDRO-V1 | HYDRO-V1 | HYDRO-V1 | 21.18%
CHN | China | Heilongjiang Xingkaihu Fengmishan |  | WRI1072005 | 49 | 45.4490 | 131.9990 | Wind | [5 empty] | UNFCCC CDM Registry | https://cdm.unfccc.int/Projects/redirector?ref=5917 | UNFCCC CDM Registry | [14 empty] | 90.92 | HYDRO-V1 | HYDRO-V1 | HYDRO-V1 | HYDRO-V1 | HYDRO-V1 | 21.18%
CHN | China | Huolinhe Dongshan |  | WRI1071992 | 48 | 45.4986 | 119.6994 | Wind | [5 empty] | UNFCCC CDM Registry | https://cdm.unfccc.int/Projects/redirector?ref=5882 | UNFCCC CDM Registry | [14 empty] | 89.06 | HYDRO-V1 | HYDRO-V1 | HYDRO-V1 | HYDRO-V1 | HYDRO-V1 | 21.18%
CHN | China | Jilin Baicheng Chaganhot Wind |  | WRI1071005 | 30 | 45.5300 | 120.2200 | Wind | [5 empty] | UNFCCC CDM Registry | https://cdm.unfccc.int/Projects/redirector?ref=1129 | UNFCCC CDM Registry | [14 empty] | 55.66 | HYDRO-V1 | HYDRO-V1 | HYDRO-V1 | HYDRO-V1 | HYDRO-V1 | 21.18%
CHN | China | Cgn Jilin Daan Laifu Phase 1 |  | WRI1072012 | 49 | 45.5300 | 123.6700 | Wind | [5 empty] | UNFCCC CDM Registry | https://cdm.unfccc.int/Projects/redirector?ref=5933 | UNFCCC CDM Registry | [14 empty] | 90.92 | HYDRO-V1 | HYDRO-V1 | HYDRO-V1 | HYDRO-V1 | HYDRO-V1 | 21.18%
CHN | China | Datang Tuquan Laoyeling Phase 2 |  | WRI1072399 | 49 | 45.5550 | 121.3540 | Wind | [5 empty] | UNFCCC CDM Registry | https://cdm.unfccc.int/Projects/redirector?ref=7091 | UNFCCC CDM Registry | [14 empty] | 90.92 | NO-ESTIMATION | NO-ESTIMATION | NO-ESTIMATION | NO-ESTIMATION | WIND-V1 | 21.18%
CHN | China | Shuangyashan Laopinggang Wind |  | WRI1072126 | 49 | 45.6000 | 131.2000 | Wind | [5 empty] | UNFCCC CDM Registry | https://cdm.unfccc.int/Projects/redirector?ref=6260 | UNFCCC CDM Registry | [14 empty] | 90.92 | HYDRO-V1 | HYDRO-V1 | HYDRO-V1 | HYDRO-V1 | HYDRO-V1 | 21.18%
CHN | China | Daan Laifu Phase 2 |  | WRI1072442 | 49 | 45.6028 | 123.6178 | Wind | [5 empty] | UNFCCC CDM Registry | https://cdm.unfccc.int/Projects/redirector?ref=7219 | UNFCCC CDM Registry | [14 empty] | 90.92 | NO-ESTIMATION | NO-ESTIMATION | NO-ESTIMATION | NO-ESTIMATION | CAPACITY-FACTOR-V1 | 21.18%
CHN | China | Jilin Daan Honggangzi Wind |  | WRI1071645 | 48 | 45.6160 | 123.9420 | Wind | [5 empty] | UNFCCC CDM Registry | https://cdm.unfccc.int/Projects/redirector?ref=4726 | UNFCCC CDM Registry | [14 empty] | 89.06 | NO-ESTIMATION | NO-ESTIMATION | NO-ESTIMATION | NO-ESTIMATION | WIND-V1 | 21.18%
CHN | China | Jilin Taobei Fuyu Wind |  | WRI1070937 | 49 | 45.6167 | 122.8167 | Wind | [5 empty] | UNFCCC CDM Registry | https://cdm.unfccc.int/Projects/redirector?ref=544 | UNFCCC CDM Registry | 1111450 | [13 empty] | 90.92 | NO-ESTIMATION | NO-ESTIMATION | WIND-V1 | WIND-V1 | WIND-V1 | 21.18%
CHN | China | Jilin Taobei Huaneng Wind |  | WRI1070925 | 49 | 45.6167 | 122.8167 | Wind | [5 empty] | UNFCCC CDM Registry | https://cdm.unfccc.int/Projects/redirector?ref=238 | UNFCCC CDM Registry | 1105009 | [13 empty] | 90.92 | NO-ESTIMATION | NO-ESTIMATION | WIND-V1 | WIND-V1 | WIND-V1 | 21.18%
CHN | China | Jilin Tongyu Huaneng Wind |  | WRI1070926 | 100 | 45.6167 | 122.8167 | Wind | [5 empty] | UNFCCC CDM Registry | https://cdm.unfccc.int/Projects/redirector?ref=256 | UNFCCC CDM Registry | 1073528 | [13 empty] | 185.56 | NO-ESTIMATION | NO-ESTIMATION | WIND-V1 | WIND-V1 | WIND-V1 | 21.18%
CHN | China | Daan Laifu Phase 3 |  | WRI1072447 | 49 | 45.6281 | 123.6558 | Wind | [5 empty] | UNFCCC CDM Registry | https://cdm.unfccc.int/Projects/redirector?ref=7230 | UNFCCC CDM Registry | [14 empty] | 90.92 | NO-ESTIMATION | NO-ESTIMATION | NO-ESTIMATION | WIND-V1 | WIND-V1 | 21.18%
CHN | China | Cgn Linkou Qingshan Wind |  | WRI1072297 | 49 | 45.6600 | 130.4033 | Wind | [5 empty] | UNFCCC CDM Registry | https://cdm.unfccc.int/Projects/redirector?ref=6795 | UNFCCC CDM Registry | [14 empty] | 90.92 | NO-ESTIMATION | NO-ESTIMATION | NO-ESTIMATION | WIND-V1 | WIND-V1 | 21.18%
CHN | China | Zhongyu Fangzheng County Gaoleng Wind |  | WRI1072017 | 49 | 45.7176 | 129.3337 | Wind | [5 empty] | UNFCCC CDM Registry | https://cdm.unfccc.int/Projects/redirector?ref=5950 | UNFCCC CDM Registry | [14 empty] | 90.92 | NO-ESTIMATION | NO-ESTIMATION | NO-ESTIMATION | WIND-V1 | WIND-V1 | 21.18%
CHN | China | Zhaoyuan Xinlong Shunde |  | WRI1072289 | 49 | 45.7242 | 124.4822 | Wind | [5 empty] | UNFCCC CDM Registry | https://cdm.unfccc.int/Projects/redirector?ref=6769 | UNFCCC CDM Registry | [14 empty] | 90.92 | NO-ESTIMATION | NO-ESTIMATION | NO-ESTIMATION | NO-ESTIMATION | WIND-V1 | 21.18%
CHN | China | Jilin Zhenlai Mali Wind |  | WRI1071281 | 49 | 45.8272 | 123.1358 | Wind | [5 empty] | UNFCCC CDM Registry | https://cdm.unfccc.int/Projects/redirector?ref=3314 | UNFCCC CDM Registry | 1088266 | [13 empty] | 90.92 | HYDRO-V1 | HYDRO-V1 | HYDRO-V1 | HYDRO-V1 | HYDRO-V1 | 21.18%
CHN | China | Binxian Dadingshan |  | WRI1072507 | 49 | 45.8361 | 126.9278 | Wind | [5 empty] | UNFCCC CDM Registry | https://cdm.unfccc.int/Projects/redirector?ref=7399 | UNFCCC CDM Registry | 1089518 | [13 empty] | 90.92 | HYDRO-V1 | HYDRO-V1 | HYDRO-V1 | HYDRO-V1 | HYDRO-V1 | 21.18%
CHN | China | Huaneng Zhenlai Mali Phase 2 |  | WRI1072352 | 49 | 45.8369 | 123.0028 | Wind | [5 empty] | UNFCCC CDM Registry | https://cdm.unfccc.int/Projects/redirector?ref=6947 | UNFCCC CDM Registry | 1088266 | [13 empty] | 90.92 | HYDRO-V1 | HYDRO-V1 | HYDRO-V1 | HYDRO-V1 | HYDRO-V1 | 21.18%
CHN | China | Heilongjiang Hulin Shiqingshan 1st Phase |  | WRI1071755 | 45 | 45.8378 | 132.9553 | Wind | [5 empty] | UNFCCC CDM Registry | https://cdm.unfccc.int/Projects/redirector?ref=5059 | UNFCCC CDM Registry | [14 empty] | 83.5 | NO-ESTIMATION | NO-ESTIMATION | WIND-V1 | WIND-V1 | WIND-V1 | 21.18%
CHN | China | Chenergy Fangzheng County Hutieling Wind |  | WRI1072079 | 49 | 45.8392 | 129.3850 | Wind | [5 empty] | UNFCCC CDM Registry | https://cdm.unfccc.int/Projects/redirector?ref=6114 | UNFCCC CDM Registry | [14 empty] | 90.92 | HYDRO-V1 | HYDRO-V1 | HYDRO-V1 | HYDRO-V1 | HYDRO-V1 | 21.18%
CHN | China | Zhenlai Heiyupao First Phase |  | WRI1071212 | 49 | 45.8403 | 123.4425 | Wind | [5 empty] | UNFCCC CDM Registry | https://cdm.unfccc.int/Projects/redirector?ref=3111 | UNFCCC CDM Registry | 1088266 | [13 empty] | 90.92 | NO-ESTIMATION | NO-ESTIMATION | NO-ESTIMATION | NO-ESTIMATION | WIND-V1 | 21.18%
CHN | China | Jilin Baicheng Chaganhot Phase 2 |  | WRI1071729 | 15 | 45.9030 | 122.4235 | Wind | [5 empty] | UNFCCC CDM Registry | https://cdm.unfccc.int/Projects/redirector?ref=4946 | UNFCCC CDM Registry | [14 empty] | 27.83 | NO-ESTIMATION | NO-ESTIMATION | NO-ESTIMATION | NO-ESTIMATION | WIND-V1 | 21.18%
CHN | China | Yilan Jiaxinshan Wind |  | WRI1072259 | 49 | 46.0000 | 129.4000 | Wind | [5 empty] | UNFCCC CDM Registry | https://cdm.unfccc.int/Projects/redirector?ref=6683 | UNFCCC CDM Registry | [14 empty] | 90.92 | NO-ESTIMATION | NO-ESTIMATION | NO-ESTIMATION | NO-ESTIMATION | WIND-V1 | 21.18%
CHN | China | Heilongjiang Huanan Changshoushan Wind |  | WRI1072412 | 49 | 46.0570 | 130.6480 | Wind | [5 empty] | UNFCCC CDM Registry | https://cdm.unfccc.int/Projects/redirector?ref=7129 | UNFCCC CDM Registry | [14 empty] | 90.92 | NO-ESTIMATION | NO-ESTIMATION | NO-ESTIMATION | NO-ESTIMATION | WIND-V1 | 21.18%
CHN | China | Heilongjiang Huanan Yimashan Wind |  | WRI1071786 | 49 | 46.0685 | 130.5818 | Wind | [5 empty] | UNFCCC CDM Registry | https://cdm.unfccc.int/Projects/redirector?ref=5171 | UNFCCC CDM Registry | [14 empty] | 90.92 | NO-ESTIMATION | NO-ESTIMATION | NO-ESTIMATION | NO-ESTIMATION | WIND-V1 | 21.18%
CHN | China | Heilongjiang Yilan Fuqiang Wind |  | WRI1071929 | 49 | 46.1007 | 130.0454 | Wind | [5 empty] | UNFCCC CDM Registry | https://cdm.unfccc.int/Projects/redirector?ref=5688 | UNFCCC CDM Registry | [14 empty] | 90.92 | NO-ESTIMATION | NO-ESTIMATION | NO-ESTIMATION | NO-ESTIMATION | WIND-V1 | 21.18%
CHN | China | Huaneng Daqing Aobao |  | WRI1072040 | 48 | 46.1950 | 124.2856 | Wind | [5 empty] | UNFCCC CDM Registry | https://cdm.unfccc.int/Projects/redirector?ref=6030 | UNFCCC CDM Registry | 1105009 | [13 empty] | 89.06 | HYDRO-V1 | HYDRO-V1 | HYDRO-V1 | HYDRO-V1 | HYDRO-V1 | 21.18%
CHN | China | Huaneng Daqing Wukeshu |  | WRI1072063 | 48 | 46.1989 | 124.4175 | Wind | [5 empty] | UNFCCC CDM Registry | https://cdm.unfccc.int/Projects/redirector?ref=6078 | UNFCCC CDM Registry | 1105009 | [13 empty] | 89.06 | NO-ESTIMATION | NO-ESTIMATION | NO-ESTIMATION | NO-ESTIMATION | CAPACITY-FACTOR-V1 | 21.18%
CHN | China | Zhongdiantou Tacheng Mayitasi Phase 1 Wind |  | WRI1072345 | 49 | 46.2295 | 84.2305 | Wind | [5 empty] | UNFCCC CDM Registry | https://cdm.unfccc.int/Projects/redirector?ref=6927 | UNFCCC CDM Registry | 1087404 | [13 empty] | 90.92 | NO-ESTIMATION | NO-ESTIMATION | NO-ESTIMATION | NO-ESTIMATION | CAPACITY-FACTOR-V1 | 21.18%
CHN | China | Heilongjiang Yilan Jiguanshan Phase 2 |  | WRI1072245 | 49 | 46.2377 | 129.7510 | Wind | [5 empty] | UNFCCC CDM Registry | https://cdm.unfccc.int/Projects/redirector?ref=6641 | UNFCCC CDM Registry | [14 empty] | 90.92 | HYDRO-V1 | HYDRO-V1 | HYDRO-V1 | HYDRO-V1 | HYDRO-V1 | 21.18%
CHN | China | Cgn Xinjiang Tacheng Mayitasi Phase 1 |  | WRI1071965 | 49 | 46.2467 | 84.0942 | Wind | [5 empty] | UNFCCC CDM Registry | https://cdm.unfccc.int/Projects/redirector?ref=5800 | UNFCCC CDM Registry | 1087404 | [13 empty] | 90.92 | NO-ESTIMATION | NO-ESTIMATION | NO-ESTIMATION | NO-ESTIMATION | CAPACITY-FACTOR-V1 | 21.18%
CHN | China | Huaneng Daqing Heping |  | WRI1072061 | 48 | 46.2583 | 124.4744 | Wind | [5 empty] | UNFCCC CDM Registry | https://cdm.unfccc.int/Projects/redirector?ref=6076 | UNFCCC CDM Registry | 1105009 | [13 empty] | 89.06 | NO-ESTIMATION | NO-ESTIMATION | NO-ESTIMATION | NO-ESTIMATION | CAPACITY-FACTOR-V1 | 21.18%
CHN | China | Heilongjiang Yilan Chenguang Wind |  | WRI1071986 | 49 | 46.2601 | 129.5217 | Wind | [5 empty] | UNFCCC CDM Registry | https://cdm.unfccc.int/Projects/redirector?ref=5856 | UNFCCC CDM Registry | [14 empty] | 90.92 | HYDRO-V1 | HYDRO-V1 | HYDRO-V1 | HYDRO-V1 | HYDRO-V1 | 21.18%
CHN | China | Heilongjiang Yilan Jiguanlazishan |  | WRI1072032 | 49 | 46.2680 | 129.7310 | Wind | [5 empty] | UNFCCC CDM Registry | https://cdm.unfccc.int/Projects/redirector?ref=6007 | UNFCCC CDM Registry | [14 empty] | 90.92 | NO-ESTIMATION | NO-ESTIMATION | NO-ESTIMATION | NO-ESTIMATION | CAPACITY-FACTOR-V1 | 21.18%
CHN | China | Huaneng Daqing Xinli |  | WRI1072062 | 48 | 46.2744 | 124.5400 | Wind | [5 empty] | UNFCCC CDM Registry | https://cdm.unfccc.int/Projects/redirector?ref=6077 | UNFCCC CDM Registry | 1105009 | [13 empty] | 89.06 | NO-ESTIMATION | NO-ESTIMATION | NO-ESTIMATION | NO-ESTIMATION | CAPACITY-FACTOR-V1 | 21.18%
CHN | China | Inner Mongolia Eergetu Phase 1 |  | WRI1071497 | 49 | 46.2961 | 122.4294 | Wind | [5 empty] | UNFCCC CDM Registry | https://cdm.unfccc.int/Projects/redirector?ref=4120 | UNFCCC CDM Registry | [14 empty] | 90.92 | NO-ESTIMATION | NO-ESTIMATION | NO-ESTIMATION | NO-ESTIMATION | CAPACITY-FACTOR-V1 | 21.18%
CHN | China | Shuangyashan Guokuishan Wind |  | WRI1072125 | 49 | 46.3333 | 131.6000 | Wind | [5 empty] | UNFCCC CDM Registry | https://cdm.unfccc.int/Projects/redirector?ref=6257 | UNFCCC CDM Registry | [14 empty] | 90.92 | NO-ESTIMATION | NO-ESTIMATION | NO-ESTIMATION | NO-ESTIMATION | NO-ESTIMATION | 21.18%
CHN | China | Xingan League Keyouqianqi Wind |  | WRI1071919 | 49 | 46.3583 | 122.1250 | Wind | [5 empty] | UNFCCC CDM Registry | https://cdm.unfccc.int/Projects/redirector?ref=5661 | UNFCCC CDM Registry | 1077942 | [13 empty] | 90.92 | WIND-V1 | WIND-V1 | WIND-V1 | WIND-V1 | WIND-V1 | 21.18%
CHN | China | Shenneng North Keyouqianqi Phase 1 |  | WRI1071964 | 49 | 46.3630 | 122.4450 | Wind | [5 empty] | UNFCCC CDM Registry | https://cdm.unfccc.int/Projects/redirector?ref=5799 | UNFCCC CDM Registry | 1077942 | [13 empty] | 90.92 | NO-ESTIMATION | NO-ESTIMATION | NO-ESTIMATION | NO-ESTIMATION | CAPACITY-FACTOR-V1 | 21.18%
CHN | China | Inner Mongolia Keyouqianqi Chaersen Wind |  | WRI1071692 | 49 | 46.3667 | 122.1000 | Wind | [5 empty] | UNFCCC CDM Registry | https://cdm.unfccc.int/Projects/redirector?ref=4854 | UNFCCC CDM Registry | 1077942 | [13 empty] | 90.92 | WIND-V1 | WIND-V1 | WIND-V1 | WIND-V1 | WIND-V1 | 21.18%
CHN | China | Yichun Shimaodingzi Wind |  | WRI1071009 | 30 | 46.4900 | 129.0700 | Wind | [5 empty] | UNFCCC CDM Registry | https://cdm.unfccc.int/Projects/redirector?ref=1147 | UNFCCC CDM Registry | 1079702 | [13 empty] | 55.66 | NO-ESTIMATION | NO-ESTIMATION | NO-ESTIMATION | NO-ESTIMATION | NO-ESTIMATION | 21.18%
CHN | China | Yichun Erduoyan Wind |  | WRI1070981 | 28 | 46.5600 | 128.5100 | Wind | [5 empty] | UNFCCC CDM Registry | https://cdm.unfccc.int/Projects/redirector?ref=969 | UNFCCC CDM Registry | 1079703 | [13 empty] | 51.95 | NO-ESTIMATION | NO-ESTIMATION | NO-ESTIMATION | NO-ESTIMATION | NO-ESTIMATION | 21.18%
CHN | China | Huachuan (Daqingbeishan) Wind |  | WRI1072088 | 49 | 46.5600 | 130.5550 | Wind | [5 empty] | UNFCCC CDM Registry | https://cdm.unfccc.int/Projects/redirector?ref=6137 | UNFCCC CDM Registry | [14 empty] | 90.92 | NO-ESTIMATION | NO-ESTIMATION | NO-ESTIMATION | NO-ESTIMATION | CAPACITY-FACTOR-V1 | 21.18%
CHN | China | Shuangyashan Yangmugang Wind |  | WRI1072129 | 49 | 46.6700 | 131.2500 | Wind | [5 empty] | UNFCCC CDM Registry | https://cdm.unfccc.int/Projects/redirector?ref=6263 | UNFCCC CDM Registry | [14 empty] | 90.92 | HYDRO-V1 | HYDRO-V1 | HYDRO-V1 | HYDRO-V1 | HYDRO-V1 | 21.18%
CHN | China | Heilongjiang Jiamusi Jianshan |  | WRI1071954 | 49 | 46.7000 | 130.2833 | Wind | [5 empty] | UNFCCC CDM Registry | https://cdm.unfccc.int/Projects/redirector?ref=5765 | UNFCCC CDM Registry | [14 empty] | 90.92 | NO-ESTIMATION | NO-ESTIMATION | NO-ESTIMATION | NO-ESTIMATION | WIND-V1 | 21.18%
CHN | China | Heilongjiang Bianfushan Wind |  | WRI1071870 | 49 | 46.7431 | 130.8577 | Wind | [5 empty] | UNFCCC CDM Registry | https://cdm.unfccc.int/Projects/redirector?ref=5491 | UNFCCC CDM Registry | [14 empty] | 90.92 | NO-ESTIMATION | NO-ESTIMATION | WIND-V1 | WIND-V1 | WIND-V1 | 21.18%
CHN | China | Huadian Heilongjiang Tangyuan Qushou |  | WRI1072295 | 49 | 46.7469 | 129.6939 | Wind | [5 empty] | UNFCCC CDM Registry | https://cdm.unfccc.int/Projects/redirector?ref=6792 | UNFCCC CDM Registry | [14 empty] | 90.92 | NO-ESTIMATION | NO-ESTIMATION | NO-ESTIMATION | NO-ESTIMATION | WIND-V1 | 21.18%
CHN | China | Xiaochengshan |  | WRI1025914 | 49.3 | 46.7800 | 129.0000 | Wind | [5 empty] | China Wind Power Center | http://www.cwpc.cn/cwpp/en/information/wind-farms-china/wind-farm-map/ |  | 1064674 | [13 empty] | 91.48 | NO-ESTIMATION | NO-ESTIMATION | NO-ESTIMATION | NO-ESTIMATION | WIND-V1 | 21.18%
CHN | China | Yichun Xiaochengshan Wind |  | WRI1071922 | 49 | 46.8167 | 128.5833 | Wind | [5 empty] | UNFCCC CDM Registry | https://cdm.unfccc.int/Projects/redirector?ref=5668 | UNFCCC CDM Registry | 1064674 | [13 empty] | 90.92 | NO-ESTIMATION | NO-ESTIMATION | NO-ESTIMATION | NO-ESTIMATION | CAPACITY-FACTOR-V1 | 21.18%
CHN | China | Shimaodingzi |  | WRI1025913 | 30.6 | 46.8500 | 129.1100 | Wind | [5 empty] | China Wind Power Center | http://www.cwpc.cn/cwpp/en/information/wind-farms-china/wind-farm-map/ |  | 1079702 | [13 empty] | 56.78 | HYDRO-V1 | HYDRO-V1 | HYDRO-V1 | HYDRO-V1 | HYDRO-V1 | 21.18%
CHN | China | Datang Jixian Taiping Wind |  | WRI1072357 | 49 | 46.8750 | 130.7500 | Wind | [5 empty] | UNFCCC CDM Registry | https://cdm.unfccc.int/Projects/redirector?ref=6965 | UNFCCC CDM Registry | [14 empty] | 90.92 | WIND-V1 | WIND-V1 | WIND-V1 | WIND-V1 | WIND-V1 | 21.18%
CHN | China | Huachuan (Baoshan) Wind |  | WRI1072041 | 49 | 47.0053 | 130.9842 | Wind | [5 empty] | UNFCCC CDM Registry | https://cdm.unfccc.int/Projects/redirector?ref=6032 | UNFCCC CDM Registry | [14 empty] | 90.92 | HYDRO-V1 | HYDRO-V1 | HYDRO-V1 | HYDRO-V1 | HYDRO-V1 | 21.18%
CHN | China | Guodian Huachuan Zhongfu |  | WRI1072278 | 49 | 47.0222 | 131.0181 | Wind | [5 empty] | UNFCCC CDM Registry | https://cdm.unfccc.int/Projects/redirector?ref=6746 | UNFCCC CDM Registry | [14 empty] | 90.92 | NO-ESTIMATION | NO-ESTIMATION | NO-ESTIMATION | NO-ESTIMATION | NO-ESTIMATION | 21.18%
CHN | China | Heilongjiang Dailingdongshan Wind |  | WRI1072429 | 37 | 47.0465 | 129.1703 | Wind | [5 empty] | UNFCCC CDM Registry | https://cdm.unfccc.int/Projects/redirector?ref=7184 | UNFCCC CDM Registry | 1099311 | [13 empty] | 68.65 | HYDRO-V1 | HYDRO-V1 | HYDRO-V1 | HYDRO-V1 | HYDRO-V1 | 21.18%
CHN | China | Wuerguli Wind |  | WRI1071014 | 30 | 47.1232 | 132.1328 | Wind | [5 empty] | UNFCCC CDM Registry | https://cdm.unfccc.int/Projects/redirector?ref=1209 | UNFCCC CDM Registry | 1086966 | [13 empty] | 55.66 | NO-ESTIMATION | NO-ESTIMATION | NO-ESTIMATION | NO-ESTIMATION | CAPACITY-FACTOR-V1 | 21.18%
CHN | China | Jinshan |  | WRI1025912 | 30 | 47.2300 | 132.2700 | Wind | [5 empty] | China Wind Power Center | http://www.cwpc.cn/cwpp/en/information/wind-farms-china/wind-farm-map/ | [15 empty] | 55.66 | NO-ESTIMATION | NO-ESTIMATION | NO-ESTIMATION | NO-ESTIMATION | NO-ESTIMATION | 21.18%
CHN | China | Suibin Jicheng |  | WRI1072024 | 49 | 47.2880 | 131.9305 | Wind | [5 empty] | UNFCCC CDM Registry | https://cdm.unfccc.int/Projects/redirector?ref=5968 | WRI | [14 empty] | 90.92 | HYDRO-V1 | HYDRO-V1 | HYDRO-V1 | HYDRO-V1 | HYDRO-V1 | 21.18%
CHN | China | Guohua Fuyu Youyi North |  | WRI1072048 | 49 | 47.3006 | 124.0153 | Wind | [5 empty] | UNFCCC CDM Registry | https://cdm.unfccc.int/Projects/redirector?ref=6052 | UNFCCC CDM Registry | [14 empty] | 90.92 | NO-ESTIMATION | NO-ESTIMATION | WIND-V1 | WIND-V1 | WIND-V1 | 21.18%
CHN | China | Guohua Qiqihaer Fuyu 1st Stage |  | WRI1071032 | 49 | 47.3515 | 124.1520 | Wind | [5 empty] | UNFCCC CDM Registry | https://cdm.unfccc.int/Projects/redirector?ref=1310 | UNFCCC CDM Registry | 1079704 | [13 empty] | 90.92 | NO-ESTIMATION | NO-ESTIMATION | NO-ESTIMATION | NO-ESTIMATION | CAPACITY-FACTOR-V1 | 21.18%
CHN | China | Yichun Daqingshan Wind |  | WRI1070953 | 16 | 47.4308 | 128.5423 | Wind | [5 empty] | UNFCCC CDM Registry | https://cdm.unfccc.int/Projects/redirector?ref=829 | UNFCCC CDM Registry | 1079700 | [13 empty] | 29.68 | HYDRO-V1 | HYDRO-V1 | HYDRO-V1 | HYDRO-V1 | HYDRO-V1 | 21.18%
CHN | China | Xinjiang Jimunai Cgn Phase 1 |  | WRI1071824 | 49 | 47.5625 | 86.4249 | Wind | [5 empty] | UNFCCC CDM Registry | https://cdm.unfccc.int/Projects/redirector?ref=5289 | UNFCCC CDM Registry | 1082676 | [13 empty] | 90.92 | WIND-V1 | WIND-V1 | WIND-V1 | WIND-V1 | WIND-V1 | 21.18%
CHN | China | Qiqihaer Nianzishan Wind |  | WRI1072356 | 49 | 47.5715 | 122.9295 | Wind | [5 empty] | UNFCCC CDM Registry | https://cdm.unfccc.int/Projects/redirector?ref=6963 | WRI | 1079704 | [13 empty] | 90.92 | HYDRO-V1 | HYDRO-V1 | HYDRO-V1 | HYDRO-V1 | HYDRO-V1 | 21.18%
CHN | China | Heilongjiang Laobaishan Wind |  | WRI1072411 | 49 | 47.6639 | 129.6681 | Wind | [5 empty] | UNFCCC CDM Registry | https://cdm.unfccc.int/Projects/redirector?ref=7126 | UNFCCC CDM Registry | [14 empty] | 90.92 | HYDRO-V1 | HYDRO-V1 | HYDRO-V1 | HYDRO-V1 | HYDRO-V1 | 21.18%
CHN | China | Heilongjiang Dabaishan Wind |  | WRI1071961 | 49 | 47.7300 | 129.8110 | Wind | [5 empty] | UNFCCC CDM Registry | https://cdm.unfccc.int/Projects/redirector?ref=5784 | UNFCCC CDM Registry | [14 empty] | 90.92 | HYDRO-V1 | HYDRO-V1 | HYDRO-V1 | HYDRO-V1 | HYDRO-V1 | 21.18%
CHN | China | Xinjiang Xinhua Buerqin |  | WRI1072331 | 49 | 47.8308 | 86.7422 | Wind | [5 empty] | UNFCCC CDM Registry | https://cdm.unfccc.int/Projects/redirector?ref=6892 | UNFCCC CDM Registry | 1082676 | [13 empty] | 90.92 | HYDRO-V1 | HYDRO-V1 | HYDRO-V1 | HYDRO-V1 | HYDRO-V1 | 21.18%
CHN | China | Xinjiang Buerjin Tianrun Windpower Co. Ltd. 1st Stage |  | WRI1071563 | 49 | 47.8489 | 86.7142 | Wind | [5 empty] | UNFCCC CDM Registry | https://cdm.unfccc.int/Projects/redirector?ref=4369 | UNFCCC CDM Registry | 1082678 | [13 empty] | 90.92 | HYDRO-V1 | HYDRO-V1 | HYDRO-V1 | HYDRO-V1 | HYDRO-V1 | 21.18%
CHN | China | Heilongjiang Wangyunfeng Wind |  | WRI1071937 | 49 | 47.9094 | 130.6655 | Wind | [5 empty] | UNFCCC CDM Registry | https://cdm.unfccc.int/Projects/redirector?ref=5711 | UNFCCC CDM Registry | [14 empty] | 90.92 | HYDRO-V1 | HYDRO-V1 | HYDRO-V1 | HYDRO-V1 | HYDRO-V1 | 21.18%
CHN | China | Huaneng Tongjiang Jiangsheng |  | WRI1072425 | 49 | 47.9361 | 132.8886 | Wind | [5 empty] | UNFCCC CDM Registry | https://cdm.unfccc.int/Projects/redirector?ref=7170 | UNFCCC CDM Registry | [14 empty] | 90.92 | NO-ESTIMATION | NO-ESTIMATION | NO-ESTIMATION | NO-ESTIMATION | NO-ESTIMATION | 21.18%
CHN | China | Huaneng Tongjiang Linjiang |  | WRI1072374 | 49 | 47.9611 | 132.8606 | Wind | [5 empty] | UNFCCC CDM Registry | https://cdm.unfccc.int/Projects/redirector?ref=7004 | UNFCCC CDM Registry | [14 empty] | 90.92 | NO-ESTIMATION | NO-ESTIMATION | NO-ESTIMATION | NO-ESTIMATION | CAPACITY-FACTOR-V1 | 21.18%
CHN | China | Yichun Xinqing Laobaishan Windpark First Stage Wind |  | WRI1071788 | 30 | 48.1226 | 129.7609 | Wind | [5 empty] | UNFCCC CDM Registry | https://cdm.unfccc.int/Projects/redirector?ref=5173 | UNFCCC CDM Registry | [14 empty] | 55.66 | HYDRO-V1 | HYDRO-V1 | HYDRO-V1 | HYDRO-V1 | HYDRO-V1 | 21.18%
CHN | China | Guohua Hulunbeier Xinbaerhu Youqi |  | WRI1070982 | 49 | 48.6800 | 116.8200 | Wind | [5 empty] | UNFCCC CDM Registry | https://cdm.unfccc.int/Projects/redirector?ref=981 | UNFCCC CDM Registry | [14 empty] | 90.92 | NO-ESTIMATION | NO-ESTIMATION | NO-ESTIMATION | WIND-V1 | WIND-V1 | 21.18%
CHN | China | Hulunbuir City Zhaluomude Datang Wind |  | WRI1072122 | 49 | 49.1917 | 120.1667 | Wind | [5 empty] | UNFCCC CDM Registry | https://cdm.unfccc.int/Projects/redirector?ref=6250 | UNFCCC CDM Registry | [14 empty] | 90.92 | NO-ESTIMATION | NO-ESTIMATION | NO-ESTIMATION | NO-ESTIMATION | CAPACITY-FACTOR-V1 | 21.18%
CHN | China | Manzhouli Shennengyuan |  | WRI1071944 | 19 | 49.4250 | 117.5300 | Wind | [5 empty] | UNFCCC CDM Registry | https://cdm.unfccc.int/Projects/redirector?ref=5736 | UNFCCC CDM Registry | [14 empty] | 35.25 | NO-ESTIMATION | NO-ESTIMATION | NO-ESTIMATION | NO-ESTIMATION | NO-ESTIMATION | 21.18%
CHN | China | Manzhouli Shenneng North Lingquan |  | WRI1072256 | 49 | 49.4319 | 117.5514 | Wind | [5 empty] | UNFCCC CDM Registry | https://cdm.unfccc.int/Projects/redirector?ref=6677 | UNFCCC CDM Registry | [14 empty] | 90.92 | HYDRO-V1 | HYDRO-V1 | HYDRO-V1 | HYDRO-V1 | HYDRO-V1 | 21.18%
CHN | China | Manzhouli Shenneng North |  | WRI1071945 | 49 | 49.4420 | 117.6000 | Wind | [5 empty] | UNFCCC CDM Registry | https://cdm.unfccc.int/Projects/redirector?ref=5738 | UNFCCC CDM Registry | [14 empty] | 90.92 | HYDRO-V1 | HYDRO-V1 | HYDRO-V1 | HYDRO-V1 | HYDRO-V1 | 21.18%
CHN | China | Inner Mongolia Donghao Phase 1 |  | WRI1072074 | 49 | 49.5092 | 117.5406 | Wind | [5 empty] | UNFCCC CDM Registry | https://cdm.unfccc.int/Projects/redirector?ref=6100 | UNFCCC CDM Registry | [14 empty] | 90.92 | NO-ESTIMATION | NO-ESTIMATION | NO-ESTIMATION | NO-ESTIMATION | CAPACITY-FACTOR-V1 | 21.18%
CHN | China | Guohua Dalaidong Hulunbeier City |  | WRI1072379 | 49 | 49.5242 | 117.1408 | Wind | [5 empty] | UNFCCC CDM Registry | https://cdm.unfccc.int/Projects/redirector?ref=7016 | UNFCCC CDM Registry | [14 empty] | 90.92 | WIND-V1 | WIND-V1 | WIND-V1 | WIND-V1 | WIND-V1 | 21.18%
CHN | China | Huaneng Inner Mongolia Manzhouli Donghu |  | WRI1072138 | 49 | 49.5610 | 117.5809 | Wind | [5 empty] | UNFCCC CDM Registry | https://cdm.unfccc.int/Projects/redirector?ref=6288 | UNFCCC CDM Registry | [14 empty] | 90.92 | NO-ESTIMATION | NO-ESTIMATION | NO-ESTIMATION | WIND-V1 | WIND-V1 | 21.18%
CHN | China | Heilongjiang Heihe Daheishan Wind |  | WRI1072234 | 49 | 50.1989 | 126.4789 | Wind | [5 empty] | UNFCCC CDM Registry | https://cdm.unfccc.int/Projects/redirector?ref=6597 | UNFCCC CDM Registry | [14 empty] | 90.92 | NO-ESTIMATION | NO-ESTIMATION | WIND-V1 | WIND-V1 | WIND-V1 | 21.18%
CHN | China | Inner Mongolia Hulunbeier Eerguna Hulutou Wind |  | WRI1072517 | 49 | 50.2460 | 120.2120 | Wind | [5 empty] | UNFCCC CDM Registry | https://cdm.unfccc.int/Projects/redirector?ref=7428 | UNFCCC CDM Registry | [14 empty] | 90.92 | NO-ESTIMATION | NO-ESTIMATION | NO-ESTIMATION | NO-ESTIMATION | CAPACITY-FACTOR-V1 | 21.18%
CUB | Cuba | Gibara |  | WRI1002025 | 10.2 | 21.1194 | -76.1374 | Wind |  |  |  |  | UniÃ³n ElÃ©ctrica | CDM | http://cuba.acp-cd4cdm.org/media/280185/3%20pdd%20parque%20eolico%20gibara%202%20version%2001.pdf | WRI | 1069801 | [13 empty] | 20.14 | NO-ESTIMATION | NO-ESTIMATION | NO-ESTIMATION | NO-ESTIMATION | NO-ESTIMATION | 22.54%
DEU | Germany | Windpark Klettwitz |  | WRI1025842 | 89.1 | 51.5452 | 13.8652 | Wind |  |  |  | 2015.0 |  | Bundesnetzagentur | https://www.bundesnetzagentur.de/DE/Sachgebiete/ElektrizitaetundGas/Unternehmen_Institutionen/Versorgungssicherheit/Erzeugungskapazitaeten/Kraftwerksliste/kraftwerksliste-node.html | WRI | [13 empty] | 246.91 | 267.6 | NO-ESTIMATION | NO-ESTIMATION | NO-ESTIMATION | NO-ESTIMATION | NO-ESTIMATION | 34.29%
DEU | Germany | Windpark Dahme |  | WRI1025843 | 76.5 | 51.8686 | 13.5491 | Wind |  |  |  | 2005.0 | Windpark Dahme GmbH & Co. KG | Bundesnetzagentur | https://www.bundesnetzagentur.de/DE/Sachgebiete/ElektrizitaetundGas/Unternehmen_Institutionen/Versorgungssicherheit/Erzeugungskapazitaeten/Kraftwerksliste/kraftwerksliste-node.html | WRI | 1057814 | [9 empty] | 167.80 | 181.92 | 175.43 | 189.61 | 166.48 | NO-ESTIMATION | NO-ESTIMATION | NO-ESTIMATION | NO-ESTIMATION | CAPACITY-FACTOR-V1 | 24.84%
DEU | Germany | Windparks Biere und Borne |  | WRI1025844 | 94.5 | 51.9605 | 11.6207 | Wind |  |  |  | 1999.0 | UWB Umspannwerk Betriebsgesellschaft Biere mbH UWB Umspannwerk Betriebsgesellschaft Borne mbH | Bundesnetzagentur | https://www.bundesnetzagentur.de/DE/Sachgebiete/ElektrizitaetundGas/Unternehmen_Institutionen/Versorgungssicherheit/Erzeugungskapazitaeten/Kraftwerksliste/kraftwerksliste-node.html | WRI | 1116082 | [9 empty] | 169.41 | 169.79 | 146.67 | 165.77 | 147.77 | HYDRO-V1 | HYDRO-V1 | HYDRO-V1 | HYDRO-V1 | HYDRO-V1 | 17.85%
DEU | Germany | Windpark Druxberge |  | WRI1025845 | 116.7 | 52.1651 | 11.2742 | Wind |  |  |  | 2003.0 | Umspannwerke Druxberge GmbH & Co. KG c/o Windstrom GmbH | Bundesnetzagentur | https://www.bundesnetzagentur.de/DE/Sachgebiete/ElektrizitaetundGas/Unternehmen_Institutionen/Versorgungssicherheit/Erzeugungskapazitaeten/Kraftwerksliste/kraftwerksliste-node.html | WRI | 1114721 | [9 empty] | 275.13 | 292.30 | 262.64 | 250.97 | 208 | NO-ESTIMATION | NO-ESTIMATION | NO-ESTIMATION | NO-ESTIMATION | CAPACITY-FACTOR-V1 | 20.35%
DEU | Germany | Windpark Hakenstedt |  | WRI1025846 | 82.7 | 52.1663 | 11.2847 | Wind |  |  |  | 1999.0 | Umspannwerke Druxberge GmbH & Co. KG c/o Windstrom GmbH | Bundesnetzagentur | https://www.bundesnetzagentur.de/DE/Sachgebiete/ElektrizitaetundGas/Unternehmen_Institutionen/Versorgungssicherheit/Erzeugungskapazitaeten/Kraftwerksliste/kraftwerksliste-node.html | WRI | [10 empty] | 142.47 | 144.95 | 127.31 | 143.93 | 133.96 | NO-ESTIMATION | NO-ESTIMATION | NO-ESTIMATION | NO-ESTIMATION | CAPACITY-FACTOR-V1 | 18.49%
DEU | Germany | SWM Wind Havelland GmbH & Co. KG |  | WRI1025847 | 171 | 52.3869 | 12.5636 | Wind |  |  |  | 2009.0 | Stadtwerke MÃ¼nchen GmbH HEAG SÃ¼dhessische Energie AG (HSE) | Bundesnetzagentur | https://www.bundesnetzagentur.de/DE/Sachgebiete/ElektrizitaetundGas/Unternehmen_Institutionen/Versorgungssicherheit/Erzeugungskapazitaeten/Kraftwerksliste/kraftwerksliste-node.html | WRI | [10 empty] | 431.71 | 411.53 | 447.61 | 414.12 | 398.48 | NO-ESTIMATION | NO-ESTIMATION | NO-ESTIMATION | NO-ESTIMATION | CAPACITY-FACTOR-V1 | 26.6%
DEU | Germany | Windpark HÃ¼selitz |  | WRI1025848 | 92.4 | 52.5174 | 11.7882 | Wind |  |  |  | 2015.0 |  | Bundesnetzagentur | https://www.bundesnetzagentur.de/DE/Sachgebiete/ElektrizitaetundGas/Unternehmen_Institutionen/Versorgungssicherheit/Erzeugungskapazitaeten/Kraftwerksliste/kraftwerksliste-node.html | WRI | [13 empty] | 264.58 | 266.9 | NO-ESTIMATION | NO-ESTIMATION | NO-ESTIMATION | NO-ESTIMATION | CAPACITY-FACTOR-V1 | 32.97%
DEU | Germany | Windpark Arneburg 2 |  | WRI1025881 | 31.5 | 52.7002 | 11.9387 | Wind |  |  |  | 2001.0 | SachsenFonds GmbH & Co. Windpark I KG | Bundesnetzagentur | https://www.bundesnetzagentur.de/DE/Sachgebiete/ElektrizitaetundGas/Unternehmen_Institutionen/Versorgungssicherheit/Erzeugungskapazitaeten/Kraftwerksliste/kraftwerksliste-node.html | WRI | 1114596 | [9 empty] | 66.70 | 68.86 | 60.57 | 56.85 | 53.86 | NO-ESTIMATION | NO-ESTIMATION | NO-ESTIMATION | NO-ESTIMATION | CAPACITY-FACTOR-V1 | 19.52%
DEU | Germany | Windpark Arneburg 2 |  | WRI1025849 | 117 | 52.7002 | 11.9387 | Wind |  |  |  | 2001.0 | SachsenFonds GmbH & Co. Windpark I KG | Bundesnetzagentur | https://www.bundesnetzagentur.de/DE/Sachgebiete/ElektrizitaetundGas/Unternehmen_Institutionen/Versorgungssicherheit/Erzeugungskapazitaeten/Kraftwerksliste/kraftwerksliste-node.html | WRI | 1114596 | [9 empty] | 276.27 | 244.18 | 223.00 | 205.21 | 196.95 | NO-ESTIMATION | NO-ESTIMATION | NO-ESTIMATION | NO-ESTIMATION | CAPACITY-FACTOR-V1 | 19.22%
DEU | Germany | UW Bertikow |  | WRI1025851 | 340 | 53.2641 | 14.0480 | Wind |  |  |  | 2003.0 | ENERTRAG Aktiengesellschaft | Bundesnetzagentur | https://www.bundesnetzagentur.de/DE/Sachgebiete/ElektrizitaetundGas/Unternehmen_Institutionen/Versorgungssicherheit/Erzeugungskapazitaeten/Kraftwerksliste/kraftwerksliste-node.html | WRI | [10 empty] | 871.88 | 884.30 | 858.07 | 668.29 | 784.11 | NO-ESTIMATION | NO-ESTIMATION | NO-ESTIMATION | NO-ESTIMATION | NO-ESTIMATION | 26.33%
DEU | Germany | Windpark Riffgat |  | WRI1025853 | 113.4 | 53.6920 | 6.4750 | Wind |  |  |  | 2014.0 | Offshore-Windpark RIFFGAT GmbH & Co. KG/EWE ERNEUERBARE ENERGIEN GmbH | Bundesnetzagentur | https://www.bundesnetzagentur.de/DE/Sachgebiete/ElektrizitaetundGas/Unternehmen_Institutionen/Versorgungssicherheit/Erzeugungskapazitaeten/Kraftwerksliste/kraftwerksliste-node.html | WRI | 1067316 | [11 empty] | 414.88 | 396.71 | 410.42 | NO-ESTIMATION | NO-ESTIMATION | NO-ESTIMATION | NO-ESTIMATION | CAPACITY-FACTOR-V1 | 41.32%
DEU | Germany | Borkum Riffgrund I |  | WRI1025854 | 312 | 53.9667 | 6.5500 | Wind |  |  |  | 2015.0 | Borkum Riffgrund I Offshore Windpark A/S GmbH & Co. oHG | Bundesnetzagentur | https://www.bundesnetzagentur.de/DE/Sachgebiete/ElektrizitaetundGas/Unternehmen_Institutionen/Versorgungssicherheit/Erzeugungskapazitaeten/Kraftwerksliste/kraftwerksliste-node.html | WRI | 1052643 | [12 empty] | 1069.17 | 1104.77 | HYDRO-V1 | HYDRO-V1 | HYDRO-V1 | HYDRO-V1 | HYDRO-V1 | 40.42%
DEU | Germany | Gode Wind 1 - Teil 1 |  | WRI1025855 | 263.1 | 54.0410 | 6.9940 | Wind |  |  |  | 2015.0 |  | Bundesnetzagentur | https://www.bundesnetzagentur.de/DE/Sachgebiete/ElektrizitaetundGas/Unternehmen_Institutionen/Versorgungssicherheit/Erzeugungskapazitaeten/Kraftwerksliste/kraftwerksliste-node.html | WRI | 1067066 | [12 empty] | 941.67 | 966.32 | HYDRO-V1 | HYDRO-V1 | HYDRO-V1 | HYDRO-V1 | HYDRO-V1 | 41.93%
DEU | Germany | Trianel Windpark Borkum |  | WRI1025857 | 200 | 54.0416 | 6.4667 | Wind |  |  |  | 2015.0 | Trianel Windkraftwerk Borkum GmbH & Co. KG | Bundesnetzagentur | https://www.bundesnetzagentur.de/DE/Sachgebiete/ElektrizitaetundGas/Unternehmen_Institutionen/Versorgungssicherheit/Erzeugungskapazitaeten/Kraftwerksliste/kraftwerksliste-node.html | WRI | [13 empty] | 742.67 | 763.84 | WIND-V1 | WIND-V1 | WIND-V1 | WIND-V1 | WIND-V1 | 43.6%
DEU | Germany | BARD Offshore 1 |  | WRI1025858 | 400 | 54.3600 | 5.9800 | Wind |  |  |  |  | Ocean Breeze Energy GmbH & Co. KG | Bundesnetzagentur | https://www.bundesnetzagentur.de/DE/Sachgebiete/ElektrizitaetundGas/Unternehmen_Institutionen/Versorgungssicherheit/Erzeugungskapazitaeten/Kraftwerksliste/kraftwerksliste-node.html | WRI | 1069079 | [13 empty] | 758.77 | HYDRO-V1 | HYDRO-V1 | HYDRO-V1 | HYDRO-V1 | HYDRO-V1 | 21.65%
DEU | Germany | Meerwind SÃ¼dIOst |  | WRI1025859 | 288 | 54.3920 | 7.7040 | Wind |  |  |  | 2014.0 | WindMW GmbH | Bundesnetzagentur | https://www.bundesnetzagentur.de/DE/Sachgebiete/ElektrizitaetundGas/Unternehmen_Institutionen/Versorgungssicherheit/Erzeugungskapazitaeten/Kraftwerksliste/kraftwerksliste-node.html | WRI | 1069282 | [11 empty] | 1005.22 | 1043.62 | 995.84 | HYDRO-V1 | HYDRO-V1 | HYDRO-V1 | HYDRO-V1 | HYDRO-V1 | 39.47%
DEU | Germany | OWP Nordsee Ost |  | WRI1025860 | 295.2 | 54.4450 | 7.6830 | Wind |  |  |  | 2014.0 | RWE International S.E. | Bundesnetzagentur | https://www.bundesnetzagentur.de/DE/Sachgebiete/ElektrizitaetundGas/Unternehmen_Institutionen/Versorgungssicherheit/Erzeugungskapazitaeten/Kraftwerksliste/kraftwerksliste-node.html | WRI | 1047463 | [11 empty] | 990.89 | 1030.14 | 996.89 | HYDRO-V1 | HYDRO-V1 | HYDRO-V1 | HYDRO-V1 | HYDRO-V1 | 38.55%
DEU | Germany | Windpark Fehmarn |  | WRI1025861 | 143 | 54.4856 | 11.1097 | Wind |  |  |  | 2006.0 | Fehmarn Netz GmbH & Co. OHG | Bundesnetzagentur | https://www.bundesnetzagentur.de/DE/Sachgebiete/ElektrizitaetundGas/Unternehmen_Institutionen/Versorgungssicherheit/Erzeugungskapazitaeten/Kraftwerksliste/kraftwerksliste-node.html | WRI | 1068833 | [9 empty] | 410.31 | 413.01 | 420.13 | 380.05 | 471 | HYDRO-V1 | HYDRO-V1 | HYDRO-V1 | HYDRO-V1 | HYDRO-V1 | 37.6%
DEU | Germany | Amrumbank West |  | WRI1025864 | 301.32 | 54.5000 | 7.7999 | Wind |  |  |  | 2015.0 |  | Bundesnetzagentur | https://www.bundesnetzagentur.de/DE/Sachgebiete/ElektrizitaetundGas/Unternehmen_Institutionen/Versorgungssicherheit/Erzeugungskapazitaeten/Kraftwerksliste/kraftwerksliste-node.html | WRI | 1060690 | [12 empty] | 1032.58 | 1066.95 | NO-ESTIMATION | NO-ESTIMATION | NO-ESTIMATION | NO-ESTIMATION | CAPACITY-FACTOR-V1 | 40.42%
DEU | Germany | Global Tech I |  | WRI1025865 | 400 | 54.5090 | 6.3670 | Wind |  |  |  | 2015.0 | HEAG SÃ¼dhessische Energie AG / Stadtwerke MÃ¼nchen GmbH | Bundesnetzagentur | https://www.bundesnetzagentur.de/DE/Sachgebiete/ElektrizitaetundGas/Unternehmen_Institutionen/Versorgungssicherheit/Erzeugungskapazitaeten/Kraftwerksliste/kraftwerksliste-node.html | WRI | 1066429 | [12 empty] | 1354.01 | 1399.69 | HYDRO-V1 | HYDRO-V1 | HYDRO-V1 | HYDRO-V1 | HYDRO-V1 | 39.95%
DEU | Germany | Windpark ReuÃŸenkÃ¶ge |  | WRI1025866 | 189.312 | 54.6409 | 9.0139 | Wind |  |  |  | 2013.0 | UW ReuÃŸenkÃ¶ge GmbH | Bundesnetzagentur | https://www.bundesnetzagentur.de/DE/Sachgebiete/ElektrizitaetundGas/Unternehmen_Institutionen/Versorgungssicherheit/Erzeugungskapazitaeten/Kraftwerksliste/kraftwerksliste-node.html | WRI | [11 empty] | 714.53 | 736.49 | 675.01 | 661.17 | NO-ESTIMATION | NO-ESTIMATION | NO-ESTIMATION | NO-ESTIMATION | NO-ESTIMATION | 39.87%
DEU | Germany | BÃ¼rgerwindpark im Kirchspiel Medelby |  | WRI1025868 | 82.23 | 54.7776 | 9.1334 | Wind |  |  |  | 2014.0 |  | Bundesnetzagentur | https://www.bundesnetzagentur.de/DE/Sachgebiete/ElektrizitaetundGas/Unternehmen_Institutionen/Versorgungssicherheit/Erzeugungskapazitaeten/Kraftwerksliste/kraftwerksliste-node.html | WRI | 1116633 | [11 empty] | 302.99 | 270.65 | 278.67 | NO-ESTIMATION | NO-ESTIMATION | NO-ESTIMATION | NO-ESTIMATION | NO-ESTIMATION | 38.69%
DEU | Germany | Baltic 2 |  | WRI1025869 | 288 | 54.9830 | 13.1620 | Wind |  |  |  | 2015.0 |  | Bundesnetzagentur | https://www.bundesnetzagentur.de/DE/Sachgebiete/ElektrizitaetundGas/Unternehmen_Institutionen/Versorgungssicherheit/Erzeugungskapazitaeten/Kraftwerksliste/kraftwerksliste-node.html | WRI | [13 empty] | 984.35 | 1040.77 | HYDRO-V1 | HYDRO-V1 | HYDRO-V1 | HYDRO-V1 | HYDRO-V1 | 41.25%
DEU | Germany | Offshore Windfarm Danysk |  | WRI1025871 | 284.4 | 55.1416 | 7.1945 | Wind |  |  |  | 2015.0 | Vattenfall Europe Windkraft GmbH / Stadtwerke MÃ¼nchen GmbH | Bundesnetzagentur | https://www.bundesnetzagentur.de/DE/Sachgebiete/ElektrizitaetundGas/Unternehmen_Institutionen/Versorgungssicherheit/Erzeugungskapazitaeten/Kraftwerksliste/kraftwerksliste-node.html | WRI | [13 empty] | 995.37 | 1027.76 | NO-ESTIMATION | NO-ESTIMATION | NO-ESTIMATION | NO-ESTIMATION | CAPACITY-FACTOR-V1 | 41.25%
DEU | Germany | Butendiek |  | WRI1025870 | 288 | 55.0190 | 7.7740 | Wind |  |  |  | 2015.0 | OWP Butendiek GmbH & Co. KG | Bundesnetzagentur | https://www.bundesnetzagentur.de/DE/Sachgebiete/ElektrizitaetundGas/Unternehmen_Institutionen/Versorgungssicherheit/Erzeugungskapazitaeten/Kraftwerksliste/kraftwerksliste-node.html | WRI | 1056365 | [12 empty] | 1007.97 | 1040.77 | NO-ESTIMATION | NO-ESTIMATION | NO-ESTIMATION | NO-ESTIMATION | CAPACITY-FACTOR-V1 | 41.25% | 35 | 3.3946 | 0.029736
DNK | Denmark | Roedsand 1 |  | WRI1022040 | 165.6 | 54.5400 | 11.7150 | Wind |  |  |  | 2003.0 |  | ENTSOE | https://transparency.entsoe.eu/generation/r2/installedCapacityPerProductionUnit/show | GEODB | [10 empty] | 510.25 | 647.04 | 605.08 | 486.69 | 576.6 | HYDRO-V1 | HYDRO-V1 | HYDRO-V1 | HYDRO-V1 | HYDRO-V1 | 39.75%
DNK | Denmark | Vindeby |  | WRI1029996 | 5 | 54.9700 | 11.1301 | Wind |  |  |  |  | Dong Energy | Dong Energy | http://www.dongenergy.com/en/our-business/wind-power | WRI | 1015607 | [13 empty] | 13.38 | HYDRO-V1 | HYDRO-V1 | HYDRO-V1 | HYDRO-V1 | HYDRO-V1 | 30.55%
DNK | Denmark | Rejsby Hede |  | WRI1002302 | 23.4 | 55.0373 | 8.6666 | Wind |  |  |  | 1995.0 | 100% Vattenfall | Vattenfall | http://powerplants.vattenfall.com/#/countries=Denmark/view=list/sort=name | WRI | 1022598 | [9 empty] | 64.70 | 69.17 | 72.53 | 63.35 | 72.25 | HYDRO-V1 | HYDRO-V1 | HYDRO-V1 | HYDRO-V1 | HYDRO-V1 | 35.25%
DNK | Denmark | Sprogo |  | WRI1030002 | 21 | 55.3436 | 10.9603 | Wind |  |  |  | 2009.0 | Great Belt Link | Wind Power | http://www.windpower.org/composite-2152.htm | WRI | 1074523 | [9 empty] | 75.61 | 70.07 | 67.99 | 64.68 | 71.32 | HYDRO-V1 | HYDRO-V1 | HYDRO-V1 | HYDRO-V1 | HYDRO-V1 | 38.77%
DNK | Denmark | Draeby Fed |  | WRI1002293 | 9.2 | 55.4503 | 10.5215 | Wind |  |  |  | 2010.0 | 100% Vattenfall | Vattenfall | http://powerplants.vattenfall.com/#/countries=Denmark/view=list/sort=name | CARMA | 1106429 | [9 empty] | 31.14 | 23.94 | 23.26 | 15.76 | 21.19 | HYDRO-V1 | HYDRO-V1 | HYDRO-V1 | HYDRO-V1 | HYDRO-V1 | 26.29%
DNK | Denmark | Avedore Holme |  | WRI1029998 | 11 | 55.6022 | 12.4611 | Wind |  |  |  | 2009.0 | Dong Energy | Dong Energy | http://www.dongenergy.com/en/our-business/wind-power | WRI | 1045570 | [9 empty] | 31.46 | 24.43 | 23.47 | 25.02 | 25.75 | NO-ESTIMATION | NO-ESTIMATION | NO-ESTIMATION | NO-ESTIMATION | CAPACITY-FACTOR-V1 | 26.72%
DNK | Denmark | Middelgrunden |  | WRI1029997 | 20 | 55.6908 | 12.6703 | Wind |  |  |  | 2000.0 | Dong Energy | Dong Energy | http://www.dongenergy.com/en/our-business/wind-power | WRI | 1048282 | [9 empty] | 46.58 | 49.26 | 67.57 | 48.13 | 53.67 | NO-ESTIMATION | NO-ESTIMATION | NO-ESTIMATION | NO-ESTIMATION | CAPACITY-FACTOR-V1 | 30.63%
DNK | Denmark | Samso |  | WRI1030001 | 23 | 55.7200 | 10.5801 | Wind |  |  |  | 2003.0 | Vindenergi Aps | 4C Offshore | http://www.4coffshore.com/windfarms/sams%C3%B8-denmark-dk01.html | WRI | [10 empty] | 64.40 | 83.28 | 79.96 | 62.64 | 80.14 | NO-ESTIMATION | NO-ESTIMATION | NO-ESTIMATION | NO-ESTIMATION | CAPACITY-FACTOR-V1 | 39.78%
DNK | Denmark | Hagesholm |  | WRI1002295 | 23 | 55.7606 | 11.5615 | Wind |  |  |  |  | 100% Vattenfall | Vattenfall | http://powerplants.vattenfall.com/#/countries=Denmark/view=list/sort=name | WRI | 1106449 | [13 empty] | 61.55 | NO-ESTIMATION | NO-ESTIMATION | NO-ESTIMATION | NO-ESTIMATION | CAPACITY-FACTOR-V1 | 30.55%
DNK | Denmark | Tuno Knob |  | WRI1030003 | 5 | 55.9694 | 10.3556 | Wind |  |  |  | 1995.0 | Dong Energy | Dong Energy | http://www.dongenergy.com/en/our-business/wind-power | WRI | 1022601 | [9 empty] | 8.67 | 10.11 | 11.10 | 9.32 | 11.04 | NO-ESTIMATION | NO-ESTIMATION | NO-ESTIMATION | NO-ESTIMATION | CAPACITY-FACTOR-V1 | 25.21%
DNK | Denmark | Hollandsbjerg |  | WRI1002296 | 16.5 | 56.4845 | 10.2489 | Wind |  |  |  | 2002.0 | 100% Vattenfall | Vattenfall | http://powerplants.vattenfall.com/#/countries=Denmark/view=list/sort=name | WRI | 1034315 | [9 empty] | 37.89 | 38.00 | 53.43 | 45.85 | 51.9 | NO-ESTIMATION | NO-ESTIMATION | NO-ESTIMATION | NO-ESTIMATION | CAPACITY-FACTOR-V1 | 35.91%
DNK | Denmark | Ronland 1 |  | WRI1030000 | 17 | 56.6630 | 8.2202 | Wind |  |  |  | 2003.0 | Dansk Vindenergi ApS | 4C Offshore | http://www.4coffshore.com/windfarms/r%C3%B8nland-denmark-dk04.html | WRI | 1068068 | [9 empty] | 50.21 | 55.72 | 52.14 | 48.86 | 53.34 | NO-ESTIMATION | NO-ESTIMATION | NO-ESTIMATION | NO-ESTIMATION | CAPACITY-FACTOR-V1 | 35.82%
DNK | Denmark | Klim Fjordholme |  | WRI1002298 | 67.2 | 57.0599 | 9.1563 | Wind |  |  |  | 1996.0 | 95% Vattenfall | Vattenfall | http://powerplants.vattenfall.com/#/countries=Denmark/view=list/sort=name | WRI | 1058958 | [9 empty] | 172.68 | 194.07 | 202.93 | 172.48 | 202.13 | HYDRO-V1 | HYDRO-V1 | HYDRO-V1 | HYDRO-V1 | HYDRO-V1 | 34.34%
DNK | Denmark | NÃƒÂ¸rre ÃƒËœkse SÃƒÂ¸ |  | WRI1002300 | 17.3 | 57.1252 | 9.5452 | Wind |  |  |  |  | 100% Vattenfall | Vattenfall | http://powerplants.vattenfall.com/#/countries=Denmark/view=list/sort=name | WRI | 1024245 | [13 empty] | 46.3 | NO-ESTIMATION | NO-ESTIMATION | NO-ESTIMATION | NO-ESTIMATION | NO-ESTIMATION | 30.55%
DNK | Denmark | Frederikshavn |  | WRI1029999 | 8 | 57.4438 | 10.5621 | Wind |  |  |  | 2003.0 | Dong Energy | Dong Energy | http://www.dongenergy.com/en/our-business/wind-power | WRI | 1057399 | [9 empty] | 14.33 | 23.74 | 22.05 | 19.16 | 21.67 | NO-ESTIMATION | NO-ESTIMATION | NO-ESTIMATION | NO-ESTIMATION | CAPACITY-FACTOR-V1 | 30.92%
DNK | Denmark | Anholt |  | WRI1022033 | 399.6 | 56.6030 | 11.2090 | Wind |  |  |  | 2013.0 | 50% Dong Energy | ENTSOE | https://transparency.entsoe.eu/generation/r2/installedCapacityPerProductionUnit/show | GEODB | 1080357 |  |  |  | 1630.85 | 1661.659 | 1880.955 |  |  | JRC-PPDB-OPEN |  | 1542.04 | 1550.15 | 1500.04 | 1359.44 | NO-ESTIMATION | NO-ESTIMATION | NO-ESTIMATION | NO-ESTIMATION | CAPACITY-FACTOR-V1 | 38.84% | 13.9 | 11.1645 | 0.097801
DNK | Denmark | Horns Rev A |  | WRI1002297 | 160 | 55.5297 | 7.9062 | Wind |  |  |  | 2002.0 | 60% Vattenfall | ENTSOE | https://transparency.entsoe.eu/generation/r2/installedCapacityPerProductionUnit/show | WRI | 1049047 |  |  |  | 1364.05 | 1435.203 | 1513.039 |  |  | JRC-PPDB-OPEN | 592.73 | 614.85 | 595.35 | 543.28 | 579.02 | HYDRO-V1 | HYDRO-V1 | HYDRO-V1 | HYDRO-V1 | HYDRO-V1 | 41.31% | 20 | 3.3049 | 0.028951
DNK | Denmark | Horns Rev B |  | WRI1022038 | 209.3 | 55.6000 | 7.5825 | Wind |  |  |  | 2010.0 |  | ENTSOE | https://transparency.entsoe.eu/generation/r2/installedCapacityPerProductionUnit/show | GEODB | 1063705 | [9 empty] | 839.80 | 717.99 | 680.20 | 676.87 | 644.88 | NO-ESTIMATION | NO-ESTIMATION | NO-ESTIMATION | NO-ESTIMATION | NO-ESTIMATION | 35.17% | 35 | 2.1033 | 0.018425
DNK | Denmark | Roedsand 2 |  | WRI1022039 | 207 | 54.5228 | 11.5447 | Wind |  |  |  | 2010.0 |  | ENTSOE | https://transparency.entsoe.eu/generation/r2/installedCapacityPerProductionUnit/show | GEODB | 1062298 |  |  |  | 849.55 | 714.044 | 830.765 |  |  | JRC-PPDB-OPEN | 804.88 | 701.73 | 672.72 | 627.81 | 637.79 | NO-ESTIMATION | NO-ESTIMATION | NO-ESTIMATION | NO-ESTIMATION | CAPACITY-FACTOR-V1 | 35.17% | 35 | 2.0802 | 0.018223
DOM | Dominican Republic | Los Cocos 2 |  | WRI1023729 | 52 | 17.8726 | -71.2892 | Wind |  |  |  |  | EGE-Haina | National Interconnected System of the Dominican Republic | http://www.oc.org.do/INFORMES/Administrativos/InformeAnual.aspx | WRI | 1081184 | [13 empty] | 150.37 | NO-ESTIMATION | NO-ESTIMATION | NO-ESTIMATION | NO-ESTIMATION | CAPACITY-FACTOR-V1 | 33.01%
EGY | Egypt | Zafarana |  | WRI1000087 | 547 | 29.2392 | 32.5983 | Wind | [5 empty] | Egyptian Electricity Holding Company | http://www.moee.gov.eg/english_new/report.aspx | GEODB | 1014142 |  |  | 1332.0 | [5 empty] | Egyptian Electricity Holding Company |  |  |  |  | 1604.53 | NO-ESTIMATION | NO-ESTIMATION | NO-ESTIMATION | NO-ESTIMATION | CAPACITY-FACTOR-V1 | 33.49% | 397.8182 | 0.46043 | 0.0040333
ESP | Spain | P.E. FOLCH II |  | WRI1023535 | 64.5 | -0.2108 | 40.4682 | Wind |  |  |  | 2006.0 | ENERGIAS RENOVABLES MEDITERRANEAS S.A. | Red ElÃ©ctrica de EspaÃ±a | http://www.ree.es/en/statistical-data-of-spanish-electrical-system/annual-report/preliminary-report-spanish-electricity-system-2015 | WRI | [10 empty] | 160.70 | 151.99 | 162.02 | 169.07 | 160.85 | NO-ESTIMATION | NO-ESTIMATION | NO-ESTIMATION | NO-ESTIMATION | CAPACITY-FACTOR-V1 | 28.47%
ESP | Spain | P.E. FERREIRA 2 |  | WRI1007043 | 49.5 | -2.9997 | 37.2174 | Wind |  |  |  | 2007.0 | IBERDROLA RENOVABLES DE ANDALUCIA. S.A.U. | Red ElÃ©ctrica de EspaÃ±a | http://www.ree.es/en/statistical-data-of-spanish-electrical-system/annual-report/preliminary-report-spanish-electricity-system-2015 | WRI | 1079539 | [9 empty] | 133.75 | 125.49 | 121.87 | 131.37 | 125.94 | NO-ESTIMATION | NO-ESTIMATION | NO-ESTIMATION | NO-ESTIMATION | CAPACITY-FACTOR-V1 | 29.04%
ESP | Spain | LA ZARZUELA |  | WRI1006598 | 41.8 | 36.0139 | -5.6069 | Wind |  |  |  | 2012.0 | CYL ENERGIA EOLICA S.L.U. | Red ElÃ©ctrica de EspaÃ±a | http://www.ree.es/en/statistical-data-of-spanish-electrical-system/annual-report/preliminary-report-spanish-electricity-system-2015 | CARMA | 1110492 | [9 empty] | 144.63 | 134.01 | 113.24 | 112.88 | 123.94 | NO-ESTIMATION | NO-ESTIMATION | NO-ESTIMATION | NO-ESTIMATION | CAPACITY-FACTOR-V1 | 33.85%
ESP | Spain | P.E . PEDREGOSO B |  | WRI1006892 | 14.85 | 36.0139 | -5.6069 | Wind |  |  |  | 2006.0 | EOLICA EL PEDREGOSO S.L. | Red ElÃ©ctrica de EspaÃ±a | http://www.ree.es/en/statistical-data-of-spanish-electrical-system/annual-report/preliminary-report-spanish-electricity-system-2015 | CARMA | [10 empty] | 33.76 | 34.90 | 38.90 | 37.52 | 37.48 | NO-ESTIMATION | NO-ESTIMATION | NO-ESTIMATION | NO-ESTIMATION | CAPACITY-FACTOR-V1 | 28.81%
ESP | Spain | P.E. PEDREGOSO A |  | WRI1006912 | 14.85 | 36.0139 | -5.6069 | Wind |  |  |  | 2006.0 | EOLICA EL PEDREGOSO S.L. | Red ElÃ©ctrica de EspaÃ±a | http://www.ree.es/en/statistical-data-of-spanish-electrical-system/annual-report/preliminary-report-spanish-electricity-system-2015 | CARMA | [10 empty] | 33.76 | 34.90 | 38.90 | 37.52 | 37.48 | NO-ESTIMATION | NO-ESTIMATION | NO-ESTIMATION | NO-ESTIMATION | CAPACITY-FACTOR-V1 | 28.81%
ESP | Spain | P.E. HINOJAL I |  | WRI1007055 | 14 | 36.0139 | -5.6069 | Wind |  |  |  | 2007.0 | PARQUE EOLICO EL HINOJAL S.L. | Red ElÃ©ctrica de EspaÃ±a | http://www.ree.es/en/statistical-data-of-spanish-electrical-system/annual-report/preliminary-report-spanish-electricity-system-2015 | CARMA | 1071225 | [9 empty] | 34.32 | 32.95 | 33.53 | 35.99 | 37.67 | NO-ESTIMATION | NO-ESTIMATION | NO-ESTIMATION | NO-ESTIMATION | CAPACITY-FACTOR-V1 | 30.72%
ESP | Spain | P.E. LA HERRERIA |  | WRI1007072 | 44.8 | 36.0139 | -5.6069 | Wind |  |  |  | 2005.0 | AEROGENERADORES DEL SUR S.A. | Red ElÃ©ctrica de EspaÃ±a | http://www.ree.es/en/statistical-data-of-spanish-electrical-system/annual-report/preliminary-report-spanish-electricity-system-2015 | CARMA | 1059145 | [9 empty] | 113.42 | 116.47 | 114.86 | 106.34 | 110.34 | NO-ESTIMATION | NO-ESTIMATION | NO-ESTIMATION | NO-ESTIMATION | NO-ESTIMATION | 28.12%
ESP | Spain | P.E. LA ZARZUELA II |  | WRI1007087 | 16 | 36.0139 | -5.6069 | Wind |  |  |  | 2007.0 | PARQUE EOLICO HINOJAL S.L. | Red ElÃ©ctrica de EspaÃ±a | http://www.ree.es/en/statistical-data-of-spanish-electrical-system/annual-report/preliminary-report-spanish-electricity-system-2015 | CARMA | 1074349 | [9 empty] | 39.22 | 37.66 | 38.32 | 41.13 | 43.05 | NO-ESTIMATION | NO-ESTIMATION | NO-ESTIMATION | NO-ESTIMATION | CAPACITY-FACTOR-V1 | 30.71%
ESP | Spain | P.E. PEDREGOSO D |  | WRI1007161 | 14.85 | 36.0139 | -5.6069 | Wind |  |  |  | 2006.0 | EOLICA DEL PINO S.L. | Red ElÃ©ctrica de EspaÃ±a | http://www.ree.es/en/statistical-data-of-spanish-electrical-system/annual-report/preliminary-report-spanish-electricity-system-2015 | CARMA | [10 empty] | 33.76 | 34.90 | 38.90 | 37.52 | 37.48 | NO-ESTIMATION | NO-ESTIMATION | NO-ESTIMATION | NO-ESTIMATION | NO-ESTIMATION | 28.81%
ESP | Spain | PARQUE EOLICO EL BANCAL |  | WRI1007418 | 21 | 36.0139 | -5.6069 | Wind |  |  |  | 2007.0 | RWE INNOGY AERSA S.A. | Red ElÃ©ctrica de EspaÃ±a | http://www.ree.es/en/statistical-data-of-spanish-electrical-system/annual-report/preliminary-report-spanish-electricity-system-2015 | CARMA | 1063303 | [9 empty] | 56.94 | 50.00 | 50.87 | 59.51 | 63.63 | HYDRO-V1 | HYDRO-V1 | HYDRO-V1 | HYDRO-V1 | HYDRO-V1 | 34.59%
ESP | Spain | PARQUE EOLICO LOS LANCES |  | WRI1007543 | 10.68 | 36.0139 | -5.6069 | Wind |  |  |  | 1999.0 | SOCIEDAD EOLICA LOS LANCES | Red ElÃ©ctrica de EspaÃ±a | http://www.ree.es/en/statistical-data-of-spanish-electrical-system/annual-report/preliminary-report-spanish-electricity-system-2015 | CARMA | 1047651 | [9 empty] | 15.20 | 17.69 | 18.14 | 14.48 | 16.27 | HYDRO-V1 | HYDRO-V1 | HYDRO-V1 | HYDRO-V1 | HYDRO-V1 | 17.39%
ESP | Spain | PARQUE EOLICO LOS SIGLOS |  | WRI1007552 | 18 | 36.0139 | -5.6069 | Wind |  |  |  | 2007.0 | RWE INNOGY AERSA S.A. | Red ElÃ©ctrica de EspaÃ±a | http://www.ree.es/en/statistical-data-of-spanish-electrical-system/annual-report/preliminary-report-spanish-electricity-system-2015 | CARMA | 1063304 | [9 empty] | 44.13 | 42.37 | 43.12 | 46.28 | 48.44 | NO-ESTIMATION | NO-ESTIMATION | SOLAR-V1 | SOLAR-V1 | SOLAR-V1 | 30.72%
ESP | Spain | PARQUE EOLICO TAHIVILLA |  | WRI1007704 | 30 | 36.0139 | -5.6069 | Wind |  |  |  |  | DESARROLLOS EOLICOS DE TARIFA S.A. | Red ElÃ©ctrica de EspaÃ±a | http://www.ree.es/en/statistical-data-of-spanish-electrical-system/annual-report/preliminary-report-spanish-electricity-system-2015 | CARMA | 1013640 | [13 empty] | 63.8 | NO-ESTIMATION | NO-ESTIMATION | NO-ESTIMATION | NO-ESTIMATION | NO-ESTIMATION | 24.28%
ESP | Spain | P.E. EL PINO |  | WRI1007027 | 24.6 | 36.1848 | -5.4921 | Wind |  |  |  | 2006.0 | ENERGIAS EOLICAS DEL PINO S.L. | Red ElÃ©ctrica de EspaÃ±a | http://www.ree.es/en/statistical-data-of-spanish-electrical-system/annual-report/preliminary-report-spanish-electricity-system-2015 | CARMA | 1078533 | [9 empty] | 58.59 | 58.20 | 62.80 | 59.97 | 55.7 | NO-ESTIMATION | NO-ESTIMATION | NO-ESTIMATION | NO-ESTIMATION | NO-ESTIMATION | 25.85%
ESP | Spain | P.E. RIO ALMODOVAR |  | WRI1007191 | 12.8 | 36.1949 | -5.7634 | Wind |  |  |  | 2004.0 | CORPORACION ACCIONA EOLICA S.L.U | Red ElÃ©ctrica de EspaÃ±a | http://www.ree.es/en/statistical-data-of-spanish-electrical-system/annual-report/preliminary-report-spanish-electricity-system-2015 | CARMA | 1058547 | [9 empty] | 32.42 | 32.42 | 31.25 | 28.92 | 28.25 | NO-ESTIMATION | NO-ESTIMATION | NO-ESTIMATION | NO-ESTIMATION | CAPACITY-FACTOR-V1 | 25.19%
ESP | Spain | PARQUE EOLICO RIO ALMODOVAR |  | WRI1007624 | 16.5 | 36.1949 | -5.7634 | Wind |  |  |  |  | ENDESA COGENERACION Y RENOVABLES S.A. | Red ElÃ©ctrica de EspaÃ±a | http://www.ree.es/en/statistical-data-of-spanish-electrical-system/annual-report/preliminary-report-spanish-electricity-system-2015 | CARMA | [14 empty] | 35.09 | NO-ESTIMATION | NO-ESTIMATION | NO-ESTIMATION | NO-ESTIMATION | CAPACITY-FACTOR-V1 | 24.28%
ESP | Spain | LOS LLANOS |  | WRI1006648 | 38 | 36.4469 | -5.2858 | Wind |  |  |  | 2011.0 | PRODUCTOR REGIONAL DE ENERGIAS RENOVABLES III S.A | Red ElÃ©ctrica de EspaÃ±a | http://www.ree.es/en/statistical-data-of-spanish-electrical-system/annual-report/preliminary-report-spanish-electricity-system-2015 | CARMA | 1089450 | [9 empty] | 118.78 | 108.31 | 89.30 | 99.40 | 94.88 | NO-ESTIMATION | NO-ESTIMATION | NO-ESTIMATION | NO-ESTIMATION | NO-ESTIMATION | 28.5%
ESP | Spain | P.E. LOS LLANOS |  | WRI1007116 | 33.4 | 36.4469 | -5.2858 | Wind |  |  |  |  | EXPLOTACIONES EOLICAS SIERRA DE UTRERA | Red ElÃ©ctrica de EspaÃ±a | http://www.ree.es/en/statistical-data-of-spanish-electrical-system/annual-report/preliminary-report-spanish-electricity-system-2015 | CARMA | 1049604 | [13 empty] | 71.03 | NO-ESTIMATION | NO-ESTIMATION | NO-ESTIMATION | NO-ESTIMATION | NO-ESTIMATION | 24.28%
ESP | Spain | P. E. LOS ALBUREJOS |  | WRI1006826 | 10 | 36.4569 | -5.9272 | Wind |  |  |  | 2007.0 | IBERENOVA PROMOCIONES S.A. | Red ElÃ©ctrica de EspaÃ±a | http://www.ree.es/en/statistical-data-of-spanish-electrical-system/annual-report/preliminary-report-spanish-electricity-system-2015 | CARMA | 1064282 | [9 empty] | 24.39 | 22.68 | 24.38 | 24.36 | 23.85 | NO-ESTIMATION | NO-ESTIMATION | NO-ESTIMATION | NO-ESTIMATION | NO-ESTIMATION | 27.23%
ESP | Spain | PARQUE EOLICO EL CENTENAR |  | WRI1007423 | 40 | 36.5390 | -5.3868 | Wind |  |  |  | 2009.0 | IBERDROLA RENOVABLES ANDALUCIA S.A.U. | Red ElÃ©ctrica de EspaÃ±a | http://www.ree.es/en/statistical-data-of-spanish-electrical-system/annual-report/preliminary-report-spanish-electricity-system-2015 | CARMA | 1074283 | [9 empty] | 106.37 | 104.40 | 89.06 | 89.23 | 88.83 | WIND-V1 | WIND-V1 | WIND-V1 | WIND-V1 | WIND-V1 | 25.35%
ESP | Spain | P. E. CORTIJO DE GUERRA I |  | WRI1006772 | 40.8 | 36.6865 | -6.1361 | Wind |  |  |  | 2007.0 | PARQUE EOLICO PUERTO REAL I S.L.U. | Red ElÃ©ctrica de EspaÃ±a | http://www.ree.es/en/statistical-data-of-spanish-electrical-system/annual-report/preliminary-report-spanish-electricity-system-2015 | CARMA | 1073049 | [9 empty] | 113.23 | 103.48 | 102.96 | 107.81 | 104.63 | WIND-V1 | WIND-V1 | WIND-V1 | WIND-V1 | WIND-V1 | 29.27%
ESP | Spain | P.E. ALIJAR |  | WRI1006927 | 24 | 36.6865 | -6.1361 | Wind |  |  |  | 2005.0 | BECOSA EOLICO ALIJAR S.A.U. | Red ElÃ©ctrica de EspaÃ±a | http://www.ree.es/en/statistical-data-of-spanish-electrical-system/annual-report/preliminary-report-spanish-electricity-system-2015 | CARMA | 1063087 | [9 empty] | 57.77 | 59.97 | 60.79 | 55.19 | 53.09 | WIND-V1 | WIND-V1 | WIND-V1 | WIND-V1 | WIND-V1 | 25.25%
ESP | Spain | PARQUE EOLICO CORTIJO DE GUERRA II |  | WRI1007362 | 28 | 36.6865 | -6.1361 | Wind |  |  |  | 2007.0 | LDV CORTIJO DE GUERRA S.L. | Red ElÃ©ctrica de EspaÃ±a | http://www.ree.es/en/statistical-data-of-spanish-electrical-system/annual-report/preliminary-report-spanish-electricity-system-2015 | CARMA | 1066485 | [9 empty] | 72.53 | 65.83 | 67.52 | 70.25 | 68.08 | NO-ESTIMATION | NO-ESTIMATION | WIND-V1 | WIND-V1 | WIND-V1 | 27.76%
ESP | Spain | P.E. EL CONJURO |  | WRI1007014 | 13.6 | 36.7507 | -3.5179 | Wind |  |  |  | 2006.0 | SOLWINDET EL CONJURO S.L. | Red ElÃ©ctrica de EspaÃ±a | http://www.ree.es/en/statistical-data-of-spanish-electrical-system/annual-report/preliminary-report-spanish-electricity-system-2015 | CARMA | 1066431 | [9 empty] | 32.94 | 32.50 | 36.14 | 35.03 | 41.87 | NO-ESTIMATION | NO-ESTIMATION | WIND-V1 | WIND-V1 | WIND-V1 | 35.14%
ESP | Spain | PARQUE EOLICO EL CONJURO |  | WRI1007425 | 17 | 36.7507 | -3.5179 | Wind |  |  |  | 2006.0 | OLIVENTO S.L. | Red ElÃ©ctrica de EspaÃ±a | http://www.ree.es/en/statistical-data-of-spanish-electrical-system/annual-report/preliminary-report-spanish-electricity-system-2015 | CARMA | 1070155 | [9 empty] | 41.18 | 40.63 | 45.18 | 43.79 | 52.34 | NO-ESTIMATION | NO-ESTIMATION | WIND-V1 | WIND-V1 | WIND-V1 | 35.15%
ESP | Spain | P. E. EL SARDON |  | WRI1006798 | 25.5 | 36.7702 | -2.9543 | Wind |  |  |  | 2006.0 | OLIVENTO S.L. | Red ElÃ©ctrica de EspaÃ±a | http://www.ree.es/en/statistical-data-of-spanish-electrical-system/annual-report/preliminary-report-spanish-electricity-system-2015 | CARMA | 1062169 | [9 empty] | 57.11 | 56.45 | 64.46 | 59.36 | 74.42 | NO-ESTIMATION | WIND-V1 | WIND-V1 | WIND-V1 | WIND-V1 | 33.32%
ESP | Spain | PARQUE EOLICO ENIX |  | WRI1007452 | 13.2 | 36.8773 | -2.6018 | Wind |  |  |  | 1997.0 | ENEL GREEN POWER ESPANA S.L. | Red ElÃ©ctrica de EspaÃ±a | http://www.ree.es/en/statistical-data-of-spanish-electrical-system/annual-report/preliminary-report-spanish-electricity-system-2015 | CARMA | 1040500 | [9 empty] | 24.51 | 23.84 | 25.43 | 23.29 | 23.57 | NO-ESTIMATION | NO-ESTIMATION | NO-ESTIMATION | NO-ESTIMATION | CAPACITY-FACTOR-V1 | 20.38%
ESP | Spain | PARQUE EOLICO CERRO DE LA HIGUERA |  | WRI1007350 | 36 | 36.8780 | -4.8469 | Wind |  |  |  | 2009.0 | SISTEMAS ENERGETICOS DE LA HIGUERA S.A.U. | Red ElÃ©ctrica de EspaÃ±a | http://www.ree.es/en/statistical-data-of-spanish-electrical-system/annual-report/preliminary-report-spanish-electricity-system-2015 | CARMA | 1076579 | [9 empty] | 94.56 | 93.55 | 91.16 | 80.58 | 85.63 | NO-ESTIMATION | NO-ESTIMATION | NO-ESTIMATION | NO-ESTIMATION | CAPACITY-FACTOR-V1 | 27.15%
ESP | Spain | PARQUE EOLICO NACIMIENTO |  | WRI1007584 | 22 | 37.1061 | -2.6485 | Wind |  |  |  | 2008.0 | SISTEMAS ENERGETICOS NACIMIENTO S.A. | Red ElÃ©ctrica de EspaÃ±a | http://www.ree.es/en/statistical-data-of-spanish-electrical-system/annual-report/preliminary-report-spanish-electricity-system-2015 | CARMA | [10 empty] | 57.06 | 53.98 | 50.94 | 50.40 | 58.51 | NO-ESTIMATION | NO-ESTIMATION | NO-ESTIMATION | NO-ESTIMATION | CAPACITY-FACTOR-V1 | 30.36%
ESP | Spain | P.E. DO VILAN |  | WRI1007005 | 16.9 | 37.1766 | -2.9502 | Wind |  |  |  | 2003.0 | ENEL GREEN POWER ESPANA S.L. | Red ElÃ©ctrica de EspaÃ±a | http://www.ree.es/en/statistical-data-of-spanish-electrical-system/annual-report/preliminary-report-spanish-electricity-system-2015 | CARMA | 1032417 | [9 empty] | 43.84 | 52.03 | 48.65 | 40.15 | 35.51 | NO-ESTIMATION | NO-ESTIMATION | NO-ESTIMATION | NO-ESTIMATION | CAPACITY-FACTOR-V1 | 23.99%
ESP | Spain | P.E. DOLAR 1 |  | WRI1007006 | 99 | 37.1766 | -2.9502 | Wind |  |  |  | 2007.0 | IBERDROLA RENOVABLES DE ANDLAUCIA.S.AU. | Red ElÃ©ctrica de EspaÃ±a | http://www.ree.es/en/statistical-data-of-spanish-electrical-system/annual-report/preliminary-report-spanish-electricity-system-2015 | CARMA | 1074350 | [9 empty] | 240.83 | 232.67 | 216.58 | 231.08 | 226.57 | NO-ESTIMATION | NO-ESTIMATION | NO-ESTIMATION | NO-ESTIMATION | CAPACITY-FACTOR-V1 | 26.13%
ESP | Spain | P.E.HUENEJA 3 |  | WRI1007279 | 49.5 | 37.1766 | -2.9502 | Wind |  |  |  | 2007.0 | IBERDROLA RENOVABLES DE ANDALUCIA. S.A.U. | Red ElÃ©ctrica de EspaÃ±a | http://www.ree.es/en/statistical-data-of-spanish-electrical-system/annual-report/preliminary-report-spanish-electricity-system-2015 | CARMA | 1079538 | [9 empty] | 134.47 | 125.56 | 122.52 | 129.81 | 127.51 | HYDRO-V1 | HYDRO-V1 | HYDRO-V1 | HYDRO-V1 | HYDRO-V1 | 29.41%
ESP | Spain | PARQUE EOLICO DE LAS AZORRILLAS |  | WRI1007390 | 32 | 37.1882 | -3.6067 | Wind |  |  |  |  | SINAE ENERGIA Y MEDIO AMBIENTE S.A. | Red ElÃ©ctrica de EspaÃ±a | http://www.ree.es/en/statistical-data-of-spanish-electrical-system/annual-report/preliminary-report-spanish-electricity-system-2015 | CARMA | [14 empty] | 68.05 | NO-ESTIMATION | NO-ESTIMATION | NO-ESTIMATION | NO-ESTIMATION | CAPACITY-FACTOR-V1 | 24.28%
ESP | Spain | PARQUE EOLICO DE LAS PEDRIZAS |  | WRI1007391 | 24 | 37.1882 | -3.6067 | Wind |  |  |  |  | EOLICAS COMUNIDAD VALENCIANA S.A. | Red ElÃ©ctrica de EspaÃ±a | http://www.ree.es/en/statistical-data-of-spanish-electrical-system/annual-report/preliminary-report-spanish-electricity-system-2015 | CARMA | [14 empty] | 51.04 | NO-ESTIMATION | NO-ESTIMATION | NO-ESTIMATION | NO-ESTIMATION | NO-ESTIMATION | 24.28%
ESP | Spain | PARQUE EOLICO HERMANAS |  | WRI1007465 | 28.38 | 37.2829 | -5.9209 | Wind |  |  |  |  | ENERGIA HIDROELECTRICA DE NAVARRA S.A. | Red ElÃ©ctrica de EspaÃ±a | http://www.ree.es/en/statistical-data-of-spanish-electrical-system/annual-report/preliminary-report-spanish-electricity-system-2015 | CARMA | [14 empty] | 60.35 | HYDRO-V1 | HYDRO-V1 | HYDRO-V1 | HYDRO-V1 | HYDRO-V1 | 24.28%
ESP | Spain | PARQUE EOLICO CORTIJO DE IRUELAS |  | WRI1007363 | 13.6 | 37.3167 | -4.0500 | Wind |  |  |  | 2005.0 | CORPORACION ACCIONA EOLICA S.L.U | Red ElÃ©ctrica de EspaÃ±a | http://www.ree.es/en/statistical-data-of-spanish-electrical-system/annual-report/preliminary-report-spanish-electricity-system-2015 | CARMA | 1058550 | [9 empty] | 35.13 | 35.55 | 20.43 | 44.97 | 36.27 | NO-ESTIMATION | NO-ESTIMATION | NO-ESTIMATION | NO-ESTIMATION | NO-ESTIMATION | 30.44%
ESP | Spain | PARQUE EOLICO PALOMAREJO |  | WRI1007592 | 30 | 37.3222 | -6.0586 | Wind |  |  |  | 2012.0 | ALDESA EOLICO PALOMAREJO S.A.U | Red ElÃ©ctrica de EspaÃ±a | http://www.ree.es/en/statistical-data-of-spanish-electrical-system/annual-report/preliminary-report-spanish-electricity-system-2015 | CARMA | 1087653 | [9 empty] | 85.07 | 83.23 | 81.27 | 76.00 | 78.36 | HYDRO-V1 | HYDRO-V1 | HYDRO-V1 | HYDRO-V1 | HYDRO-V1 | 29.82%
ESP | Spain | P.E. LA CELAYA |  | WRI1007064 | 28.8 | 37.3449 | -2.5091 | Wind |  |  |  | 2005.0 | DESARROLLOS EOLICOS DE LUGO S.A.U. | Red ElÃ©ctrica de EspaÃ±a | http://www.ree.es/en/statistical-data-of-spanish-electrical-system/annual-report/preliminary-report-spanish-electricity-system-2015 | CARMA | 1073598 | [9 empty] | 63.76 | 71.97 | 71.14 | 84.04 | 79.97 | HYDRO-V1 | HYDRO-V1 | HYDRO-V1 | HYDRO-V1 | HYDRO-V1 | 31.7%
ESP | Spain | P.E. LA CERRADILLA |  | WRI1007065 | 63.5 | 37.3449 | -2.5091 | Wind |  |  |  | 2008.0 | OLIVENTO S.L. | Red ElÃ©ctrica de EspaÃ±a | http://www.ree.es/en/statistical-data-of-spanish-electrical-system/annual-report/preliminary-report-spanish-electricity-system-2015 | CARMA | 1071681 | [9 empty] | 153.43 | 154.63 | 140.20 | 138.43 | 151.79 | NO-ESTIMATION | NO-ESTIMATION | NO-ESTIMATION | NO-ESTIMATION | CAPACITY-FACTOR-V1 | 27.29%
ESP | Spain | P. E. TIJOLA |  | WRI1006879 | 36 | 37.3461 | -2.4333 | Wind |  |  |  | 2008.0 | AL-ANDALUS WIND POWER S.L. | Red ElÃ©ctrica de EspaÃ±a | http://www.ree.es/en/statistical-data-of-spanish-electrical-system/annual-report/preliminary-report-spanish-electricity-system-2015 | CARMA | [10 empty] | 92.77 | 91.65 | 85.19 | 84.20 | 91.01 | NO-ESTIMATION | NO-ESTIMATION | NO-ESTIMATION | NO-ESTIMATION | CAPACITY-FACTOR-V1 | 28.86%
ESP | Spain | P.E. EL ROMERAL |  | WRI1007030 | 14.45 | 37.4712 | -5.6461 | Wind |  |  |  | 2008.0 | EOLICA MONTESINOS S.L. | Red ElÃ©ctrica de EspaÃ±a | http://www.ree.es/en/statistical-data-of-spanish-electrical-system/annual-report/preliminary-report-spanish-electricity-system-2015 | CARMA | [10 empty] | 39.62 | 35.45 | 35.01 | 35.28 | 37.23 | HYDRO-V1 | HYDRO-V1 | HYDRO-V1 | HYDRO-V1 | HYDRO-V1 | 29.41%
ESP | Spain | PARQUE EOLICO LA RETUERTA |  | WRI1007494 | 38 | 37.5076 | -7.2704 | Wind |  |  |  | 2009.0 | IBERDROLA RENOVABLES ANDALUCIA S.A.U. | Red ElÃ©ctrica de EspaÃ±a | http://www.ree.es/en/statistical-data-of-spanish-electrical-system/annual-report/preliminary-report-spanish-electricity-system-2015 | CARMA | 1074278 | [9 empty] | 104.29 | 101.01 | 89.54 | 86.42 | 85.9 | NO-ESTIMATION | NO-ESTIMATION | NO-ESTIMATION | WIND-V1 | WIND-V1 | 25.81%
ESP | Spain | PARQUE EOLICO VALDEFUENTES |  | WRI1007714 | 28 | 37.5076 | -7.2704 | Wind |  |  |  | 2009.0 | IBERDROLA RENOVABLES ANDALUCIA S.A.U. | Red ElÃ©ctrica de EspaÃ±a | http://www.ree.es/en/statistical-data-of-spanish-electrical-system/annual-report/preliminary-report-spanish-electricity-system-2015 | CARMA | 1074281 | [9 empty] | 78.28 | 76.97 | 68.92 | 66.62 | 66.24 | NO-ESTIMATION | NO-ESTIMATION | NO-ESTIMATION | WIND-V1 | WIND-V1 | 27.01%
ESP | Spain | P. E. AMPLIACION PUERTO DE MALAGA |  | WRI1006748 | 12.85 | 37.5251 | -7.4925 | Wind |  |  |  | 2008.0 | SIERRA DE BANOS S.L. | Red ElÃ©ctrica de EspaÃ±a | http://www.ree.es/en/statistical-data-of-spanish-electrical-system/annual-report/preliminary-report-spanish-electricity-system-2015 | CARMA | [10 empty] | 36.87 | 32.67 | 28.40 | 30.86 | 32.47 | NO-ESTIMATION | NO-ESTIMATION | NO-ESTIMATION | WIND-V1 | WIND-V1 | 28.85%
ESP | Spain | PARQUE EOLICO PUERTO DE MALAGA |  | WRI1007612 | 12 | 37.5251 | -7.4925 | Wind |  |  |  | 2008.0 | IBERDROLA RENOVABLES ANDALUCIA S.A.U | Red ElÃ©ctrica de EspaÃ±a | http://www.ree.es/en/statistical-data-of-spanish-electrical-system/annual-report/preliminary-report-spanish-electricity-system-2015 | CARMA | 1075601 | [9 empty] | 34.43 | 30.51 | 26.52 | 28.82 | 30.32 | NO-ESTIMATION | NO-ESTIMATION | NO-ESTIMATION | WIND-V1 | WIND-V1 | 28.84%
ESP | Spain | P.E. SIERRA DEL TRIGO |  | WRI1007234 | 15.18 | 37.5302 | -3.6562 | Wind |  |  |  |  | OLIVENTO S.L.U (ANTS.E.SIERRA DEL TRIGO | Red ElÃ©ctrica de EspaÃ±a | http://www.ree.es/en/statistical-data-of-spanish-electrical-system/annual-report/preliminary-report-spanish-electricity-system-2015 | CARMA | 1062166 | [13 empty] | 32.28 | NO-ESTIMATION | NO-ESTIMATION | NO-ESTIMATION | WIND-V1 | WIND-V1 | 24.27%
ESP | Spain | PARQUE EOLICO LAS CABEZAS |  | WRI1007511 | 17.4 | 37.6143 | -7.2488 | Wind |  |  |  | 2009.0 | IBERDROLA RENOVABLES ANDALUCIA S.A.U. | Red ElÃ©ctrica de EspaÃ±a | http://www.ree.es/en/statistical-data-of-spanish-electrical-system/annual-report/preliminary-report-spanish-electricity-system-2015 | CARMA | 1074282 | [9 empty] | 48.46 | 47.74 | 43.07 | 41.86 | 39.89 | NO-ESTIMATION | NO-ESTIMATION | NO-ESTIMATION | NO-ESTIMATION | CAPACITY-FACTOR-V1 | 26.17%
ESP | Spain | PARQUE EOLICO RIOFRIO |  | WRI1007625 | 32 | 37.6915 | -3.8187 | Wind |  |  |  |  | ELECNOR S.A. | Red ElÃ©ctrica de EspaÃ±a | http://www.ree.es/en/statistical-data-of-spanish-electrical-system/annual-report/preliminary-report-spanish-electricity-system-2015 | CARMA | [14 empty] | 68.05 | NO-ESTIMATION | NO-ESTIMATION | NO-ESTIMATION | NO-ESTIMATION | CAPACITY-FACTOR-V1 | 24.28%
ESP | Spain | P.E. ALMODOVAR II |  | WRI1006930 | 28.5 | 37.8107 | -5.0204 | Wind |  |  |  |  | ELECNOR S.A. | Red ElÃ©ctrica de EspaÃ±a | http://www.ree.es/en/statistical-data-of-spanish-electrical-system/annual-report/preliminary-report-spanish-electricity-system-2015 | CARMA | [14 empty] | 60.61 | NO-ESTIMATION | NO-ESTIMATION | NO-ESTIMATION | NO-ESTIMATION | CAPACITY-FACTOR-V1 | 24.28%
ESP | Spain | P. E. MONASTERIO DE RODILLA |  | WRI1006842 | 11.4 | 38.0833 | -6.2667 | Wind |  |  |  | 2006.0 | EOLICA LA BRUJULA S.A. | Red ElÃ©ctrica de EspaÃ±a | http://www.ree.es/en/statistical-data-of-spanish-electrical-system/annual-report/preliminary-report-spanish-electricity-system-2015 | CARMA | 1073605 | [9 empty] | 23.88 | 23.84 | 27.23 | 22.62 | 31.7 | HYDRO-V1 | HYDRO-V1 | HYDRO-V1 | HYDRO-V1 | HYDRO-V1 | 31.74%
ESP | Spain | PARQUE EOLICO CORTIJO LA LINERA |  | WRI1007364 | 28 | 38.1144 | -2.5711 | Wind |  |  |  | 2008.0 | SISTEMAS ENERGETICOS LA LINERA S.A.U. | Red ElÃ©ctrica de EspaÃ±a | http://www.ree.es/en/statistical-data-of-spanish-electrical-system/annual-report/preliminary-report-spanish-electricity-system-2015 | CARMA | 1076581 | [9 empty] | 72.77 | 67.13 | 65.89 | 62.57 | 69.9 | NO-ESTIMATION | NO-ESTIMATION | NO-ESTIMATION | NO-ESTIMATION | NO-ESTIMATION | 28.5%
ESP | Spain | LOS CASTRIOS |  | WRI1006639 | 26.4 | 38.1500 | -1.0167 | Wind |  |  |  | 2006.0 | CASTRIOS S.A. | Red ElÃ©ctrica de EspaÃ±a | http://www.ree.es/en/statistical-data-of-spanish-electrical-system/annual-report/preliminary-report-spanish-electricity-system-2015 | CARMA | 1063570 | [9 empty] | 56.34 | 58.44 | 65.90 | 64.86 | 77.47 | NO-ESTIMATION | NO-ESTIMATION | NO-ESTIMATION | NO-ESTIMATION | CAPACITY-FACTOR-V1 | 33.5%
ESP | Spain | PARQUE EOLICO MORATALLA |  | WRI1007577 | 21.78 | 38.1893 | -1.8918 | Wind |  |  |  |  | GAMESA ENERGIA S.A. | Red ElÃ©ctrica de EspaÃ±a | http://www.ree.es/en/statistical-data-of-spanish-electrical-system/annual-report/preliminary-report-spanish-electricity-system-2015 | CARMA | [14 empty] | 46.31 | NO-ESTIMATION | NO-ESTIMATION | NO-ESTIMATION | NO-ESTIMATION | NO-ESTIMATION | 24.27%
ESP | Spain | P.E. CIEZA |  | WRI1006988 | 20 | 38.2400 | -1.4199 | Wind |  |  |  |  | URBAENERGIA S.A | Red ElÃ©ctrica de EspaÃ±a | http://www.ree.es/en/statistical-data-of-spanish-electrical-system/annual-report/preliminary-report-spanish-electricity-system-2015 | CARMA | 1051916 | [13 empty] | 42.53 | NO-ESTIMATION | NO-ESTIMATION | NO-ESTIMATION | NO-ESTIMATION | NO-ESTIMATION | 24.28%
ESP | Spain | PARQUE EOLICO FUENTE DE CANTOS |  | WRI1007458 | 28 | 38.2500 | -6.3000 | Wind |  |  |  |  | SINAE ENERGIA Y MEDIO AMBIENTE S.A. | Red ElÃ©ctrica de EspaÃ±a | http://www.ree.es/en/statistical-data-of-spanish-electrical-system/annual-report/preliminary-report-spanish-electricity-system-2015 | CARMA | [14 empty] | 59.54 | NO-ESTIMATION | NO-ESTIMATION | NO-ESTIMATION | NO-ESTIMATION | NO-ESTIMATION | 24.27%
ESP | Spain | PARQUE EOLICO SIERRA DEL ORO |  | WRI1007683 | 26 | 38.2709 | -1.3768 | Wind |  |  |  |  | URBAENERGIA S.A. | Red ElÃ©ctrica de EspaÃ±a | http://www.ree.es/en/statistical-data-of-spanish-electrical-system/annual-report/preliminary-report-spanish-electricity-system-2015 | WRI | [14 empty] | 55.29 | HYDRO-V1 | HYDRO-V1 | HYDRO-V1 | HYDRO-V1 | HYDRO-V1 | 24.28%
ESP | Spain | PARQUE EOLICO ALABE-SOAN |  | WRI1007303 | 19.5 | 38.4000 | -6.4667 | Wind |  |  |  | 1999.0 | ACCIONA EOLICA DE GALICIA S.A. | Red ElÃ©ctrica de EspaÃ±a | http://www.ree.es/en/statistical-data-of-spanish-electrical-system/annual-report/preliminary-report-spanish-electricity-system-2015 | CARMA | [10 empty] | 36.83 | 34.97 | 36.89 | 34.07 | 33.49 | HYDRO-V1 | HYDRO-V1 | HYDRO-V1 | HYDRO-V1 | HYDRO-V1 | 19.61%
ESP | Spain | PARQUE EOLICO ALCONERA |  | WRI1007304 | 14.4 | 38.4000 | -6.4667 | Wind |  |  |  |  | SINAE ENERGIA Y MEDIO AMBIENTE S.A. | Red ElÃ©ctrica de EspaÃ±a | http://www.ree.es/en/statistical-data-of-spanish-electrical-system/annual-report/preliminary-report-spanish-electricity-system-2015 | CARMA | 1075697 | [13 empty] | 30.62 | NO-ESTIMATION | NO-ESTIMATION | NO-ESTIMATION | NO-ESTIMATION | NO-ESTIMATION | 24.27%
ESP | Spain | EL CARCHE |  | WRI1006435 | 24.75 | 38.4545 | -1.2140 | Wind |  |  |  |  | ENRON WIND DE ESPANA S.L. | Red ElÃ©ctrica de EspaÃ±a | http://www.ree.es/en/statistical-data-of-spanish-electrical-system/annual-report/preliminary-report-spanish-electricity-system-2015 | CARMA | 1110426 | [13 empty] | 52.63 | NO-ESTIMATION | NO-ESTIMATION | NO-ESTIMATION | NO-ESTIMATION | NO-ESTIMATION | 24.27%
ESP | Spain | P. E. LOS ALMENDROS II |  | WRI1006827 | 28 | 38.4792 | -1.3250 | Wind |  |  |  | 2007.0 | ENERGIAS RENOVABLES DE LA REGION DE MURCIA | Red ElÃ©ctrica de EspaÃ±a | http://www.ree.es/en/statistical-data-of-spanish-electrical-system/annual-report/preliminary-report-spanish-electricity-system-2015 | CARMA | [10 empty] | 71.86 | 60.38 | 66.60 | 67.17 | 65 | NO-ESTIMATION | NO-ESTIMATION | NO-ESTIMATION | NO-ESTIMATION | NO-ESTIMATION | 26.5%
ESP | Spain | P. E. LOS REVENTONES |  | WRI1006832 | 34 | 38.4792 | -1.3250 | Wind |  |  |  | 2007.0 | ENERGIAS RENOVABLES DE LA REGION DE MURCIA | Red ElÃ©ctrica de EspaÃ±a | http://www.ree.es/en/statistical-data-of-spanish-electrical-system/annual-report/preliminary-report-spanish-electricity-system-2015 | CARMA | 1070262 | [9 empty] | 87.26 | 73.31 | 80.87 | 81.56 | 78.93 | NO-ESTIMATION | NO-ESTIMATION | NO-ESTIMATION | NO-ESTIMATION | CAPACITY-FACTOR-V1 | 26.5%
ESP | Spain | PARQUE EOLICO LOS ALMENDROS I |  | WRI1007532 | 15.84 | 38.4792 | -1.3250 | Wind |  |  |  |  | GAMESA ENERGIA S.A. | Red ElÃ©ctrica de EspaÃ±a | http://www.ree.es/en/statistical-data-of-spanish-electrical-system/annual-report/preliminary-report-spanish-electricity-system-2015 | CARMA | [14 empty] | 33.68 | NO-ESTIMATION | NO-ESTIMATION | NO-ESTIMATION | NO-ESTIMATION | NO-ESTIMATION | 24.27%
ESP | Spain | PARQUE EOLICO LACERA |  | WRI1007503 | 25.74 | 38.6137 | -1.1147 | Wind |  |  |  |  | GAMESA ENERGIA S.A. | Red ElÃ©ctrica de EspaÃ±a | http://www.ree.es/en/statistical-data-of-spanish-electrical-system/annual-report/preliminary-report-spanish-electricity-system-2015 | CARMA | [14 empty] | 54.74 | HYDRO-V1 | HYDRO-V1 | HYDRO-V1 | HYDRO-V1 | HYDRO-V1 | 24.28%
ESP | Spain | PARQUE EOLICO SIERRA GORDA |  | WRI1007688 | 26.4 | 38.6137 | -1.1147 | Wind |  |  |  |  | ENDESA COGENERACION Y RENOVABLES S.A. | Red ElÃ©ctrica de EspaÃ±a | http://www.ree.es/en/statistical-data-of-spanish-electrical-system/annual-report/preliminary-report-spanish-electricity-system-2015 | CARMA | [14 empty] | 56.14 | WIND-V1 | WIND-V1 | WIND-V1 | WIND-V1 | WIND-V1 | 24.28%
ESP | Spain | YECLA 1 |  | WRI1008037 | 49.2 | 38.6137 | -1.1147 | Wind |  |  |  |  | PROVENTO RENOVABLES S.A. | Red ElÃ©ctrica de EspaÃ±a | http://www.ree.es/en/statistical-data-of-spanish-electrical-system/annual-report/preliminary-report-spanish-electricity-system-2015 | CARMA | [14 empty] | 104.63 | WIND-V1 | WIND-V1 | WIND-V1 | WIND-V1 | WIND-V1 | 24.28%
ESP | Spain | PARQUE EOLICO DE LA SOLANA |  | WRI1007389 | 24 | 38.6328 | -0.8197 | Wind |  |  |  |  | EOLICAS COMUNIDAD VALENCIANA S.A(ECOVASA | Red ElÃ©ctrica de EspaÃ±a | http://www.ree.es/en/statistical-data-of-spanish-electrical-system/annual-report/preliminary-report-spanish-electricity-system-2015 | CARMA | [14 empty] | 51.04 | WIND-V1 | WIND-V1 | WIND-V1 | WIND-V1 | WIND-V1 | 24.28%
ESP | Spain | PARQUE EOLICO LA SOLANA |  | WRI1007496 | 44.2 | 38.6328 | -0.8197 | Wind |  |  |  | 2009.0 | CORPORACION ACCIONA EOLICA S.L. | Red ElÃ©ctrica de EspaÃ±a | http://www.ree.es/en/statistical-data-of-spanish-electrical-system/annual-report/preliminary-report-spanish-electricity-system-2015 | CARMA | [10 empty] | 124.28 | 119.46 | 115.43 | 106.63 | 108.72 | WIND-V1 | WIND-V1 | WIND-V1 | WIND-V1 | WIND-V1 | 28.08%
ESP | Spain | PARQUE EOLICO SOLANA |  | WRI1007698 | 29.7 | 38.6328 | -0.8197 | Wind |  |  |  |  | GAMESA ENERGIA S.A. | Red ElÃ©ctrica de EspaÃ±a | http://www.ree.es/en/statistical-data-of-spanish-electrical-system/annual-report/preliminary-report-spanish-electricity-system-2015 | CARMA | [14 empty] | 63.16 | NO-ESTIMATION | NO-ESTIMATION | NO-ESTIMATION | NO-ESTIMATION | NO-ESTIMATION | 24.28%
ESP | Spain | P.E. LA FUENSANTA |  | WRI1007071 | 49.5 | 38.6492 | -1.9800 | Wind |  |  |  | 2005.0 | DESARROLLOS EOLICOS MANCHEGOS EL PINAR | Red ElÃ©ctrica de EspaÃ±a | http://www.ree.es/en/statistical-data-of-spanish-electrical-system/annual-report/preliminary-report-spanish-electricity-system-2015 | CARMA | 1061494 | [9 empty] | 123.48 | 136.81 | 120.79 | 123.43 | 134.68 | NO-ESTIMATION | NO-ESTIMATION | NO-ESTIMATION | NO-ESTIMATION | CAPACITY-FACTOR-V1 | 31.06%
ESP | Spain | P.E. MAJALES |  | WRI1007125 | 49.5 | 38.6722 | -2.4099 | Wind |  |  |  | 2006.0 | ACCIONA EOLICA DE CASTILLA-LA MANCHA SL | Red ElÃ©ctrica de EspaÃ±a | http://www.ree.es/en/statistical-data-of-spanish-electrical-system/annual-report/preliminary-report-spanish-electricity-system-2015 | CARMA | [10 empty] | 125.75 | 118.18 | 124.30 | 121.43 | 143.5 | NO-ESTIMATION | NO-ESTIMATION | NO-ESTIMATION | NO-ESTIMATION | CAPACITY-FACTOR-V1 | 33.09%
ESP | Spain | LA CALZADA |  | WRI1006576 | 30.6 | 38.6739 | -0.8133 | Wind |  |  |  | 2008.0 | ENERGIAS NATURALES LA CALZADA S.L.U. | Red ElÃ©ctrica de EspaÃ±a | http://www.ree.es/en/statistical-data-of-spanish-electrical-system/annual-report/preliminary-report-spanish-electricity-system-2015 | CARMA | 1078535 | [9 empty] | 87.24 | 74.03 | 71.96 | 70.23 | 77.8 | NO-ESTIMATION | NO-ESTIMATION | NO-ESTIMATION | NO-ESTIMATION | CAPACITY-FACTOR-V1 | 29.02%
ESP | Spain | P.E. SIERRA DE LA OLIVA |  | WRI1007218 | 30 | 38.7480 | -1.1985 | Wind |  |  |  | 2005.0 | GAS NATURAL FENOSA RENOVABLES S.L.U. | Red ElÃ©ctrica de EspaÃ±a | http://www.ree.es/en/statistical-data-of-spanish-electrical-system/annual-report/preliminary-report-spanish-electricity-system-2015 | WRI | [10 empty] | 70.98 | 64.82 | 72.21 | 82.97 | 79.72 | NO-ESTIMATION | NO-ESTIMATION | NO-ESTIMATION | NO-ESTIMATION | NO-ESTIMATION | 30.33%
ESP | Spain | P.E. SIERRA DE LA OLIVA |  | WRI1023642 | 46.86 | 38.7564 | -1.0117 | Wind |  |  |  |  | IBERDROLA E.RENOV. CASTILLA LA MANCHA | Red ElÃ©ctrica de EspaÃ±a | http://www.ree.es/en/statistical-data-of-spanish-electrical-system/annual-report/preliminary-report-spanish-electricity-system-2015 | WRI | 1049156 | [13 empty] | 99.65 | NO-ESTIMATION | NO-ESTIMATION | NO-ESTIMATION | NO-ESTIMATION | NO-ESTIMATION | 24.28%
ESP | Spain | HOYA DEL MORAL |  | WRI1006534 | 40.8 | 38.8299 | -3.5781 | Wind |  |  |  |  | PROVENTO RENOVABLES S.A. | Red ElÃ©ctrica de EspaÃ±a | http://www.ree.es/en/statistical-data-of-spanish-electrical-system/annual-report/preliminary-report-spanish-electricity-system-2015 | CARMA | [14 empty] | 86.76 | HYDRO-V1 | HYDRO-V1 | HYDRO-V1 | HYDRO-V1 | HYDRO-V1 | 24.27%
ESP | Spain | P.E. EL MORAL |  | WRI1007021 | 40 | 38.8299 | -3.5781 | Wind |  |  |  | 2006.0 | PARQUE EOLICO EL MORAL S.L. | Red ElÃ©ctrica de EspaÃ±a | http://www.ree.es/en/statistical-data-of-spanish-electrical-system/annual-report/preliminary-report-spanish-electricity-system-2015 | CARMA | 1064120 | [9 empty] | 85.68 | 86.41 | 94.75 | 86.08 | 112.29 | HYDRO-V1 | HYDRO-V1 | HYDRO-V1 | HYDRO-V1 | HYDRO-V1 | 32.05%
ESP | Spain | PARQUE EOLICO EL MORAL |  | WRI1007431 | 25.5 | 38.8299 | -3.5781 | Wind |  |  |  |  | PROVENTO RENOVABLES S.A. | Red ElÃ©ctrica de EspaÃ±a | http://www.ree.es/en/statistical-data-of-spanish-electrical-system/annual-report/preliminary-report-spanish-electricity-system-2015 | CARMA | 1064120 | [13 empty] | 54.23 | NO-ESTIMATION | NO-ESTIMATION | NO-ESTIMATION | NO-ESTIMATION | NO-ESTIMATION | 24.28%
ESP | Spain | P. E. LA CUERDA |  | WRI1006808 | 31.02 | 38.8346 | -1.4603 | Wind |  |  |  | 2000.0 | IBERDROLA E.RENOV. CASTILLA LA MANCHA | Red ElÃ©ctrica de EspaÃ±a | http://www.ree.es/en/statistical-data-of-spanish-electrical-system/annual-report/preliminary-report-spanish-electricity-system-2015 | CARMA | 1049155 | [9 empty] | 69.73 | 67.23 | 61.26 | 64.38 | 60.58 | NO-ESTIMATION | NO-ESTIMATION | NO-ESTIMATION | NO-ESTIMATION | NO-ESTIMATION | 22.29%
ESP | Spain | P. E. VIRGEN DE BELEN I (AMPL. 10000 KW 2-2-06) |  | WRI1006885 | 57.52 | 38.8795 | -1.3123 | Wind |  |  |  | 2001.0 | IBERDROLA E.RENOV. CASTILLA LA MANCHA SA | Red ElÃ©ctrica de EspaÃ±a | http://www.ree.es/en/statistical-data-of-spanish-electrical-system/annual-report/preliminary-report-spanish-electricity-system-2015 | WRI | 1049158 | [9 empty] | 139.80 | 128.10 | 106.19 | 111.11 | 103.87 | NO-ESTIMATION | NO-ESTIMATION | NO-ESTIMATION | NO-ESTIMATION | NO-ESTIMATION | 20.61%
ESP | Spain | P.E. SIERRA QUEMADA |  | WRI1007239 | 26.25 | 38.9147 | -3.5369 | Wind |  |  |  |  | IBERDROLA E.RENOV. CASTILLA LA MANCHA | Red ElÃ©ctrica de EspaÃ±a | http://www.ree.es/en/statistical-data-of-spanish-electrical-system/annual-report/preliminary-report-spanish-electricity-system-2015 | CARMA | 1049154 | [13 empty] | 55.82 | NO-ESTIMATION | NO-ESTIMATION | NO-ESTIMATION | NO-ESTIMATION | NO-ESTIMATION | 24.27%
ESP | Spain | P. E. CERRO VICENTE |  | WRI1006766 | 68.85 | 38.9209 | -1.7202 | Wind |  |  |  |  | IBERDROLA E.RENOV. CASTILLA LA MANCHA | Red ElÃ©ctrica de EspaÃ±a | http://www.ree.es/en/statistical-data-of-spanish-electrical-system/annual-report/preliminary-report-spanish-electricity-system-2015 | CARMA | 1055627 | [13 empty] | 146.42 | NO-ESTIMATION | NO-ESTIMATION | NO-ESTIMATION | NO-ESTIMATION | CAPACITY-FACTOR-V1 | 24.28%
ESP | Spain | P.E. LA LOSILLA |  | WRI1007075 | 11.9 | 38.9209 | -1.7202 | Wind |  |  |  | 2006.0 | GAS NATURAL FENOSA RENOVABLES S.L.U. | Red ElÃ©ctrica de EspaÃ±a | http://www.ree.es/en/statistical-data-of-spanish-electrical-system/annual-report/preliminary-report-spanish-electricity-system-2015 | CARMA | 1063708 | [9 empty] | 27.84 | 28.46 | 31.26 | 29.13 | 25.04 | NO-ESTIMATION | NO-ESTIMATION | NO-ESTIMATION | NO-ESTIMATION | NO-ESTIMATION | 24.02%
ESP | Spain | P.E. LEZUZA |  | WRI1007098 | 30 | 38.9497 | -2.3542 | Wind |  |  |  | 2009.0 | ELECDEY LEZUZA S.A. | Red ElÃ©ctrica de EspaÃ±a | http://www.ree.es/en/statistical-data-of-spanish-electrical-system/annual-report/preliminary-report-spanish-electricity-system-2015 | CARMA | 1073374 | [9 empty] | 82.61 | 83.03 | 73.69 | 72.65 | 65.77 | HYDRO-V1 | HYDRO-V1 | HYDRO-V1 | HYDRO-V1 | HYDRO-V1 | 25.03%
ESP | Spain | MONTIJA |  | WRI1006691 | 30.8 | 38.9503 | -0.6520 | Wind |  |  |  | 2004.0 | GAS NATURAL FENOSA RENOVABLES S.L. | Red ElÃ©ctrica de EspaÃ±a | http://www.ree.es/en/statistical-data-of-spanish-electrical-system/annual-report/preliminary-report-spanish-electricity-system-2015 | CARMA | 1063567 | [9 empty] | 76.63 | 77.31 | 89.63 | 81.28 | 72.25 | NO-ESTIMATION | NO-ESTIMATION | NO-ESTIMATION | NO-ESTIMATION | CAPACITY-FACTOR-V1 | 26.78%
ESP | Spain | P. E. CARCELEN |  | WRI1006759 | 49.6 | 38.9505 | -2.5405 | Wind |  |  |  | 2004.0 | ELECDEY CARCELEN S.L. | Red ElÃ©ctrica de EspaÃ±a | http://www.ree.es/en/statistical-data-of-spanish-electrical-system/annual-report/preliminary-report-spanish-electricity-system-2015 | CARMA | 1056698 | [9 empty] | 130.96 | 128.48 | 128.46 | 130.47 | 119.42 | NO-ESTIMATION | NO-ESTIMATION | WIND-V1 | WIND-V1 | WIND-V1 | 27.48%
ESP | Spain | P.E. HOYA GONZALO |  | WRI1006910 | 49.5 | 38.9579 | -1.5568 | Wind |  |  |  | 2006.0 | EVOLUCION 2000 S.A. | Red ElÃ©ctrica de EspaÃ±a | http://www.ree.es/en/statistical-data-of-spanish-electrical-system/annual-report/preliminary-report-spanish-electricity-system-2015 | CARMA | 1065788 | [9 empty] | 124.84 | 130.77 | 121.93 | 112.74 | 146.03 | NO-ESTIMATION | NO-ESTIMATION | NO-ESTIMATION | NO-ESTIMATION | CAPACITY-FACTOR-V1 | 33.68%
ESP | Spain | PARQUE EOLICO LOSILLA |  | WRI1007554 | 24 | 38.9667 | -1.0833 | Wind |  |  |  | 2009.0 | ACCIONA EOLICA DEL LEVANTE S.L. | Red ElÃ©ctrica de EspaÃ±a | http://www.ree.es/en/statistical-data-of-spanish-electrical-system/annual-report/preliminary-report-spanish-electricity-system-2015 | CARMA | 1079547 | [9 empty] | 66.09 | 63.13 | 59.21 | 52.62 | 53.68 | HYDRO-V1 | HYDRO-V1 | HYDRO-V1 | HYDRO-V1 | HYDRO-V1 | 25.53%
ESP | Spain | EL MORALEJO II |  | WRI1006440 | 12 | 38.9667 | -1.2167 | Wind |  |  |  |  | INICIATIVAS EOLICAS DE ALPERA S.L. | Red ElÃ©ctrica de EspaÃ±a | http://www.ree.es/en/statistical-data-of-spanish-electrical-system/annual-report/preliminary-report-spanish-electricity-system-2015 | CARMA | 1078531 | [13 empty] | 25.52 | NO-ESTIMATION | NO-ESTIMATION | NO-ESTIMATION | NO-ESTIMATION | NO-ESTIMATION | 24.28%
ESP | Spain | MUELA DE MORATALLA |  | WRI1006697 | 49.5 | 38.9667 | -1.2167 | Wind |  |  |  |  | IBERDROLA DIVERSIFICACION S.A. | Red ElÃ©ctrica de EspaÃ±a | http://www.ree.es/en/statistical-data-of-spanish-electrical-system/annual-report/preliminary-report-spanish-electricity-system-2015 | CARMA | [14 empty] | 105.27 | NO-ESTIMATION | NO-ESTIMATION | NO-ESTIMATION | NO-ESTIMATION | CAPACITY-FACTOR-V1 | 24.28%
ESP | Spain | P. E.MUELA DE TORTOSILLA |  | WRI1006888 | 36.96 | 38.9667 | -1.2167 | Wind |  |  |  | 2000.0 | IBERDROLA E.RENOV. CASTILLA LA MANCHA | Red ElÃ©ctrica de EspaÃ±a | http://www.ree.es/en/statistical-data-of-spanish-electrical-system/annual-report/preliminary-report-spanish-electricity-system-2015 | CARMA | 1047576 | [9 empty] | 83.08 | 77.49 | 69.30 | 71.94 | 72.15 | NO-ESTIMATION | NO-ESTIMATION | NO-ESTIMATION | NO-ESTIMATION | CAPACITY-FACTOR-V1 | 22.28%
ESP | Spain | PARQUE EOLICO EL MORALEJO |  | WRI1007432 | 16.25 | 38.9667 | -1.2167 | Wind |  |  |  |  | DESARROLLO Y EXPLOTACIONES AGRARIAS | Red ElÃ©ctrica de EspaÃ±a | http://www.ree.es/en/statistical-data-of-spanish-electrical-system/annual-report/preliminary-report-spanish-electricity-system-2015 | CARMA | 1078531 | [13 empty] | 34.55 | NO-ESTIMATION | NO-ESTIMATION | NO-ESTIMATION | NO-ESTIMATION | CAPACITY-FACTOR-V1 | 24.27%
ESP | Spain | P. E. VIRGEN DE LOS LLANOS I |  | WRI1023528 | 49.5 | 38.9722 | -1.4518 | Wind |  |  |  |  | IBERDROLA E.RENOV. CASTILLA LA MANCHA | Red ElÃ©ctrica de EspaÃ±a | http://www.ree.es/en/statistical-data-of-spanish-electrical-system/annual-report/preliminary-report-spanish-electricity-system-2015 | WRI | 1047573¦1047574 | [13 empty] | 105.27 | NO-ESTIMATION | NO-ESTIMATION | NO-ESTIMATION | NO-ESTIMATION | CAPACITY-FACTOR-V1 | 24.28%
ESP | Spain | P.E. MUELA DE TODOLELLA |  | WRI1007145 | 40.5 | 39.0422 | -2.4807 | Wind |  |  |  | 2006.0 | ENERGIAS RENOVABLES MEDITERRANEAS SA | Red ElÃ©ctrica de EspaÃ±a | http://www.ree.es/en/statistical-data-of-spanish-electrical-system/annual-report/preliminary-report-spanish-electricity-system-2015 | CARMA | 1073793 | [9 empty] | 102.72 | 101.61 | 98.54 | 105.39 | 100.09 | NO-ESTIMATION | NO-ESTIMATION | NO-ESTIMATION | NO-ESTIMATION | NO-ESTIMATION | 28.21%
ESP | Spain | P.E. TINAJEROS |  | WRI1007249 | 50 | 39.0688 | -1.7434 | Wind |  |  |  |  | WINDSOLAR A.G. | Red ElÃ©ctrica de EspaÃ±a | http://www.ree.es/en/statistical-data-of-spanish-electrical-system/annual-report/preliminary-report-spanish-electricity-system-2015 | CARMA | [14 empty] | 106.33 | NO-ESTIMATION | NO-ESTIMATION | NO-ESTIMATION | NO-ESTIMATION | CAPACITY-FACTOR-V1 | 24.28%
ESP | Spain | P.E. SIERRA DE GUINDOS |  | WRI1007217 | 24.7 | 39.1452 | -1.3288 | Wind |  |  |  |  | DYTA EOLICA DE CASTILLA LA MANCHA S.A. | Red ElÃ©ctrica de EspaÃ±a | http://www.ree.es/en/statistical-data-of-spanish-electrical-system/annual-report/preliminary-report-spanish-electricity-system-2015 | CARMA | [14 empty] | 52.52 | NO-ESTIMATION | NO-ESTIMATION | NO-ESTIMATION | NO-ESTIMATION | CAPACITY-FACTOR-V1 | 24.27%
ESP | Spain | P.E. MAJOGAZAS |  | WRI1007126 | 49.5 | 39.1667 | -3.8542 | Wind |  |  |  | 2011.0 | EXPLOTACIONES EOLICAS SIERRA DE ALCARAZ S.L. | Red ElÃ©ctrica de EspaÃ±a | http://www.ree.es/en/statistical-data-of-spanish-electrical-system/annual-report/preliminary-report-spanish-electricity-system-2015 | CARMA | [10 empty] | 151.40 | 134.73 | 127.79 | 128.15 | 128.77 | NO-ESTIMATION | NO-ESTIMATION | NO-ESTIMATION | NO-ESTIMATION | CAPACITY-FACTOR-V1 | 29.7%
ESP | Spain | P. E. LA MUNECA |  | WRI1006811 | 40.5 | 39.2167 | -2.1500 | Wind |  |  |  | 2007.0 | ENERGIAS RENOVABLES DEL DUERO S.L. | Red ElÃ©ctrica de EspaÃ±a | http://www.ree.es/en/statistical-data-of-spanish-electrical-system/annual-report/preliminary-report-spanish-electricity-system-2015 | CARMA | 1082124 | [9 empty] | 110.68 | 101.76 | 90.67 | 109.98 | 99.66 | NO-ESTIMATION | NO-ESTIMATION | NO-ESTIMATION | NO-ESTIMATION | CAPACITY-FACTOR-V1 | 28.09%
ESP | Spain | P.E. LA DEHESICA |  | WRI1007067 | 28.5 | 39.2167 | -2.1500 | Wind |  |  |  | 2007.0 | EOLICA DULCINEA .SL. | Red ElÃ©ctrica de EspaÃ±a | http://www.ree.es/en/statistical-data-of-spanish-electrical-system/annual-report/preliminary-report-spanish-electricity-system-2015 | CARMA | 1072692 | [9 empty] | 72.61 | 66.34 | 60.61 | 73.59 | 66.34 | NO-ESTIMATION | NO-ESTIMATION | NO-ESTIMATION | NO-ESTIMATION | CAPACITY-FACTOR-V1 | 26.57%
ESP | Spain | P.E. CABEZUELO |  | WRI1006952 | 30 | 39.2333 | -1.7500 | Wind |  |  |  |  | IBERDROLA E.R.CASTILLA LA MANCHA S.A. | Red ElÃ©ctrica de EspaÃ±a | http://www.ree.es/en/statistical-data-of-spanish-electrical-system/annual-report/preliminary-report-spanish-electricity-system-2015 | CARMA | 1064926 | [13 empty] | 63.8 | NO-ESTIMATION | NO-ESTIMATION | NO-ESTIMATION | NO-ESTIMATION | CAPACITY-FACTOR-V1 | 24.28%
ESP | Spain | P. E. LA CABANA |  | WRI1006806 | 41.65 | 39.2340 | -3.8525 | Wind |  |  |  | 2004.0 | EOLICA CAMPOLLANO S.A.U. | Red ElÃ©ctrica de EspaÃ±a | http://www.ree.es/en/statistical-data-of-spanish-electrical-system/annual-report/preliminary-report-spanish-electricity-system-2015 | CARMA | 1062629 | [9 empty] | 112.48 | 101.79 | 125.88 | 113.36 | 96.19 | NO-ESTIMATION | NO-ESTIMATION | NO-ESTIMATION | NO-ESTIMATION | CAPACITY-FACTOR-V1 | 26.36%
ESP | Spain | P.E. MALAGON II |  | WRI1007127 | 50 | 39.2741 | -4.0554 | Wind |  |  |  | 2007.0 | GAS NATURAL FENOSA RENOVABLES S.L.U. | Red ElÃ©ctrica de EspaÃ±a | http://www.ree.es/en/statistical-data-of-spanish-electrical-system/annual-report/preliminary-report-spanish-electricity-system-2015 | WRI | [10 empty] | 112.00 | 93.81 | 108.95 | 106.35 | 107.13 | NO-ESTIMATION | NO-ESTIMATION | NO-ESTIMATION | NO-ESTIMATION | CAPACITY-FACTOR-V1 | 24.46%
ESP | Spain | P. E. CUESTA COLORADA |  | WRI1006774 | 49.5 | 39.4085 | -2.2017 | Wind |  |  |  |  | IBERDROLA E.RENOV. CASTILLA LA MANCHA | Red ElÃ©ctrica de EspaÃ±a | http://www.ree.es/en/statistical-data-of-spanish-electrical-system/annual-report/preliminary-report-spanish-electricity-system-2015 | CARMA | [14 empty] | 105.27 | NO-ESTIMATION | NO-ESTIMATION | NO-ESTIMATION | NO-ESTIMATION | CAPACITY-FACTOR-V1 | 24.28%
ESP | Spain | P.E. CERRO DEL CALDERON |  | WRI1006978 | 49.5 | 39.4085 | -2.2017 | Wind |  |  |  |  | IBERDROLA E.RENOV. CASTILLA LA MANCHA | Red ElÃ©ctrica de EspaÃ±a | http://www.ree.es/en/statistical-data-of-spanish-electrical-system/annual-report/preliminary-report-spanish-electricity-system-2015 | CARMA | 1062624 | [13 empty] | 105.27 | NO-ESTIMATION | NO-ESTIMATION | NO-ESTIMATION | NO-ESTIMATION | CAPACITY-FACTOR-V1 | 24.28%
ESP | Spain | P.E. LA MUELA I |  | WRI1007077 | 49.5 | 39.4085 | -2.2017 | Wind |  |  |  |  | IBERDROLA E.RENOV. CASTILLA LA MANCHA | Red ElÃ©ctrica de EspaÃ±a | http://www.ree.es/en/statistical-data-of-spanish-electrical-system/annual-report/preliminary-report-spanish-electricity-system-2015 | CARMA | 1062623 | [13 empty] | 105.27 | NO-ESTIMATION | NO-ESTIMATION | NO-ESTIMATION | NO-ESTIMATION | CAPACITY-FACTOR-V1 | 24.28%
ESP | Spain | PARQUE EOLICO CALDERON |  | WRI1007341 | 18 | 39.4085 | -2.2017 | Wind |  |  |  |  | N.E.G. MICON | Red ElÃ©ctrica de EspaÃ±a | http://www.ree.es/en/statistical-data-of-spanish-electrical-system/annual-report/preliminary-report-spanish-electricity-system-2015 | CARMA | [14 empty] | 38.28 | HYDRO-V1 | HYDRO-V1 | HYDRO-V1 | HYDRO-V1 | HYDRO-V1 | 24.28%
ESP | Spain | PARQUE EOLICO LA MOLATA |  | WRI1007486 | 17.25 | 39.4085 | -2.2017 | Wind |  |  |  |  | ELECDEY MURCIA S.A. | Red ElÃ©ctrica de EspaÃ±a | http://www.ree.es/en/statistical-data-of-spanish-electrical-system/annual-report/preliminary-report-spanish-electricity-system-2015 | CARMA | [14 empty] | 36.68 | NO-ESTIMATION | NO-ESTIMATION | NO-ESTIMATION | NO-ESTIMATION | NO-ESTIMATION | 24.27%
ESP | Spain | P.E. EL PICAZO |  | WRI1007026 | 14 | 39.4500 | -2.0833 | Wind |  |  |  | 2009.0 | ENEL GREEN POWER ESPANA S.L. | Red ElÃ©ctrica de EspaÃ±a | http://www.ree.es/en/statistical-data-of-spanish-electrical-system/annual-report/preliminary-report-spanish-electricity-system-2015 | CARMA | [10 empty] | 38.34 | 38.41 | 33.44 | 34.27 | 33.47 | NO-ESTIMATION | NO-ESTIMATION | NO-ESTIMATION | NO-ESTIMATION | NO-ESTIMATION | 27.29%
ESP | Spain | PARQUE EOLICO EL PICAZO |  | WRI1007437 | 50 | 39.4500 | -2.0833 | Wind |  |  |  |  | INGENIERIA Y PROMOCIONES EOLICAS S.L. | Red ElÃ©ctrica de EspaÃ±a | http://www.ree.es/en/statistical-data-of-spanish-electrical-system/annual-report/preliminary-report-spanish-electricity-system-2015 | CARMA | [14 empty] | 106.33 | NO-ESTIMATION | NO-ESTIMATION | NO-ESTIMATION | NO-ESTIMATION | NO-ESTIMATION | 24.28%
ESP | Spain | PARQUE EOLICO LOMILLA I |  | WRI1023657 | 33 | 39.4685 | -2.2467 | Wind |  |  |  |  | EOLICA MONTANESA S.L. | Red ElÃ©ctrica de EspaÃ±a | http://www.ree.es/en/statistical-data-of-spanish-electrical-system/annual-report/preliminary-report-spanish-electricity-system-2015 | WRI | [14 empty] | 70.18 | NO-ESTIMATION | NO-ESTIMATION | NO-ESTIMATION | NO-ESTIMATION | CAPACITY-FACTOR-V1 | 24.28%
ESP | Spain | PARQUE EOLICO LOMILLA II |  | WRI1007530 | 70.5 | 39.4860 | -2.2028 | Wind |  |  |  |  | EOLICA MONTANESA S.L. | Red ElÃ©ctrica de EspaÃ±a | http://www.ree.es/en/statistical-data-of-spanish-electrical-system/annual-report/preliminary-report-spanish-electricity-system-2015 | WRI | [14 empty] | 149.93 | NO-ESTIMATION | NO-ESTIMATION | NO-ESTIMATION | NO-ESTIMATION | CAPACITY-FACTOR-V1 | 24.28%
ESP | Spain | P. E. LAS LOMILLAS |  | WRI1006732 | 49.5 | 39.5000 | -2.1667 | Wind |  |  |  | 2005.0 | TEBAR EOLICA S.A. | Red ElÃ©ctrica de EspaÃ±a | http://www.ree.es/en/statistical-data-of-spanish-electrical-system/annual-report/preliminary-report-spanish-electricity-system-2015 | CARMA | 1062163 | [9 empty] | 123.28 | 129.53 | 121.10 | 136.64 | 132.47 | HYDRO-V1 | HYDRO-V1 | HYDRO-V1 | HYDRO-V1 | HYDRO-V1 | 30.55%
ESP | Spain | P. E. CERRO DEL PALO |  | WRI1006764 | 49.5 | 39.5000 | -2.1667 | Wind |  |  |  |  | IBERDROLA E.RENOV. CASTILLA LA MANCHA | Red ElÃ©ctrica de EspaÃ±a | http://www.ree.es/en/statistical-data-of-spanish-electrical-system/annual-report/preliminary-report-spanish-electricity-system-2015 | CARMA | 1058895 | [13 empty] | 105.27 | NO-ESTIMATION | NO-ESTIMATION | NO-ESTIMATION | NO-ESTIMATION | NO-ESTIMATION | 24.28%
ESP | Spain | PARQUE EOLICO LAS LOMILLAS |  | WRI1007514 | 12 | 39.5000 | -2.1667 | Wind |  |  |  | 2009.0 | UNIWINDET PARQUE EOLICO LAS LOMILLAS S.L. | Red ElÃ©ctrica de EspaÃ±a | http://www.ree.es/en/statistical-data-of-spanish-electrical-system/annual-report/preliminary-report-spanish-electricity-system-2015 | CARMA | [10 empty] | 32.86 | 32.92 | 28.67 | 29.37 | 30.28 | NO-ESTIMATION | NO-ESTIMATION | NO-ESTIMATION | NO-ESTIMATION | NO-ESTIMATION | 28.81%
ESP | Spain | P. E. CALLEJAS |  | WRI1006755 | 49.5 | 39.6000 | -1.8000 | Wind |  |  |  |  | IBERDROLA E.RENOV. CASTILLA LA MANCHA | Red ElÃ©ctrica de EspaÃ±a | http://www.ree.es/en/statistical-data-of-spanish-electrical-system/annual-report/preliminary-report-spanish-electricity-system-2015 | CARMA | 1062017 | [13 empty] | 105.27 | NO-ESTIMATION | NO-ESTIMATION | NO-ESTIMATION | NO-ESTIMATION | NO-ESTIMATION | 24.28%
ESP | Spain | P. E. MAZA |  | WRI1006840 | 49.5 | 39.6000 | -1.8000 | Wind |  |  |  |  | IBERDROLA E.RENOV. CASTILLA LA MANCHA | Red ElÃ©ctrica de EspaÃ±a | http://www.ree.es/en/statistical-data-of-spanish-electrical-system/annual-report/preliminary-report-spanish-electricity-system-2015 | CARMA | 1061251 | [13 empty] | 105.27 | NO-ESTIMATION | NO-ESTIMATION | NO-ESTIMATION | NO-ESTIMATION | CAPACITY-FACTOR-V1 | 24.28%
ESP | Spain | PARQUE EOLICO LA MAZA |  | WRI1007485 | 22.95 | 39.6000 | -1.8000 | Wind |  |  |  |  | BOREAS EOLICA S.L. | Red ElÃ©ctrica de EspaÃ±a | http://www.ree.es/en/statistical-data-of-spanish-electrical-system/annual-report/preliminary-report-spanish-electricity-system-2015 | CARMA | [14 empty] | 48.8 | NO-ESTIMATION | NO-ESTIMATION | NO-ESTIMATION | NO-ESTIMATION | NO-ESTIMATION | 24.27%
ESP | Spain | PENA MIRA |  | WRI1007735 | 36.55 | 39.7167 | -1.4333 | Wind |  |  |  |  | GAMESA ENERGIA S.A. | Red ElÃ©ctrica de EspaÃ±a | http://www.ree.es/en/statistical-data-of-spanish-electrical-system/annual-report/preliminary-report-spanish-electricity-system-2015 | CARMA | 1053824 | [13 empty] | 77.73 | NO-ESTIMATION | NO-ESTIMATION | NO-ESTIMATION | NO-ESTIMATION | NO-ESTIMATION | 24.28%
ESP | Spain | PARQUE EOLICO PENAS ALTAS |  | WRI1007604 | 49.5 | 39.7493 | -0.9968 | Wind |  |  |  |  | ENERGIAS EOLICAS EUROPEAS S.A. | Red ElÃ©ctrica de EspaÃ±a | http://www.ree.es/en/statistical-data-of-spanish-electrical-system/annual-report/preliminary-report-spanish-electricity-system-2015 | CARMA | [14 empty] | 105.27 | NO-ESTIMATION | NO-ESTIMATION | NO-ESTIMATION | NO-ESTIMATION | NO-ESTIMATION | 24.28%
ESP | Spain | PARQUE EOLICO PENAS DE DIOS |  | WRI1007605 | 64.5 | 39.7493 | -0.9968 | Wind |  |  |  | 2009.0 | ENERGIAS RENOVABLES MEDITERRANEAS S.A. | Red ElÃ©ctrica de EspaÃ±a | http://www.ree.es/en/statistical-data-of-spanish-electrical-system/annual-report/preliminary-report-spanish-electricity-system-2015 | CARMA | 1073795 | [9 empty] | 172.45 | 166.75 | 132.84 | 131.79 | 122.68 | NO-ESTIMATION | NO-ESTIMATION | NO-ESTIMATION | NO-ESTIMATION | CAPACITY-FACTOR-V1 | 21.71%
ESP | Spain | CANALEJAS |  | WRI1006300 | 18.7 | 39.8500 | -0.7500 | Wind |  |  |  | 2005.0 | BIOVENT ENERGIA S.A. | Red ElÃ©ctrica de EspaÃ±a | http://www.ree.es/en/statistical-data-of-spanish-electrical-system/annual-report/preliminary-report-spanish-electricity-system-2015 | CARMA | 1062615 | [9 empty] | 43.88 | 47.36 | 47.03 | 45.74 | 43.6 | NO-ESTIMATION | NO-ESTIMATION | NO-ESTIMATION | NO-ESTIMATION | CAPACITY-FACTOR-V1 | 26.62%
ESP | Spain | P. E. CERRO DE LA PUNTA |  | WRI1006763 | 24.42 | 39.8667 | -1.2167 | Wind |  |  |  |  | IBERDROLA E.RENOV. CASTILLA LA MANCHA | Red ElÃ©ctrica de EspaÃ±a | http://www.ree.es/en/statistical-data-of-spanish-electrical-system/annual-report/preliminary-report-spanish-electricity-system-2015 | CARMA | 1047575 | [13 empty] | 51.93 | NO-ESTIMATION | NO-ESTIMATION | NO-ESTIMATION | NO-ESTIMATION | CAPACITY-FACTOR-V1 | 24.28%
ESP | Spain | P. E. DE HIGUERUELA |  | WRI1006778 | 37.6 | 39.8667 | -1.2167 | Wind |  |  |  |  | IBERDROLA E.RENOV. CASTILLA LA MANCHA | Red ElÃ©ctrica de EspaÃ±a | http://www.ree.es/en/statistical-data-of-spanish-electrical-system/annual-report/preliminary-report-spanish-electricity-system-2015 | CARMA | 1047572 | [13 empty] | 79.96 | NO-ESTIMATION | NO-ESTIMATION | NO-ESTIMATION | NO-ESTIMATION | NO-ESTIMATION | 24.28%
ESP | Spain | P.E. PICO COLLALBAS |  | WRI1007172 | 30 | 39.8667 | -1.6333 | Wind |  |  |  | 2006.0 | IBERENOVA PROMOCIONES S.A.U. | Red ElÃ©ctrica de EspaÃ±a | http://www.ree.es/en/statistical-data-of-spanish-electrical-system/annual-report/preliminary-report-spanish-electricity-system-2015 | CARMA | 1064277 | [9 empty] | 70.59 | 70.42 | 79.83 | 75.33 | 69.85 | NO-ESTIMATION | NO-ESTIMATION | NO-ESTIMATION | NO-ESTIMATION | NO-ESTIMATION | 26.58%
ESP | Spain | GRADO |  | WRI1006504 | 27.2 | 39.8770 | -0.0558 | Wind |  |  |  | 2005.0 | BIOVENT ENERGIA S.A. | Red ElÃ©ctrica de EspaÃ±a | http://www.ree.es/en/statistical-data-of-spanish-electrical-system/annual-report/preliminary-report-spanish-electricity-system-2015 | CARMA | 1062634 | [9 empty] | 63.10 | 64.68 | 60.63 | 77.22 | 72.96 | HYDRO-V1 | HYDRO-V1 | HYDRO-V1 | HYDRO-V1 | HYDRO-V1 | 30.62%
ESP | Spain | PARQUE EOLICO CERRO DE LA NEVERA |  | WRI1007352 | 31.5 | 39.8833 | -0.9500 | Wind |  |  |  | 2009.0 | ENERGIAS RENOVABLES MEDITERRANEAS S.A. | Red ElÃ©ctrica de EspaÃ±a | http://www.ree.es/en/statistical-data-of-spanish-electrical-system/annual-report/preliminary-report-spanish-electricity-system-2015 | CARMA | 1073794 | [9 empty] | 94.45 | 86.60 | 84.66 | 79.00 | 78.66 | NO-ESTIMATION | NO-ESTIMATION | NO-ESTIMATION | NO-ESTIMATION | WIND-V1 | 28.51%
ESP | Spain | P. E. CAMPALBO |  | WRI1006756 | 49.3 | 39.9000 | -1.2667 | Wind |  |  |  |  | IBERDROLA E.RENOV. CASTILLA LA MANCHA | Red ElÃ©ctrica de EspaÃ±a | http://www.ree.es/en/statistical-data-of-spanish-electrical-system/annual-report/preliminary-report-spanish-electricity-system-2015 | CARMA | 1053814 | [13 empty] | 104.84 | NO-ESTIMATION | NO-ESTIMATION | WIND-V1 | WIND-V1 | WIND-V1 | 24.28%
ESP | Spain | PARQUE EOLICO COLMENAR II |  | WRI1007359 | 28 | 39.9667 | -0.2500 | Wind |  |  |  | 2007.0 | AL-ANDALUS WIND POWER S.L. | Red ElÃ©ctrica de EspaÃ±a | http://www.ree.es/en/statistical-data-of-spanish-electrical-system/annual-report/preliminary-report-spanish-electricity-system-2015 | CARMA | [10 empty] | 71.72 | 66.35 | 61.39 | 64.58 | 58.13 | NO-ESTIMATION | NO-ESTIMATION | NO-ESTIMATION | NO-ESTIMATION | NO-ESTIMATION | 23.7%
ESP | Spain | P. E. LA PLATA |  | WRI1006814 | 21.25 | 39.9856 | -3.3690 | Wind |  |  |  | 2004.0 | OLIVENTO S.L.U (ANTES S.E.VILLARRUBIA) | Red ElÃ©ctrica de EspaÃ±a | http://www.ree.es/en/statistical-data-of-spanish-electrical-system/annual-report/preliminary-report-spanish-electricity-system-2015 | CARMA | 1062168 | [9 empty] | 52.12 | 52.81 | 61.66 | 48.16 | 48.28 | NO-ESTIMATION | NO-ESTIMATION | NO-ESTIMATION | NO-ESTIMATION | CAPACITY-FACTOR-V1 | 25.94%
ESP | Spain | PARQUE EOLICO ALTO PALANCIA III |  | WRI1007317 | 94 | 39.9894 | -0.6804 | Wind |  |  |  | 2009.0 | CORPORACION ACCIONA EOLICA S.L. | Red ElÃ©ctrica de EspaÃ±a | http://www.ree.es/en/statistical-data-of-spanish-electrical-system/annual-report/preliminary-report-spanish-electricity-system-2015 | WRI | 1088113 | [9 empty] | 272.61 | 243.55 | 218.61 | 203.53 | 202.62 | NO-ESTIMATION | NO-ESTIMATION | NO-ESTIMATION | NO-ESTIMATION | NO-ESTIMATION | 24.61%
ESP | Spain | PARQUE EOLICO ALTO DE LA MORERUELA |  | WRI1007313 | 49.5 | 40.0167 | -0.6500 | Wind |  |  |  |  | ENERGIAS EOLICAS EUROPEAS S.A. | Red ElÃ©ctrica de EspaÃ±a | http://www.ree.es/en/statistical-data-of-spanish-electrical-system/annual-report/preliminary-report-spanish-electricity-system-2015 | CARMA | [14 empty] | 105.27 | HYDRO-V1 | HYDRO-V1 | HYDRO-V1 | HYDRO-V1 | HYDRO-V1 | 24.28%
ESP | Spain | P. E. ESCALON |  | WRI1006801 | 30 | 40.1669 | -4.4048 | Wind |  |  |  |  | IBERDROLA E.R. CASTILLA LA MANCHA SA | Red ElÃ©ctrica de EspaÃ±a | http://www.ree.es/en/statistical-data-of-spanish-electrical-system/annual-report/preliminary-report-spanish-electricity-system-2015 | CARMA | 1064928 | [13 empty] | 63.8 | NO-ESTIMATION | NO-ESTIMATION | NO-ESTIMATION | WIND-V1 | WIND-V1 | 24.28%
ESP | Spain | EL CERRO - AMPLIACION (DE 1206) |  | WRI1006436 | 30 | 40.3167 | -5.9167 | Wind |  |  |  |  | SISTEMAS ENERGETICOS VALLE DE SEDANO SA | Red ElÃ©ctrica de EspaÃ±a | http://www.ree.es/en/statistical-data-of-spanish-electrical-system/annual-report/preliminary-report-spanish-electricity-system-2015 | CARMA | [14 empty] | 63.8 | NO-ESTIMATION | NO-ESTIMATION | NO-ESTIMATION | WIND-V1 | WIND-V1 | 24.28%
ESP | Spain | PARQUE EOLICO ARRIELLO |  | WRI1007325 | 24.42 | 40.4288 | -0.2577 | Wind |  |  |  |  | MOLINOS DEL EBRO S.A. | Red ElÃ©ctrica de EspaÃ±a | http://www.ree.es/en/statistical-data-of-spanish-electrical-system/annual-report/preliminary-report-spanish-electricity-system-2015 | CARMA | 1073787 | [13 empty] | 51.93 | NO-ESTIMATION | NO-ESTIMATION | NO-ESTIMATION | WIND-V1 | WIND-V1 | 24.28%
ESP | Spain | P.E. EL COTEREJON I |  | WRI1007015 | 18 | 40.4532 | -4.4647 | Wind |  |  |  | 2008.0 | PARQUE EOLICO ALTO DEL COTEREJON S.L. | Red ElÃ©ctrica de EspaÃ±a | http://www.ree.es/en/statistical-data-of-spanish-electrical-system/annual-report/preliminary-report-spanish-electricity-system-2015 | CARMA | 1073317 | [9 empty] | 47.79 | 44.56 | 43.34 | 41.24 | 47.58 | HYDRO-V1 | HYDRO-V1 | HYDRO-V1 | HYDRO-V1 | HYDRO-V1 | 30.18%
ESP | Spain | P. E. LAS CABRILLAS |  | WRI1006819 | 28.5 | 40.5327 | -0.2625 | Wind |  |  |  | 2007.0 | ENERGIAS RENOVABLES MEDITERRANEAS S.A. | Red ElÃ©ctrica de EspaÃ±a | http://www.ree.es/en/statistical-data-of-spanish-electrical-system/annual-report/preliminary-report-spanish-electricity-system-2015 | CARMA | 1073790 | [9 empty] | 79.82 | 67.88 | 66.67 | 71.51 | 69.31 | HYDRO-V1 | HYDRO-V1 | HYDRO-V1 | HYDRO-V1 | HYDRO-V1 | 27.76%
ESP | Spain | P. E. PLA DE EMBALAGUE |  | WRI1006851 | 36 | 40.5327 | -0.2625 | Wind |  |  |  | 2007.0 | ENERGIAS RENOVABLES MEDITERRANEAS S.A. | Red ElÃ©ctrica de EspaÃ±a | http://www.ree.es/en/statistical-data-of-spanish-electrical-system/annual-report/preliminary-report-spanish-electricity-system-2015 | CARMA | 1073789 | [9 empty] | 100.83 | 85.74 | 84.21 | 90.32 | 87.55 | NO-ESTIMATION | NO-ESTIMATION | NO-ESTIMATION | NO-ESTIMATION | WIND-V1 | 27.76%
ESP | Spain | P.E.EL ROBLECILLO DE ARRIBA |  | WRI1007278 | 49.8 | 40.5934 | -1.9095 | Wind |  |  |  |  | PARQUE EOLICO EL ROBLECILLO S.L. | Red ElÃ©ctrica de EspaÃ±a | http://www.ree.es/en/statistical-data-of-spanish-electrical-system/annual-report/preliminary-report-spanish-electricity-system-2015 | CARMA | [14 empty] | 105.91 | HYDRO-V1 | HYDRO-V1 | HYDRO-V1 | HYDRO-V1 | HYDRO-V1 | 24.28%
ESP | Spain | P. E. VALPARDO |  | WRI1006883 | 21.25 | 40.5940 | -4.4115 | Wind |  |  |  | 2006.0 | CORPORACION ACCIONA EOLICA S.L. | Red ElÃ©ctrica de EspaÃ±a | http://www.ree.es/en/statistical-data-of-spanish-electrical-system/annual-report/preliminary-report-spanish-electricity-system-2015 | CARMA | 1063687 | [9 empty] | 48.78 | 48.70 | 56.17 | 52.52 | 65.06 | HYDRO-V1 | HYDRO-V1 | HYDRO-V1 | HYDRO-V1 | HYDRO-V1 | 34.95%
ESP | Spain | P.E. TORRE MIRO II |  | WRI1007252 | 99 | 40.6197 | -0.0989 | Wind |  |  |  | 2006.0 | ENERGIAS RENOVABLES MEDITERRANEAS S.A. | Red ElÃ©ctrica de EspaÃ±a | http://www.ree.es/en/statistical-data-of-spanish-electrical-system/annual-report/preliminary-report-spanish-electricity-system-2015 | CARMA | 1073786 | [9 empty] | 253.86 | 235.51 | 238.18 | 230.78 | 247.55 | HYDRO-V1 | HYDRO-V1 | HYDRO-V1 | HYDRO-V1 | HYDRO-V1 | 28.54%
ESP | Spain | MONTEJO DE BRICIA |  | WRI1006690 | 13.6 | 40.6325 | -5.6229 | Wind |  |  |  | 2006.0 | BOREAS EOLICA 2 S.A. | Red ElÃ©ctrica de EspaÃ±a | http://www.ree.es/en/statistical-data-of-spanish-electrical-system/annual-report/preliminary-report-spanish-electricity-system-2015 | CARMA | 1063569 | [9 empty] | 30.38 | 31.86 | 36.17 | 33.61 | 41.86 | HYDRO-V1 | HYDRO-V1 | HYDRO-V1 | HYDRO-V1 | HYDRO-V1 | 35.14%
ESP | Spain | LANCHAL |  | WRI1006601 | 21.25 | 40.6336 | -4.4669 | Wind |  |  |  | 2012.0 | ENEL GREEN POWER ESPANA S.L. | Red ElÃ©ctrica de EspaÃ±a | http://www.ree.es/en/statistical-data-of-spanish-electrical-system/annual-report/preliminary-report-spanish-electricity-system-2015 | WRI | 1110429 | [9 empty] | 65.94 | 67.54 | 58.72 | 56.58 | 58.74 | NO-ESTIMATION | NO-ESTIMATION | NO-ESTIMATION | NO-ESTIMATION | NO-ESTIMATION | 31.56%
ESP | Spain | P.E. MANZANERA |  | WRI1007128 | 25.5 | 40.6377 | -0.3404 | Wind |  |  |  | 2006.0 | ENERGIAS RENOVABLES MEDITERRANEAS S.A. | Red ElÃ©ctrica de EspaÃ±a | http://www.ree.es/en/statistical-data-of-spanish-electrical-system/annual-report/preliminary-report-spanish-electricity-system-2015 | CARMA | 1073791 | [9 empty] | 63.76 | 58.69 | 64.55 | 62.19 | 64.09 | NO-ESTIMATION | NO-ESTIMATION | NO-ESTIMATION | NO-ESTIMATION | NO-ESTIMATION | 28.69%
ESP | Spain | PARQUE EOLICO OJOS ALBOS |  | WRI1007588 | 14.52 | 40.7060 | -4.5163 | Wind |  |  |  | 2000.0 | PARQUE EOLICO ALTOS DEL VOLTOYA S.A. | Red ElÃ©ctrica de EspaÃ±a | http://www.ree.es/en/statistical-data-of-spanish-electrical-system/annual-report/preliminary-report-spanish-electricity-system-2015 | CARMA | 1046272 | [9 empty] | 33.51 | 28.16 | 28.39 | 25.95 | 28.21 | NO-ESTIMATION | NO-ESTIMATION | NO-ESTIMATION | NO-ESTIMATION | NO-ESTIMATION | 22.18%
ESP | Spain | P.E. ALDEAVIEJA |  | WRI1006925 | 14.52 | 40.7067 | -4.5002 | Wind |  |  |  | 2000.0 | ENEL GREEN POWER ESPANA S.L. | Red ElÃ©ctrica de EspaÃ±a | http://www.ree.es/en/statistical-data-of-spanish-electrical-system/annual-report/preliminary-report-spanish-electricity-system-2015 | WRI | 1049611 | [9 empty] | 32.94 | 28.16 | 28.39 | 25.95 | 28.21 | NO-ESTIMATION | NO-ESTIMATION | NO-ESTIMATION | NO-ESTIMATION | CAPACITY-FACTOR-V1 | 22.18%
ESP | Spain | P. E. SIERRA COSTERA II |  | WRI1006867 | 40.8 | 40.7081 | -0.9149 | Wind |  |  |  | 2007.0 | EXPLOTACIONES EOLICAS SIERRA COSTERA SA | Red ElÃ©ctrica de EspaÃ±a | http://www.ree.es/en/statistical-data-of-spanish-electrical-system/annual-report/preliminary-report-spanish-electricity-system-2015 | CARMA | 1074124 | [9 empty] | 115.02 | 107.21 | 100.02 | 110.20 | 104.66 | NO-ESTIMATION | NO-ESTIMATION | NO-ESTIMATION | NO-ESTIMATION | CAPACITY-FACTOR-V1 | 29.28%
ESP | Spain | PARQUE EOLICO SIERRA COSTERA FASE I |  | WRI1007651 | 49.5 | 40.7081 | -0.9149 | Wind |  |  |  |  | PARQUE EOLICO ARAGON A.I.E. | Red ElÃ©ctrica de EspaÃ±a | http://www.ree.es/en/statistical-data-of-spanish-electrical-system/annual-report/preliminary-report-spanish-electricity-system-2015 | CARMA | [14 empty] | 105.27 | NO-ESTIMATION | NO-ESTIMATION | NO-ESTIMATION | NO-ESTIMATION | CAPACITY-FACTOR-V1 | 24.28%
ESP | Spain | PARQUE EOLICO CRUZ DE HIERRO |  | WRI1007368 | 14.52 | 40.7167 | -4.4500 | Wind |  |  |  | 2000.0 | PARQUE EOLICO ALTOS DEL VOLTOYA S.A. | Red ElÃ©ctrica de EspaÃ±a | http://www.ree.es/en/statistical-data-of-spanish-electrical-system/annual-report/preliminary-report-spanish-electricity-system-2015 | CARMA | 1046268 | [9 empty] | 32.94 | 27.60 | 28.39 | 26.32 | 28.21 | NO-ESTIMATION | NO-ESTIMATION | NO-ESTIMATION | NO-ESTIMATION | CAPACITY-FACTOR-V1 | 22.18%
ESP | Spain | P.E. SIERRA LACERA |  | WRI1007236 | 36.9 | 40.7342 | -1.6172 | Wind |  |  |  |  | PROVENTO RENOVABLES S.A. | Red ElÃ©ctrica de EspaÃ±a | http://www.ree.es/en/statistical-data-of-spanish-electrical-system/annual-report/preliminary-report-spanish-electricity-system-2015 | CARMA | 1077461 | [13 empty] | 78.47 | NO-ESTIMATION | NO-ESTIMATION | NO-ESTIMATION | NO-ESTIMATION | NO-ESTIMATION | 24.28%
ESP | Spain | PARQUE EOLICO SIERRA MENERA II |  | WRI1007691 | 39.95 | 40.7342 | -1.6172 | Wind |  |  |  |  | IBERDROLA ENERGIAS RENOVABLES S.A. | Red ElÃ©ctrica de EspaÃ±a | http://www.ree.es/en/statistical-data-of-spanish-electrical-system/annual-report/preliminary-report-spanish-electricity-system-2015 | CARMA | 1065790 | [13 empty] | 84.96 | NO-ESTIMATION | NO-ESTIMATION | WIND-V1 | WIND-V1 | WIND-V1 | 24.28%
ESP | Spain | P.E. CALARES |  | WRI1006954 | 50 | 40.7767 | -1.6498 | Wind |  |  |  |  | P.G.P. DE ENERGIA S.A. | Red ElÃ©ctrica de EspaÃ±a | http://www.ree.es/en/statistical-data-of-spanish-electrical-system/annual-report/preliminary-report-spanish-electricity-system-2015 | CARMA | [14 empty] | 106.33 | NO-ESTIMATION | NO-ESTIMATION | NO-ESTIMATION | NO-ESTIMATION | NO-ESTIMATION | 24.28%
ESP | Spain | PARQUE EOLICO VILLACASTIN |  | WRI1007724 | 14.52 | 40.7796 | -4.4136 | Wind |  |  |  | 2000.0 | PARQUE EOLICO ALTOS DEL VOLTOYA S.A. | Red ElÃ©ctrica de EspaÃ±a | http://www.ree.es/en/statistical-data-of-spanish-electrical-system/annual-report/preliminary-report-spanish-electricity-system-2015 | CARMA | 1046274 | [9 empty] | 33.10 | 29.25 | 26.25 | 25.94 | 26.07 | HYDRO-V1 | HYDRO-V1 | HYDRO-V1 | HYDRO-V1 | HYDRO-V1 | 20.5%
ESP | Spain | P.E. VALDECONEJOS |  | WRI1007259 | 32.3 | 40.7947 | -0.8101 | Wind |  |  |  | 2006.0 | OLIVENTO S.L.U. | Red ElÃ©ctrica de EspaÃ±a | http://www.ree.es/en/statistical-data-of-spanish-electrical-system/annual-report/preliminary-report-spanish-electricity-system-2015 | CARMA | 1070154 | [9 empty] | 94.26 | 74.57 | 78.75 | 78.77 | 72.51 | HYDRO-V1 | HYDRO-V1 | HYDRO-V1 | HYDRO-V1 | HYDRO-V1 | 25.63%
ESP | Spain | P.E. DE TORTOSA |  | WRI1007003 | 29.9 | 40.8125 | 0.5216 | Wind |  |  |  | 2006.0 | PARC EOLIC DE TORTOSA S.L. | Red ElÃ©ctrica de EspaÃ±a | http://www.ree.es/en/statistical-data-of-spanish-electrical-system/annual-report/preliminary-report-spanish-electricity-system-2015 | CARMA | 1051962 | [9 empty] | 70.56 | 69.36 | 76.99 | 75.08 | 69.62 | HYDRO-V1 | HYDRO-V1 | HYDRO-V1 | HYDRO-V1 | HYDRO-V1 | 26.58%
ESP | Spain | P.E. CANREDONDO I |  | WRI1006959 | 28 | 40.8126 | -2.4938 | Wind |  |  |  | 2006.0 | GAS NATURAL FENOSA RENOVABLES S.L.U. | Red ElÃ©ctrica de EspaÃ±a | http://www.ree.es/en/statistical-data-of-spanish-electrical-system/annual-report/preliminary-report-spanish-electricity-system-2015 | CARMA | 1089463 | [9 empty] | 65.89 | 65.73 | 72.10 | 70.31 | 65.19 | NO-ESTIMATION | NO-ESTIMATION | NO-ESTIMATION | WIND-V1 | WIND-V1 | 26.58%
ESP | Spain | P.E. LA TORRECILLA |  | WRI1007084 | 38.25 | 40.8127 | -0.8454 | Wind |  |  |  | 2007.0 | SISTEMAS ENERGETICOS LA TORRECILLA S.A.U. | Red ElÃ©ctrica de EspaÃ±a | http://www.ree.es/en/statistical-data-of-spanish-electrical-system/annual-report/preliminary-report-spanish-electricity-system-2015 | CARMA | 1072600 | [9 empty] | 105.66 | 87.22 | 86.55 | 92.77 | 89.03 | NO-ESTIMATION | NO-ESTIMATION | NO-ESTIMATION | NO-ESTIMATION | CAPACITY-FACTOR-V1 | 26.57%
ESP | Spain | P.E. CALDEREROS |  | WRI1006955 | 19.8 | 40.8131 | -1.5964 | Wind |  |  |  | 2008.0 | ENEL GREEN POWER ESPANA S.L. | Red ElÃ©ctrica de EspaÃ±a | http://www.ree.es/en/statistical-data-of-spanish-electrical-system/annual-report/preliminary-report-spanish-electricity-system-2015 | WRI | 1073333 | [9 empty] | 55.22 | 50.21 | 47.97 | 47.56 | 51.87 | NO-ESTIMATION | NO-ESTIMATION | NO-ESTIMATION | NO-ESTIMATION | CAPACITY-FACTOR-V1 | 29.91%
ESP | Spain | LES COLLADETES I |  | WRI1006621 | 36.63 | 40.8667 | 0.7167 | Wind |  |  |  | 2000.0 | ENERVENT S.A. | Red ElÃ©ctrica de EspaÃ±a | http://www.ree.es/en/statistical-data-of-spanish-electrical-system/annual-report/preliminary-report-spanish-electricity-system-2015 | CARMA | 1047387 | [9 empty] | 77.54 | 68.73 | 75.92 | 78.08 | 76.07 | HYDRO-V1 | HYDRO-V1 | HYDRO-V1 | HYDRO-V1 | HYDRO-V1 | 23.71%
ESP | Spain | MUDEFER |  | WRI1006695 | 57.6 | 41.0333 | 0.2500 | Wind |  |  |  | 2010.0 | PARC EOLIC MUDEFER SL | Red ElÃ©ctrica de EspaÃ±a | http://www.ree.es/en/statistical-data-of-spanish-electrical-system/annual-report/preliminary-report-spanish-electricity-system-2015 | CARMA | 1071226 | [9 empty] | 220.51 | 167.05 | 145.12 | 139.08 | 131.08 | HYDRO-V1 | HYDRO-V1 | HYDRO-V1 | HYDRO-V1 | HYDRO-V1 | 25.98%
ESP | Spain | P. E. CLARES |  | WRI1006770 | 32 | 41.0337 | -2.1434 | Wind |  |  |  |  | IBERDROLA E.REN.CASTILLA LA MANCHA SA | Red ElÃ©ctrica de EspaÃ±a | http://www.ree.es/en/statistical-data-of-spanish-electrical-system/annual-report/preliminary-report-spanish-electricity-system-2015 | CARMA | 1064927 | [13 empty] | 68.05 | HYDRO-V1 | HYDRO-V1 | HYDRO-V1 | HYDRO-V1 | HYDRO-V1 | 24.28%
ESP | Spain | P. E. MALLEN |  | WRI1006837 | 29.8 | 41.0475 | -2.2048 | Wind |  |  |  | 2006.0 | VIESGO RENOVABLES S.L.U | Red ElÃ©ctrica de EspaÃ±a | http://www.ree.es/en/statistical-data-of-spanish-electrical-system/annual-report/preliminary-report-spanish-electricity-system-2015 | CARMA | 1066565 | [9 empty] | 70.98 | 69.13 | 76.73 | 74.83 | 69.38 | NO-ESTIMATION | NO-ESTIMATION | NO-ESTIMATION | NO-ESTIMATION | CAPACITY-FACTOR-V1 | 26.58%
ESP | Spain | P. E. MARANCHON I |  | WRI1006838 | 66 | 41.0475 | -2.2048 | Wind |  |  |  |  | IBERDROLA E.R. DE CASTILLA LA MANCHA SA | Red ElÃ©ctrica de EspaÃ±a | http://www.ree.es/en/statistical-data-of-spanish-electrical-system/annual-report/preliminary-report-spanish-electricity-system-2015 | CARMA | [14 empty] | 140.36 | WIND-V1 | WIND-V1 | WIND-V1 | WIND-V1 | WIND-V1 | 24.28%
ESP | Spain | P. E. MARANCHON SUR |  | WRI1006839 | 12 | 41.0475 | -2.2048 | Wind |  |  |  |  | IBERDROLA E.R. CASTILLA LA MANCHA S.A | Red ElÃ©ctrica de EspaÃ±a | http://www.ree.es/en/statistical-data-of-spanish-electrical-system/annual-report/preliminary-report-spanish-electricity-system-2015 | CARMA | 1064861 | [13 empty] | 25.52 | NO-ESTIMATION | NO-ESTIMATION | NO-ESTIMATION | NO-ESTIMATION | CAPACITY-FACTOR-V1 | 24.28%
ESP | Spain | EL CANTO (AMPLIADA CON RE-0951) |  | WRI1006434 | 15.18 | 41.0845 | -3.8599 | Wind |  |  |  |  | SISTEMAS ENERGETICOS VALLE DE SEDANO S.A.U. | Red ElÃ©ctrica de EspaÃ±a | http://www.ree.es/en/statistical-data-of-spanish-electrical-system/annual-report/preliminary-report-spanish-electricity-system-2015 | CARMA | 1047438 | [13 empty] | 32.28 | NO-ESTIMATION | NO-ESTIMATION | NO-ESTIMATION | NO-ESTIMATION | CAPACITY-FACTOR-V1 | 24.27%
ESP | Spain | P.E. EL GRANADO |  | WRI1007019 | 14.45 | 41.0983 | -2.5741 | Wind |  |  |  |  | SISTEMAS ENERGETICOS DEL GRANADO S.A. | Red ElÃ©ctrica de EspaÃ±a | http://www.ree.es/en/statistical-data-of-spanish-electrical-system/annual-report/preliminary-report-spanish-electricity-system-2015 | CARMA | 1084057 | [13 empty] | 30.73 | NO-ESTIMATION | NO-ESTIMATION | NO-ESTIMATION | NO-ESTIMATION | NO-ESTIMATION | 24.28%
ESP | Spain | P.E. EL GUIJO II |  | WRI1007020 | 64 | 41.0983 | -2.5741 | Wind |  |  |  | 2008.0 | LURIA DE ENERGIAS S.A. | Red ElÃ©ctrica de EspaÃ±a | http://www.ree.es/en/statistical-data-of-spanish-electrical-system/annual-report/preliminary-report-spanish-electricity-system-2015 | CARMA | [10 empty] | 165.68 | 154.74 | 144.42 | 144.58 | 155.99 | NO-ESTIMATION | NO-ESTIMATION | NO-ESTIMATION | NO-ESTIMATION | CAPACITY-FACTOR-V1 | 27.82%
ESP | Spain | PARQUE EOLICO EL GUIJO |  | WRI1007428 | 47.6 | 41.0983 | -2.5741 | Wind |  |  |  |  | LURIA DE ENERGIAS S.A. | Red ElÃ©ctrica de EspaÃ±a | http://www.ree.es/en/statistical-data-of-spanish-electrical-system/annual-report/preliminary-report-spanish-electricity-system-2015 | CARMA | [14 empty] | 101.23 | HYDRO-V1 | HYDRO-V1 | HYDRO-V1 | HYDRO-V1 | HYDRO-V1 | 24.28%
ESP | Spain | PARQUE EOLICO LAYNA |  | WRI1007520 | 50 | 41.0991 | -2.3044 | Wind |  |  |  | 2012.0 | IBERENOVA PROMOCIONES S.A.U. | Red ElÃ©ctrica de EspaÃ±a | http://www.ree.es/en/statistical-data-of-spanish-electrical-system/annual-report/preliminary-report-spanish-electricity-system-2015 | CARMA | 1074341 | [9 empty] | 175.64 | 151.76 | 128.81 | 127.74 | 126.59 | HYDRO-V1 | HYDRO-V1 | HYDRO-V1 | HYDRO-V1 | HYDRO-V1 | 28.9%
ESP | Spain | P.E. CARAMONTE |  | WRI1006962 | 49.94 | 41.1722 | -2.4348 | Wind |  |  |  | 2009.0 | EOLICA DE MEDINACELI S.L. | Red ElÃ©ctrica de EspaÃ±a | http://www.ree.es/en/statistical-data-of-spanish-electrical-system/annual-report/preliminary-report-spanish-electricity-system-2015 | CARMA | 1078526 | [9 empty] | 134.01 | 127.94 | 121.49 | 110.94 | 110.45 | HYDRO-V1 | HYDRO-V1 | HYDRO-V1 | HYDRO-V1 | HYDRO-V1 | 25.25%
ESP | Spain | P. E. LA PENUCA |  | WRI1006813 | 33 | 41.1748 | -6.5194 | Wind |  |  |  | 2005.0 | PARQUE EOLICO LA PENUCA S.L. | Red ElÃ©ctrica de EspaÃ±a | http://www.ree.es/en/statistical-data-of-spanish-electrical-system/annual-report/preliminary-report-spanish-electricity-system-2015 | CARMA | 1061526 | [9 empty] | 76.69 | 82.11 | 68.51 | 68.24 | 71.27 | HYDRO-V1 | HYDRO-V1 | HYDRO-V1 | HYDRO-V1 | HYDRO-V1 | 24.65%
ESP | Spain | P.E. CERROS DE RADONA |  | WRI1006984 | 40 | 41.2513 | -2.5268 | Wind |  |  |  | 2009.0 | EOLICA DE RADONA S.L.U. | Red ElÃ©ctrica de EspaÃ±a | http://www.ree.es/en/statistical-data-of-spanish-electrical-system/annual-report/preliminary-report-spanish-electricity-system-2015 | CARMA | 1070024 | [9 empty] | 108.13 | 103.66 | 101.58 | 85.60 | 85.22 | HYDRO-V1 | HYDRO-V1 | HYDRO-V1 | HYDRO-V1 | HYDRO-V1 | 24.32%
ESP | Spain | P.E. RADONA I |  | WRI1007187 | 80.42 | 41.3006 | -2.4750 | Wind |  |  |  | 2009.0 | IBERDROLA RENOVBLES CASTILLA Y LEON S.A. | Red ElÃ©ctrica de EspaÃ±a | http://www.ree.es/en/statistical-data-of-spanish-electrical-system/annual-report/preliminary-report-spanish-electricity-system-2015 | WRI | [10 empty] | 217.99 | 209.27 | 197.34 | 173.13 | 172.36 | NO-ESTIMATION | NO-ESTIMATION | NO-ESTIMATION | NO-ESTIMATION | CAPACITY-FACTOR-V1 | 24.47%
ESP | Spain | PARQUE EOLICO BELCHITE |  | WRI1007333 | 49.5 | 41.3032 | -0.7505 | Wind |  |  |  | 2005.0 | PARQUE EOLICO BELCHITE S.L. | Red ElÃ©ctrica de EspaÃ±a | http://www.ree.es/en/statistical-data-of-spanish-electrical-system/annual-report/preliminary-report-spanish-electricity-system-2015 | CARMA | 1061948 | [9 empty] | 125.30 | 130.76 | 126.27 | 133.50 | 125.96 | NO-ESTIMATION | NO-ESTIMATION | NO-ESTIMATION | NO-ESTIMATION | CAPACITY-FACTOR-V1 | 29.05%
ESP | Spain | EL NEGREDO |  | WRI1006442 | 18 | 41.3268 | -3.3144 | Wind |  |  |  | 2009.0 | ENERGIAS NATURALES EL NEGREDO S.L. | Red ElÃ©ctrica de EspaÃ±a | http://www.ree.es/en/statistical-data-of-spanish-electrical-system/annual-report/preliminary-report-spanish-electricity-system-2015 | CARMA | 1078532 | [9 empty] | 49.37 | 50.14 | 42.57 | 39.46 | 41.94 | NO-ESTIMATION | NO-ESTIMATION | NO-ESTIMATION | NO-ESTIMATION | CAPACITY-FACTOR-V1 | 26.6%
ESP | Spain | P. E. ENTREDICHO |  | WRI1006800 | 36 | 41.3424 | -0.9599 | Wind |  |  |  | 2004.0 | IBERDROLA E.R. DE ARAGON S.A. | Red ElÃ©ctrica de EspaÃ±a | http://www.ree.es/en/statistical-data-of-spanish-electrical-system/annual-report/preliminary-report-spanish-electricity-system-2015 | CARMA | 1062574 | [9 empty] | 92.08 | 88.00 | 81.55 | 78.93 | 79.37 | NO-ESTIMATION | NO-ESTIMATION | NO-ESTIMATION | NO-ESTIMATION | NO-ESTIMATION | 25.17%
ESP | Spain | P. E. FUENDETODOS II (UNIFICADO) |  | WRI1006802 | 47.2 | 41.3424 | -0.9599 | Wind |  |  |  | 2004.0 | IBERDROLA E.R. DE ARAGON S.A. | Red ElÃ©ctrica de EspaÃ±a | http://www.ree.es/en/statistical-data-of-spanish-electrical-system/annual-report/preliminary-report-spanish-electricity-system-2015 | CARMA | 1062573 | [9 empty] | 122.55 | 123.43 | 112.53 | 108.36 | 107.48 | HYDRO-V1 | HYDRO-V1 | HYDRO-V1 | HYDRO-V1 | HYDRO-V1 | 25.99%
ESP | Spain | P.E. FUENDETODOS I |  | WRI1007050 | 46 | 41.3424 | -0.9599 | Wind |  |  |  | 2004.0 | IBERDROLA E.R. DE ARAGON S.A. | Red ElÃ©ctrica de EspaÃ±a | http://www.ree.es/en/statistical-data-of-spanish-electrical-system/annual-report/preliminary-report-spanish-electricity-system-2015 | CARMA | 1062573 | [9 empty] | 119.43 | 120.29 | 109.67 | 105.61 | 104.75 | HYDRO-V1 | HYDRO-V1 | HYDRO-V1 | HYDRO-V1 | HYDRO-V1 | 26%
ESP | Spain | P.E. QUINONERIA I |  | WRI1007186 | 36.55 | 41.3510 | -2.4737 | Wind |  |  |  |  | GAMESA ENERGIA S.A. Y EOLICA NAVARRA | Red ElÃ©ctrica de EspaÃ±a | http://www.ree.es/en/statistical-data-of-spanish-electrical-system/annual-report/preliminary-report-spanish-electricity-system-2015 | CARMA | [14 empty] | 77.73 | NO-ESTIMATION | NO-ESTIMATION | NO-ESTIMATION | NO-ESTIMATION | NO-ESTIMATION | 24.28%
ESP | Spain | ALENTISQUE |  | WRI1006179 | 46.5 | 41.4206 | -2.3319 | Wind |  |  |  | 2007.0 | PARQUES EOLICOS ALENTISQUE S.L. | Red ElÃ©ctrica de EspaÃ±a | http://www.ree.es/en/statistical-data-of-spanish-electrical-system/annual-report/preliminary-report-spanish-electricity-system-2015 | CARMA | 1066577 | [9 empty] | 127.05 | 117.27 | 116.68 | 119.89 | 117.78 | NO-ESTIMATION | NO-ESTIMATION | NO-ESTIMATION | NO-ESTIMATION | NO-ESTIMATION | 28.91%
ESP | Spain | P. E. MUEL |  | WRI1006846 | 16.2 | 41.4663 | -1.0850 | Wind |  |  |  | 1998.0 | RWE INNOGY AERSA S.A.U. | Red ElÃ©ctrica de EspaÃ±a | http://www.ree.es/en/statistical-data-of-spanish-electrical-system/annual-report/preliminary-report-spanish-electricity-system-2015 | CARMA | 1049629 | [9 empty] | 34.00 | 23.83 | 24.72 | 25.72 | 24.55 | NO-ESTIMATION | NO-ESTIMATION | WIND-V1 | WIND-V1 | WIND-V1 | 17.3%
ESP | Spain | LES FORQUES |  | WRI1006622 | 30 | 41.4833 | 1.2333 | Wind |  |  |  | 2008.0 | PARQUES EOLICOS GESTINVER SL | Red ElÃ©ctrica de EspaÃ±a | http://www.ree.es/en/statistical-data-of-spanish-electrical-system/annual-report/preliminary-report-spanish-electricity-system-2015 | CARMA | 1067284 | [9 empty] | 77.31 | 74.99 | 72.75 | 71.51 | 76.23 | NO-ESTIMATION | NO-ESTIMATION | NO-ESTIMATION | NO-ESTIMATION | NO-ESTIMATION | 29.01%
ESP | Spain | P.E. ALMAREN UNIFICADO |  | WRI1006928 | 11.9 | 41.4860 | -1.5950 | Wind |  |  |  | 2007.0 | EXPL. EOLICAS SIERRA DE LA VIRGEN SA | Red ElÃ©ctrica de EspaÃ±a | http://www.ree.es/en/statistical-data-of-spanish-electrical-system/annual-report/preliminary-report-spanish-electricity-system-2015 | CARMA | 1074121 | [9 empty] | 29.92 | 28.01 | 28.14 | 30.38 | 30.05 | NO-ESTIMATION | NO-ESTIMATION | NO-ESTIMATION | NO-ESTIMATION | NO-ESTIMATION | 28.83%
ESP | Spain | P.E. PLANA DE MARIA |  | WRI1007176 | 24 | 41.5388 | -0.9962 | Wind |  |  |  | 2002.0 | RWE INNOGY AERSA S.A.U. | Red ElÃ©ctrica de EspaÃ±a | http://www.ree.es/en/statistical-data-of-spanish-electrical-system/annual-report/preliminary-report-spanish-electricity-system-2015 | CARMA | 1056500 | [9 empty] | 57.70 | 51.57 | 54.34 | 46.93 | 45.07 | NO-ESTIMATION | NO-ESTIMATION | NO-ESTIMATION | NO-ESTIMATION | CAPACITY-FACTOR-V1 | 21.44%
ESP | Spain | ALTO DE LA SIERRA |  | WRI1006185 | 11.05 | 41.5406 | -1.7166 | Wind |  |  |  |  | IBERDROLA ENERGIAS RENOVABLES S.A.U. | Red ElÃ©ctrica de EspaÃ±a | http://www.ree.es/en/statistical-data-of-spanish-electrical-system/annual-report/preliminary-report-spanish-electricity-system-2015 | CARMA | [14 empty] | 23.5 | NO-ESTIMATION | NO-ESTIMATION | NO-ESTIMATION | NO-ESTIMATION | CAPACITY-FACTOR-V1 | 24.28%
ESP | Spain | P.E. SIERRA DE LA VIRGEN |  | WRI1007219 | 28.8 | 41.5406 | -1.7166 | Wind |  |  |  | 2005.0 | EXPL. EOLICAS SIERRA DE LA VIRGEN SA | Red ElÃ©ctrica de EspaÃ±a | http://www.ree.es/en/statistical-data-of-spanish-electrical-system/annual-report/preliminary-report-spanish-electricity-system-2015 | CARMA | [10 empty] | 68.60 | 71.18 | 70.51 | 67.24 | 63.78 | HYDRO-V1 | HYDRO-V1 | HYDRO-V1 | HYDRO-V1 | HYDRO-V1 | 25.28%
ESP | Spain | SIERRA DE LA VIRGEN |  | WRI1007912 | 24.42 | 41.5406 | -1.7166 | Wind |  |  |  |  | SDAD DE GESTION DE RECURCOS ENERGETICOS | Red ElÃ©ctrica de EspaÃ±a | http://www.ree.es/en/statistical-data-of-spanish-electrical-system/annual-report/preliminary-report-spanish-electricity-system-2015 | CARMA | 1074137 | [13 empty] | 51.93 | HYDRO-V1 | HYDRO-V1 | HYDRO-V1 | HYDRO-V1 | HYDRO-V1 | 24.28%
ESP | Spain | P.E. LOS LABRADOS |  | WRI1007115 | 24 | 41.5558 | -0.9601 | Wind |  |  |  | 2002.0 | RWE INNOGY AERSA SAU | Red ElÃ©ctrica de EspaÃ±a | http://www.ree.es/en/statistical-data-of-spanish-electrical-system/annual-report/preliminary-report-spanish-electricity-system-2015 | CARMA | 1051095 | [9 empty] | 57.70 | 51.57 | 54.34 | 46.93 | 45.07 | NO-ESTIMATION | NO-ESTIMATION | NO-ESTIMATION | NO-ESTIMATION | WIND-V1 | 21.44%
ESP | Spain | P.E. PLANA DE LA BALSA |  | WRI1007175 | 24 | 41.5558 | -0.9601 | Wind |  |  |  | 2002.0 | RWE INNOGY AERSA SAU | Red ElÃ©ctrica de EspaÃ±a | http://www.ree.es/en/statistical-data-of-spanish-electrical-system/annual-report/preliminary-report-spanish-electricity-system-2015 | CARMA | 1051096 | [9 empty] | 57.70 | 51.57 | 54.34 | 46.93 | 45.07 | HYDRO-V1 | HYDRO-V1 | HYDRO-V1 | HYDRO-V1 | HYDRO-V1 | 21.44%
ESP | Spain | P. E. LA CARRACHA |  | WRI1006730 | 49.5 | 41.5801 | -1.1172 | Wind |  |  |  |  | PARQUE EOLICO LA CARRACHA S.L. | Red ElÃ©ctrica de EspaÃ±a | http://www.ree.es/en/statistical-data-of-spanish-electrical-system/annual-report/preliminary-report-spanish-electricity-system-2015 | CARMA | 1053800 | [13 empty] | 105.27 | NO-ESTIMATION | NO-ESTIMATION | NO-ESTIMATION | NO-ESTIMATION | NO-ESTIMATION | 24.28%
ESP | Spain | P. E. EL PILAR |  | WRI1006794 | 15 | 41.5801 | -1.1172 | Wind |  |  |  |  | CORPORACION EOLICA DE ZARAGOZA S.L | Red ElÃ©ctrica de EspaÃ±a | http://www.ree.es/en/statistical-data-of-spanish-electrical-system/annual-report/preliminary-report-spanish-electricity-system-2015 | CARMA | 1049609 | [13 empty] | 31.9 | NO-ESTIMATION | NO-ESTIMATION | NO-ESTIMATION | NO-ESTIMATION | NO-ESTIMATION | 24.28%
ESP | Spain | P. E. LA MUELA NORTE (UNIFICADO) |  | WRI1006810 | 29.75 | 41.5801 | -1.1172 | Wind |  |  |  |  | OLIVENTO S.L.U.(ANT TIT S.E.OPINEN) | Red ElÃ©ctrica de EspaÃ±a | http://www.ree.es/en/statistical-data-of-spanish-electrical-system/annual-report/preliminary-report-spanish-electricity-system-2015 | CARMA | 1062165 | [13 empty] | 63.26 | NO-ESTIMATION | NO-ESTIMATION | NO-ESTIMATION | NO-ESTIMATION | NO-ESTIMATION | 24.27%
ESP | Spain | P. E. PLANA DE JARRETA |  | WRI1006852 | 49.5 | 41.5801 | -1.1172 | Wind |  |  |  |  | PARQUE EOLICO PLANA DE JARRETA S.L. | Red ElÃ©ctrica de EspaÃ±a | http://www.ree.es/en/statistical-data-of-spanish-electrical-system/annual-report/preliminary-report-spanish-electricity-system-2015 | CARMA | 1053802 | [13 empty] | 105.27 | NO-ESTIMATION | NO-ESTIMATION | NO-ESTIMATION | NO-ESTIMATION | NO-ESTIMATION | 24.28%
ESP | Spain | P.E. PLANA DE ZARAGOZA |  | WRI1007177 | 24 | 41.5801 | -1.1172 | Wind |  |  |  | 2002.0 | RWE INNOGY AERSA SAU | Red ElÃ©ctrica de EspaÃ±a | http://www.ree.es/en/statistical-data-of-spanish-electrical-system/annual-report/preliminary-report-spanish-electricity-system-2015 | CARMA | 1051094 | [9 empty] | 57.00 | 51.57 | 54.34 | 46.93 | 45.07 | NO-ESTIMATION | NO-ESTIMATION | WIND-V1 | WIND-V1 | WIND-V1 | 21.44%
ESP | Spain | PARQUE EOLICO LA MUELA |  | WRI1007487 | 51.48 | 41.5919 | -1.1577 | Wind |  |  |  |  | GAMESA ENERGIA S.A. | Red ElÃ©ctrica de EspaÃ±a | http://www.ree.es/en/statistical-data-of-spanish-electrical-system/annual-report/preliminary-report-spanish-electricity-system-2015 | WRI | [14 empty] | 109.48 | HYDRO-V1 | HYDRO-V1 | HYDRO-V1 | HYDRO-V1 | HYDRO-V1 | 24.28%
ESP | Spain | P. E. LA SERRETA (UNIFICADO CON AMPLIACION) |  | WRI1006815 | 49.5 | 41.6336 | -1.2744 | Wind |  |  |  |  | MOLINOS DEL EBRO S.A. | Red ElÃ©ctrica de EspaÃ±a | http://www.ree.es/en/statistical-data-of-spanish-electrical-system/annual-report/preliminary-report-spanish-electricity-system-2015 | CARMA | 1049606 | [13 empty] | 105.27 | NO-ESTIMATION | NO-ESTIMATION | NO-ESTIMATION | NO-ESTIMATION | NO-ESTIMATION | 24.28%
ESP | Spain | P. E. LOS CANTALES |  | WRI1006829 | 23.54 | 41.6336 | -1.2744 | Wind |  |  |  | 2007.0 | PARQUE EOLICO LOS CANTALES S.L. | Red ElÃ©ctrica de EspaÃ±a | http://www.ree.es/en/statistical-data-of-spanish-electrical-system/annual-report/preliminary-report-spanish-electricity-system-2015 | CARMA | 1074125 | [9 empty] | 62.08 | 56.75 | 55.75 | 59.74 | 57.93 | NO-ESTIMATION | NO-ESTIMATION | NO-ESTIMATION | NO-ESTIMATION | NO-ESTIMATION | 28.09%
ESP | Spain | PARQUE EOLICO DE LOS VISOS |  | WRI1007392 | 24.42 | 41.6336 | -1.2744 | Wind |  |  |  |  | SALTOS DE DOMENO S.A. | Red ElÃ©ctrica de EspaÃ±a | http://www.ree.es/en/statistical-data-of-spanish-electrical-system/annual-report/preliminary-report-spanish-electricity-system-2015 | CARMA | 1074135 | [13 empty] | 51.93 | NO-ESTIMATION | NO-ESTIMATION | NO-ESTIMATION | NO-ESTIMATION | NO-ESTIMATION | 24.28%
ESP | Spain | PARQUE EOLICO SERRETA TORRECILLA |  | WRI1007647 | 49.5 | 41.6336 | -1.2744 | Wind |  |  |  |  | EVOLUCION 2000 S.L. | Red ElÃ©ctrica de EspaÃ±a | http://www.ree.es/en/statistical-data-of-spanish-electrical-system/annual-report/preliminary-report-spanish-electricity-system-2015 | CARMA | 1049606 | [13 empty] | 105.27 | NO-ESTIMATION | NO-ESTIMATION | NO-ESTIMATION | NO-ESTIMATION | NO-ESTIMATION | 24.28%
ESP | Spain | P.E. VECIANA |  | WRI1023541 | 29.27 | 41.6377 | 1.4353 | Wind |  |  |  | 2010.0 | PARC EOLIC VECIANA-CABARO SL | Red ElÃ©ctrica de EspaÃ±a | http://www.ree.es/en/statistical-data-of-spanish-electrical-system/annual-report/preliminary-report-spanish-electricity-system-2015 | WRI | [10 empty] | 81.89 | 82.54 | 82.75 | 76.42 | 69.26 | NO-ESTIMATION | NO-ESTIMATION | NO-ESTIMATION | NO-ESTIMATION | NO-ESTIMATION | 27.01%
ESP | Spain | SERRA DE RUBIO |  | WRI1007897 | 75 | 41.6485 | 1.5914 | Wind |  |  |  | 2005.0 | EOLICA DE RUBIO S.L. | Red ElÃ©ctrica de EspaÃ±a | http://www.ree.es/en/statistical-data-of-spanish-electrical-system/annual-report/preliminary-report-spanish-electricity-system-2015 | WRI | 1058898 | [9 empty] | 172.45 | 186.34 | 168.68 | 211.82 | 194.42 | NO-ESTIMATION | NO-ESTIMATION | NO-ESTIMATION | NO-ESTIMATION | NO-ESTIMATION | 29.59%
ESP | Spain | SAN LORENZO A |  | WRI1007874 | 88.125 | 41.6494 | -5.0253 | Wind |  |  |  | 2007.0 | PARQUES EOLICOS SAN LORENZO S.L.U | Red ElÃ©ctrica de EspaÃ±a | http://www.ree.es/en/statistical-data-of-spanish-electrical-system/annual-report/preliminary-report-spanish-electricity-system-2015 | CARMA | 1110486 | [9 empty] | 217.34 | 198.28 | 160.66 | 205.26 | 171.54 | NO-ESTIMATION | NO-ESTIMATION | NO-ESTIMATION | NO-ESTIMATION | NO-ESTIMATION | 22.22%
ESP | Spain | P. E. RIO GALLEGO (UNIFICADO) |  | WRI1006856 | 36 | 41.6544 | -0.8494 | Wind |  |  |  |  | RWE INNOGY AERSA S.A.U. | Red ElÃ©ctrica de EspaÃ±a | http://www.ree.es/en/statistical-data-of-spanish-electrical-system/annual-report/preliminary-report-spanish-electricity-system-2015 | CARMA | 1073507 | [13 empty] | 76.56 | NO-ESTIMATION | NO-ESTIMATION | NO-ESTIMATION | NO-ESTIMATION | NO-ESTIMATION | 24.28%
ESP | Spain | P. E. EL HIERRO |  | WRI1006791 | 38.4 | 41.6698 | -5.9310 | Wind |  |  |  | 2009.0 | P. E. EL HIERRO S.L. | Red ElÃ©ctrica de EspaÃ±a | http://www.ree.es/en/statistical-data-of-spanish-electrical-system/annual-report/preliminary-report-spanish-electricity-system-2015 | WRI | 1110457 | [9 empty] | 103.61 | 102.07 | 90.48 | 83.85 | 80.16 | HYDRO-V1 | HYDRO-V1 | HYDRO-V1 | HYDRO-V1 | HYDRO-V1 | 23.83%
ESP | Spain | LAS VINAS |  | WRI1006619 | 38 | 41.6704 | -3.6892 | Wind |  |  |  | 2010.0 | IBERDROLA RENOVABLES CASTILLA Y LEON S.A. | Red ElÃ©ctrica de EspaÃ±a | http://www.ree.es/en/statistical-data-of-spanish-electrical-system/annual-report/preliminary-report-spanish-electricity-system-2015 | CARMA | 1110467 | [9 empty] | 106.71 | 104.29 | 88.00 | 81.06 | 82.19 | NO-ESTIMATION | NO-ESTIMATION | NO-ESTIMATION | NO-ESTIMATION | NO-ESTIMATION | 24.69%
ESP | Spain | PARQUE EOLICO EL TABLADO |  | WRI1007446 | 19.8 | 41.7175 | -1.8109 | Wind |  |  |  | 1999.0 | SISTEMAS ENERGETICOS DEL MONCAYO S.A. | Red ElÃ©ctrica de EspaÃ±a | http://www.ree.es/en/statistical-data-of-spanish-electrical-system/annual-report/preliminary-report-spanish-electricity-system-2015 | CARMA | 1049560 | [9 empty] | 31.00 | 29.45 | 31.45 | 35.38 | 35.28 | HYDRO-V1 | HYDRO-V1 | HYDRO-V1 | HYDRO-V1 | HYDRO-V1 | 20.34%
ESP | Spain | AMPLIACION SIERRA DEL CORTADO |  | WRI1006193 | 13.5 | 41.7389 | -2.1697 | Wind |  |  |  | 2013.0 | PARQUE EOLICO SIERRA DEL MADERO S.A. | Red ElÃ©ctrica de EspaÃ±a | http://www.ree.es/en/statistical-data-of-spanish-electrical-system/annual-report/preliminary-report-spanish-electricity-system-2015 | CARMA | 1097969 | [10 empty] | 42.03 | 42.30 | 38.40 | 37.91 | NO-ESTIMATION | NO-ESTIMATION | NO-ESTIMATION | NO-ESTIMATION | NO-ESTIMATION | 32.06%
ESP | Spain | P.E. SIERRA DEL CORTADO |  | WRI1007232 | 18.48 | 41.7389 | -2.1697 | Wind |  |  |  | 2003.0 | PARQUE EOLICO SIERRA DEL MADERO S.A. | Red ElÃ©ctrica de EspaÃ±a | http://www.ree.es/en/statistical-data-of-spanish-electrical-system/annual-report/preliminary-report-spanish-electricity-system-2015 | CARMA | 1053833 | [9 empty] | 44.64 | 43.65 | 42.23 | 41.94 | 36.93 | HYDRO-V1 | HYDRO-V1 | HYDRO-V1 | HYDRO-V1 | HYDRO-V1 | 22.81%
ESP | Spain | PARQUE EOLICO EL PICAL |  | WRI1007436 | 19.8 | 41.7494 | -2.1887 | Wind |  |  |  | 2001.0 | SISTEMAS ENERGETICOS VALLE DE SEDANO S.A.U. | Red ElÃ©ctrica de EspaÃ±a | http://www.ree.es/en/statistical-data-of-spanish-electrical-system/annual-report/preliminary-report-spanish-electricity-system-2015 | WRI | 1047441 | [9 empty] | 43.25 | 43.98 | 40.62 | 37.93 | 37.82 | NO-ESTIMATION | NO-ESTIMATION | NO-ESTIMATION | NO-ESTIMATION | CAPACITY-FACTOR-V1 | 21.8%
ESP | Spain | PENAFLOR III |  | WRI1007738 | 97.98 | 41.7610 | -4.9874 | Wind |  |  |  | 2012.0 | IBERENOVA PROMOCIONES S.A. | Red ElÃ©ctrica de EspaÃ±a | http://www.ree.es/en/statistical-data-of-spanish-electrical-system/annual-report/preliminary-report-spanish-electricity-system-2015 | WRI | 1091912 | [9 empty] | 283.73 | 291.59 | 200.90 | 218.46 | 194.22 | NO-ESTIMATION | NO-ESTIMATION | NO-ESTIMATION | NO-ESTIMATION | CAPACITY-FACTOR-V1 | 22.63%
ESP | Spain | PARQUE EOLICO EL TORANZO |  | WRI1007447 | 18 | 41.7631 | -1.8882 | Wind |  |  |  | 1998.0 | ECOWING ENERGY S.L. | Red ElÃ©ctrica de EspaÃ±a | http://www.ree.es/en/statistical-data-of-spanish-electrical-system/annual-report/preliminary-report-spanish-electricity-system-2015 | CARMA | 1047442 | [9 empty] | 25.34 | 27.83 | 32.08 | 32.16 | 31.89 | HYDRO-V1 | HYDRO-V1 | HYDRO-V1 | HYDRO-V1 | HYDRO-V1 | 20.22%
ESP | Spain | EL PULPAL |  | WRI1006447 | 17.25 | 41.7790 | -1.9839 | Wind |  |  |  | 2000.0 | EOLICA DEL MONCAYO S.L.U. | Red ElÃ©ctrica de EspaÃ±a | http://www.ree.es/en/statistical-data-of-spanish-electrical-system/annual-report/preliminary-report-spanish-electricity-system-2015 | CARMA | 1049559 | [9 empty] | 35.41 | 29.94 | 32.30 | 33.34 | 32.09 | HYDRO-V1 | HYDRO-V1 | HYDRO-V1 | HYDRO-V1 | HYDRO-V1 | 21.24%
ESP | Spain | PARQUE EOLICO SIERRA DEL MADERO I |  | WRI1007681 | 14.85 | 41.7790 | -1.9839 | Wind |  |  |  |  | PARQUE EOLICO SIERRA DEL MADERO SA. | Red ElÃ©ctrica de EspaÃ±a | http://www.ree.es/en/statistical-data-of-spanish-electrical-system/annual-report/preliminary-report-spanish-electricity-system-2015 | CARMA | 1046275¦1073604 | [13 empty] | 31.58 | NO-ESTIMATION | NO-ESTIMATION | NO-ESTIMATION | NO-ESTIMATION | CAPACITY-FACTOR-V1 | 24.28%
ESP | Spain | P.E. SAN JUAN DE BARGAS (UNIFICADO) |  | WRI1007200 | 89.6 | 41.8157 | -1.4882 | Wind |  |  |  | 2005.0 | SAN JUAN DE BARGAS EOLICA S.L. | Red ElÃ©ctrica de EspaÃ±a | http://www.ree.es/en/statistical-data-of-spanish-electrical-system/annual-report/preliminary-report-spanish-electricity-system-2015 | CARMA | 1073616 | [9 empty] | 215.86 | 217.83 | 206.99 | 227.42 | 209.43 | NO-ESTIMATION | NO-ESTIMATION | NO-ESTIMATION | NO-ESTIMATION | CAPACITY-FACTOR-V1 | 26.68%
ESP | Spain | P. E. MAGALLON 26 |  | WRI1006834 | 10.8 | 41.8325 | -1.4598 | Wind |  |  |  |  | PROYECTOS EOLICOS ARAGONESES S.L. | Red ElÃ©ctrica de EspaÃ±a | http://www.ree.es/en/statistical-data-of-spanish-electrical-system/annual-report/preliminary-report-spanish-electricity-system-2015 | CARMA | 1061525 | [13 empty] | 22.96 | HYDRO-V1 | HYDRO-V1 | HYDRO-V1 | HYDRO-V1 | HYDRO-V1 | 24.27%
ESP | Spain | P.E. SANTO CRISTO DE MAGALLON |  | WRI1007204 | 40 | 41.8325 | -1.4598 | Wind |  |  |  | 2006.0 | GEOLICA MAGALLON S.L. | Red ElÃ©ctrica de EspaÃ±a | http://www.ree.es/en/statistical-data-of-spanish-electrical-system/annual-report/preliminary-report-spanish-electricity-system-2015 | CARMA | 1073617 | [9 empty] | 94.69 | 92.10 | 94.99 | 94.58 | 85.48 | NO-ESTIMATION | NO-ESTIMATION | NO-ESTIMATION | NO-ESTIMATION | NO-ESTIMATION | 24.39%
ESP | Spain | P. E. BOQUERON UNIFICADO |  | WRI1006753 | 49.5 | 41.8341 | -1.5327 | Wind |  |  |  |  | COMPANIA EOLICA ARAGONESA S.A. | Red ElÃ©ctrica de EspaÃ±a | http://www.ree.es/en/statistical-data-of-spanish-electrical-system/annual-report/preliminary-report-spanish-electricity-system-2015 | CARMA | [14 empty] | 105.27 | NO-ESTIMATION | NO-ESTIMATION | NO-ESTIMATION | WIND-V1 | WIND-V1 | 24.28%
ESP | Spain | PARQUE EOLICO BOIRA |  | WRI1007337 | 34.5 | 41.8341 | -1.5327 | Wind |  |  |  | 2009.0 | ACCIONA EOLICA DEL LEVANTE S.L. | Red ElÃ©ctrica de EspaÃ±a | http://www.ree.es/en/statistical-data-of-spanish-electrical-system/annual-report/preliminary-report-spanish-electricity-system-2015 | CARMA | 1079546 | [9 empty] | 109.98 | 96.31 | 87.25 | 82.09 | 80.68 | NO-ESTIMATION | NO-ESTIMATION | NO-ESTIMATION | NO-ESTIMATION | NO-ESTIMATION | 26.7%
ESP | Spain | PARQUE EOLICO BORJA 2 |  | WRI1007338 | 37.51 | 41.8341 | -1.5327 | Wind |  |  |  |  | COMPANIA EOLICA ARAGONESA S.A. | Red ElÃ©ctrica de EspaÃ±a | http://www.ree.es/en/statistical-data-of-spanish-electrical-system/annual-report/preliminary-report-spanish-electricity-system-2015 | CARMA | [14 empty] | 79.77 | HYDRO-V1 | HYDRO-V1 | HYDRO-V1 | HYDRO-V1 | HYDRO-V1 | 24.28%
ESP | Spain | P.E. VALMEDIANO |  | WRI1007263 | 34 | 41.8347 | -5.8888 | Wind |  |  |  |  | IBERENOVA PROMOCIONES S.A. | Red ElÃ©ctrica de EspaÃ±a | http://www.ree.es/en/statistical-data-of-spanish-electrical-system/annual-report/preliminary-report-spanish-electricity-system-2015 | CARMA | 1053835 | [13 empty] | 72.3 | HYDRO-V1 | HYDRO-V1 | HYDRO-V1 | HYDRO-V1 | HYDRO-V1 | 24.27%
ESP | Spain | PARQUE EOLICO VALMEDIANO |  | WRI1007719 | 44.88 | 41.8347 | -5.8888 | Wind |  |  |  |  | ENERGIAS EOLICAS EUROPEAS S.A. | Red ElÃ©ctrica de EspaÃ±a | http://www.ree.es/en/statistical-data-of-spanish-electrical-system/annual-report/preliminary-report-spanish-electricity-system-2015 | CARMA | [14 empty] | 95.44 | NO-ESTIMATION | NO-ESTIMATION | NO-ESTIMATION | NO-ESTIMATION | CAPACITY-FACTOR-V1 | 24.28%
ESP | Spain | PARQUE EOLICO PUNTAZA DE REMOLINOS |  | WRI1007616 | 24.93 | 41.8395 | -1.1777 | Wind |  |  |  |  | COMPANIA EOLICA ARAGONESA S.A. | Red ElÃ©ctrica de EspaÃ±a | http://www.ree.es/en/statistical-data-of-spanish-electrical-system/annual-report/preliminary-report-spanish-electricity-system-2015 | CARMA | 1049608 | [13 empty] | 53.01 | NO-ESTIMATION | NO-ESTIMATION | WIND-V1 | WIND-V1 | WIND-V1 | 24.27%
ESP | Spain | AGREDA |  | WRI1006162 | 18 | 41.8559 | -1.9224 | Wind |  |  |  | 2013.0 | PARQUE EOLICO SIERRA DEL MADERO S.A. | Red ElÃ©ctrica de EspaÃ±a | http://www.ree.es/en/statistical-data-of-spanish-electrical-system/annual-report/preliminary-report-spanish-electricity-system-2015 | CARMA | 1110349 | [10 empty] | 56.54 | 56.40 | 51.20 | 50.55 | HYDRO-V1 | HYDRO-V1 | HYDRO-V1 | HYDRO-V1 | HYDRO-V1 | 32.06%
ESP | Spain | P.E. EN ROBRES |  | WRI1007037 | 24 | 41.8675 | -0.4609 | Wind |  |  |  | 2007.0 | EOLICA DEL EBRO S.A. | Red ElÃ©ctrica de EspaÃ±a | http://www.ree.es/en/statistical-data-of-spanish-electrical-system/annual-report/preliminary-report-spanish-electricity-system-2015 | CARMA | 1065613 | [9 empty] | 62.17 | 57.12 | 57.55 | 62.66 | 60.35 | NO-ESTIMATION | NO-ESTIMATION | NO-ESTIMATION | WIND-V1 | WIND-V1 | 28.71%
ESP | Spain | P.E. CERRO EL COLINETE |  | WRI1006980 | 11.05 | 41.8804 | -4.3624 | Wind |  |  |  |  | DESARROLLOS EOLICOS S.A. | Red ElÃ©ctrica de EspaÃ±a | http://www.ree.es/en/statistical-data-of-spanish-electrical-system/annual-report/preliminary-report-spanish-electricity-system-2015 | CARMA | [14 empty] | 23.5 | NO-ESTIMATION | NO-ESTIMATION | NO-ESTIMATION | WIND-V1 | WIND-V1 | 24.28%
ESP | Spain | P.E. LAS PARDAS |  | WRI1007093 | 49.5 | 41.8804 | -4.3624 | Wind |  |  |  | 2007.0 | PRODUCTOR REGIONAL DE ENERGIA RENOVABLE SA | Red ElÃ©ctrica de EspaÃ±a | http://www.ree.es/en/statistical-data-of-spanish-electrical-system/annual-report/preliminary-report-spanish-electricity-system-2015 | CARMA | 1069934 | [9 empty] | 136.67 | 124.84 | 117.65 | 137.97 | 125.38 | NO-ESTIMATION | NO-ESTIMATION | NO-ESTIMATION | WIND-V1 | WIND-V1 | 28.91%
ESP | Spain | PARQUE EOLICO DEHESA DEL COSCOJAR |  | WRI1007408 | 15 | 41.9006 | -1.4199 | Wind |  |  |  |  | DESARROLLO EOLICO DEL EBRO S.A. | Red ElÃ©ctrica de EspaÃ±a | http://www.ree.es/en/statistical-data-of-spanish-electrical-system/annual-report/preliminary-report-spanish-electricity-system-2015 | CARMA | [14 empty] | 31.9 | NO-ESTIMATION | NO-ESTIMATION | NO-ESTIMATION | WIND-V1 | WIND-V1 | 24.28%
ESP | Spain | P. E. MAGANA |  | WRI1006835 | 24.75 | 41.9009 | -2.1627 | Wind |  |  |  | 2003.0 | CIA. EOLICA TIERRAS ALTAS S.A. (CETASA) | Red ElÃ©ctrica de EspaÃ±a | http://www.ree.es/en/statistical-data-of-spanish-electrical-system/annual-report/preliminary-report-spanish-electricity-system-2015 | CARMA | 1110367 | [9 empty] | 60.51 | 56.58 | 54.81 | 58.28 | 54.25 | NO-ESTIMATION | NO-ESTIMATION | NO-ESTIMATION | NO-ESTIMATION | NO-ESTIMATION | 25.02%
ESP | Spain | P. E. CUESTA MANERA |  | WRI1006775 | 49.5 | 41.9161 | -4.7803 | Wind |  |  |  | 2007.0 | ENERGIAS RENOVABLES DEL DUERO S.L. | Red ElÃ©ctrica de EspaÃ±a | http://www.ree.es/en/statistical-data-of-spanish-electrical-system/annual-report/preliminary-report-spanish-electricity-system-2015 | CARMA | 1082123 | [9 empty] | 133.20 | 123.67 | 105.59 | 123.33 | 108.65 | WIND-V1 | WIND-V1 | WIND-V1 | WIND-V1 | WIND-V1 | 25.06%
ESP | Spain | P. E. PLANAS DE POLA |  | WRI1006738 | 35.64 | 41.9180 | -1.2534 | Wind |  |  |  |  | COMPANIA EOLICA ARAGONESA S.A. | Red ElÃ©ctrica de EspaÃ±a | http://www.ree.es/en/statistical-data-of-spanish-electrical-system/annual-report/preliminary-report-spanish-electricity-system-2015 | CARMA | 1073612 | [13 empty] | 75.79 | HYDRO-V1 | HYDRO-V1 | HYDRO-V1 | HYDRO-V1 | HYDRO-V1 | 24.28%
ESP | Spain | P. E. CASTILFRIO |  | WRI1023527 | 24.75 | 41.9461 | -2.2822 | Wind |  |  |  | 2003.0 | CIA. EOLICA TIERRAS ALTAS S.A. (CETASA) | Red ElÃ©ctrica de EspaÃ±a | http://www.ree.es/en/statistical-data-of-spanish-electrical-system/annual-report/preliminary-report-spanish-electricity-system-2015 | WRI | 1056714 | [9 empty] | 60.47 | 56.58 | 51.56 | 56.15 | 52.26 | HYDRO-V1 | HYDRO-V1 | HYDRO-V1 | HYDRO-V1 | HYDRO-V1 | 24.1%
ESP | Spain | P.E. ONCALA |  | WRI1007152 | 24.75 | 41.9503 | -2.2998 | Wind |  |  |  |  | COMPANIA EOLICA TIERRAS ALTAS S.A. | Red ElÃ©ctrica de EspaÃ±a | http://www.ree.es/en/statistical-data-of-spanish-electrical-system/annual-report/preliminary-report-spanish-electricity-system-2015 | WRI | 1051964 | [13 empty] | 52.63 | HYDRO-V1 | HYDRO-V1 | HYDRO-V1 | HYDRO-V1 | HYDRO-V1 | 24.27%
ESP | Spain | P.E. TARAYUELA |  | WRI1007247 | 30 | 41.9778 | -0.5373 | Wind |  |  |  | 2006.0 | BIOVENT ENERGIA SA | Red ElÃ©ctrica de EspaÃ±a | http://www.ree.es/en/statistical-data-of-spanish-electrical-system/annual-report/preliminary-report-spanish-electricity-system-2015 | CARMA | 1110422 | [9 empty] | 70.59 | 70.42 | 75.98 | 75.33 | 69.85 | NO-ESTIMATION | NO-ESTIMATION | NO-ESTIMATION | NO-ESTIMATION | CAPACITY-FACTOR-V1 | 26.58%
ESP | Spain | P.E. TARDIENTA I |  | WRI1007248 | 93.7 | 41.9778 | -0.5373 | Wind |  |  |  |  | IBERDROLA E.R. DE ARAGON S.A. | Red ElÃ©ctrica de EspaÃ±a | http://www.ree.es/en/statistical-data-of-spanish-electrical-system/annual-report/preliminary-report-spanish-electricity-system-2015 | CARMA | [14 empty] | 199.27 | NO-ESTIMATION | NO-ESTIMATION | NO-ESTIMATION | NO-ESTIMATION | CAPACITY-FACTOR-V1 | 24.28%
ESP | Spain | P. E. EL CAYO |  | WRI1006788 | 24.75 | 41.9920 | -2.3283 | Wind |  |  |  | 2005.0 | CIA. EOLICA TIERRAS ALTAS S.A. (CETASA) | Red ElÃ©ctrica de EspaÃ±a | http://www.ree.es/en/statistical-data-of-spanish-electrical-system/annual-report/preliminary-report-spanish-electricity-system-2015 | WRI | [10 empty] | 58.10 | 61.58 | 55.85 | 70.94 | 67.06 | NO-ESTIMATION | NO-ESTIMATION | NO-ESTIMATION | NO-ESTIMATION | NO-ESTIMATION | 30.93%
ESP | Spain | P. E. VALPARAISO |  | WRI1006882 | 41.25 | 42.0228 | -6.3303 | Wind |  |  |  |  | PROYECTOS DE COGENERACION S.L. | Red ElÃ©ctrica de EspaÃ±a | http://www.ree.es/en/statistical-data-of-spanish-electrical-system/annual-report/preliminary-report-spanish-electricity-system-2015 | CARMA | [14 empty] | 87.72 | NO-ESTIMATION | NO-ESTIMATION | NO-ESTIMATION | NO-ESTIMATION | CAPACITY-FACTOR-V1 | 24.28%
ESP | Spain | P. E. MANZANAL |  | WRI1006733 | 33.75 | 42.0286 | -2.2310 | Wind |  |  |  |  | ENERGIAS ESPECIALES DEL BIERZO S.A. | Red ElÃ©ctrica de EspaÃ±a | http://www.ree.es/en/statistical-data-of-spanish-electrical-system/annual-report/preliminary-report-spanish-electricity-system-2015 | CARMA | 1056716 | [13 empty] | 71.77 | NO-ESTIMATION | NO-ESTIMATION | NO-ESTIMATION | NO-ESTIMATION | CAPACITY-FACTOR-V1 | 24.28%
ESP | Spain | PARQUE EOLICO DE SAN GREGORIO |  | WRI1007399 | 15 | 42.0325 | -1.5259 | Wind |  |  |  |  | EOLICA CABANILLAS S.A. | Red ElÃ©ctrica de EspaÃ±a | http://www.ree.es/en/statistical-data-of-spanish-electrical-system/annual-report/preliminary-report-spanish-electricity-system-2015 | CARMA | 1065360 | [13 empty] | 31.9 | NO-ESTIMATION | NO-ESTIMATION | NO-ESTIMATION | NO-ESTIMATION | CAPACITY-FACTOR-V1 | 24.28%
ESP | Spain | AMPLIACION PADORNELO |  | WRI1006192 | 18 | 42.0357 | -6.9054 | Wind |  |  |  | 2009.0 | IBEREOLICA HEDROSO-ACIBEROS 2 S.L.U. | Red ElÃ©ctrica de EspaÃ±a | http://www.ree.es/en/statistical-data-of-spanish-electrical-system/annual-report/preliminary-report-spanish-electricity-system-2015 | CARMA | 1053855 | [9 empty] | 48.95 | 49.45 | 46.59 | 43.73 | 43.8 | NO-ESTIMATION | NO-ESTIMATION | NO-ESTIMATION | NO-ESTIMATION | NO-ESTIMATION | 27.78%
ESP | Spain | HEDROSO-ACIBEROS |  | WRI1006527 | 31.45 | 42.0357 | -6.9054 | Wind |  |  |  | 2004.0 | IBEREOLICA HEDROSO-ACIBEROS S.A. | Red ElÃ©ctrica de EspaÃ±a | http://www.ree.es/en/statistical-data-of-spanish-electrical-system/annual-report/preliminary-report-spanish-electricity-system-2015 | CARMA | 1057732 | [9 empty] | 75.77 | 76.57 | 92.33 | 87.98 | 74.73 | NO-ESTIMATION | NO-ESTIMATION | NO-ESTIMATION | NO-ESTIMATION | CAPACITY-FACTOR-V1 | 27.13%
ESP | Spain | P. E. LA GAMONEDA (AMPLIADA CON RE-1814) |  | WRI1006731 | 19.8 | 42.0357 | -6.9054 | Wind |  |  |  |  | EOLICA DE SANABRIA S.L. | Red ElÃ©ctrica de EspaÃ±a | http://www.ree.es/en/statistical-data-of-spanish-electrical-system/annual-report/preliminary-report-spanish-electricity-system-2015 | CARMA | 1079634 | [13 empty] | 42.1 | NO-ESTIMATION | NO-ESTIMATION | NO-ESTIMATION | NO-ESTIMATION | CAPACITY-FACTOR-V1 | 24.27%
ESP | Spain | P. E. AMPLIACION A LA GAMONEDA (AMPL. RE-2623) |  | WRI1006747 | 29.75 | 42.0357 | -6.9054 | Wind |  |  |  |  | EOLICA DE SANABRIA S.L. | Red ElÃ©ctrica de EspaÃ±a | http://www.ree.es/en/statistical-data-of-spanish-electrical-system/annual-report/preliminary-report-spanish-electricity-system-2015 | CARMA | 1079634 | [13 empty] | 63.26 | NO-ESTIMATION | NO-ESTIMATION | NO-ESTIMATION | NO-ESTIMATION | CAPACITY-FACTOR-V1 | 24.27%
ESP | Spain | P. E. CINSEIRO |  | WRI1006769 | 12 | 42.0357 | -6.9054 | Wind |  |  |  | 2003.0 | PARQUE EOLICO CINSEIRO S.L. | Red ElÃ©ctrica de EspaÃ±a | http://www.ree.es/en/statistical-data-of-spanish-electrical-system/annual-report/preliminary-report-spanish-electricity-system-2015 | CARMA | 1079633 | [9 empty] | 30.05 | 36.75 | 34.87 | 29.87 | 25.37 | NO-ESTIMATION | NO-ESTIMATION | NO-ESTIMATION | NO-ESTIMATION | CAPACITY-FACTOR-V1 | 24.13%
ESP | Spain | P.E. AMPLIACION HEDROSO ACIBEROS |  | WRI1006937 | 14 | 42.0357 | -6.9054 | Wind |  |  |  | 2009.0 | IBEREOLICA HEDROSO-ACIBEROS 2 S.L.U. | Red ElÃ©ctrica de EspaÃ±a | http://www.ree.es/en/statistical-data-of-spanish-electrical-system/annual-report/preliminary-report-spanish-electricity-system-2015 | CARMA | 1057732 | [9 empty] | 38.07 | 38.46 | 36.24 | 34.01 | 34.07 | NO-ESTIMATION | NO-ESTIMATION | NO-ESTIMATION | NO-ESTIMATION | NO-ESTIMATION | 27.78%
ESP | Spain | P.E. LUBIAN |  | WRI1007122 | 50 | 42.0357 | -6.9054 | Wind |  |  |  | 2004.0 | IBEREOLICA LUBIAN S.A. | Red ElÃ©ctrica de EspaÃ±a | http://www.ree.es/en/statistical-data-of-spanish-electrical-system/annual-report/preliminary-report-spanish-electricity-system-2015 | CARMA | 1063698 | [9 empty] | 114.12 | 115.39 | 137.84 | 129.43 | 106.87 | NO-ESTIMATION | NO-ESTIMATION | NO-ESTIMATION | NO-ESTIMATION | CAPACITY-FACTOR-V1 | 24.4%
ESP | Spain | PADORNELO |  | WRI1007282 | 31.45 | 42.0357 | -6.9054 | Wind |  |  |  | 2004.0 | IBEREOLICA PADORNELO S.A. | Red ElÃ©ctrica de EspaÃ±a | http://www.ree.es/en/statistical-data-of-spanish-electrical-system/annual-report/preliminary-report-spanish-electricity-system-2015 | CARMA | 1063697 | [9 empty] | 75.77 | 76.57 | 92.33 | 87.98 | 74.73 | NO-ESTIMATION | NO-ESTIMATION | NO-ESTIMATION | NO-ESTIMATION | NO-ESTIMATION | 27.13%
ESP | Spain | P. E. SANTA QUITERIA |  | WRI1006861 | 36 | 42.0425 | -0.5814 | Wind |  |  |  |  | PARQUE EOLICO SANTA QUITERIA S.L. | Red ElÃ©ctrica de EspaÃ±a | http://www.ree.es/en/statistical-data-of-spanish-electrical-system/annual-report/preliminary-report-spanish-electricity-system-2015 | CARMA | 1060292 | [13 empty] | 76.56 | NO-ESTIMATION | NO-ESTIMATION | NO-ESTIMATION | NO-ESTIMATION | NO-ESTIMATION | 24.28%
ESP | Spain | P.E. LA PENA I |  | WRI1007078 | 69 | 42.0439 | -3.9370 | Wind |  |  |  | 2009.0 | GAS NATURAL FENOSA RENOVABLES S.L.U. | Red ElÃ©ctrica de EspaÃ±a | http://www.ree.es/en/statistical-data-of-spanish-electrical-system/annual-report/preliminary-report-spanish-electricity-system-2015 | CARMA | [10 empty] | 181.73 | 172.69 | 152.76 | 149.50 | 135.93 | NO-ESTIMATION | NO-ESTIMATION | NO-ESTIMATION | NO-ESTIMATION | CAPACITY-FACTOR-V1 | 22.49%
ESP | Spain | P.E. RABOSERA |  | WRI1006913 | 31.35 | 42.0482 | -0.9103 | Wind |  |  |  | 2005.0 | DESARROLLOS EOLICOS RABOSERA S.A. | Red ElÃ©ctrica de EspaÃ±a | http://www.ree.es/en/statistical-data-of-spanish-electrical-system/annual-report/preliminary-report-spanish-electricity-system-2015 | CARMA | 1073615 | [9 empty] | 74.55 | 77.42 | 77.92 | 73.19 | 69.43 | NO-ESTIMATION | NO-ESTIMATION | NO-ESTIMATION | NO-ESTIMATION | CAPACITY-FACTOR-V1 | 25.28%
ESP | Spain | PARQUE EOLICO MONTES DE CIERZO I |  | WRI1007575 | 59.5 | 42.0617 | -1.6045 | Wind |  |  |  |  | EOLICA MONTES DEL CIERZO S.L. | Red ElÃ©ctrica de EspaÃ±a | http://www.ree.es/en/statistical-data-of-spanish-electrical-system/annual-report/preliminary-report-spanish-electricity-system-2015 | CARMA | 1049514 | [13 empty] | 126.53 | NO-ESTIMATION | NO-ESTIMATION | NO-ESTIMATION | NO-ESTIMATION | CAPACITY-FACTOR-V1 | 24.28%
ESP | Spain | PARQUE EOLICO LANCHAR |  | WRI1007504 | 24.42 | 42.0635 | -7.7246 | Wind |  |  |  |  | GAMESA ENERGIA S.A. | Red ElÃ©ctrica de EspaÃ±a | http://www.ree.es/en/statistical-data-of-spanish-electrical-system/annual-report/preliminary-report-spanish-electricity-system-2015 | CARMA | [14 empty] | 51.93 | HYDRO-V1 | HYDRO-V1 | HYDRO-V1 | HYDRO-V1 | HYDRO-V1 | 24.28%
ESP | Spain | PARQUE EOLICO LAROUCO |  | WRI1007505 | 41.65 | 42.0635 | -7.7246 | Wind |  |  |  | 2004.0 | IBERDROLA RENOVABLES GALICIA S.A.U. | Red ElÃ©ctrica de EspaÃ±a | http://www.ree.es/en/statistical-data-of-spanish-electrical-system/annual-report/preliminary-report-spanish-electricity-system-2015 | CARMA | 1048193 | [9 empty] | 116.44 | 104.85 | 120.16 | 67.19 | 54.22 | NO-ESTIMATION | NO-ESTIMATION | NO-ESTIMATION | NO-ESTIMATION | CAPACITY-FACTOR-V1 | 14.86%
ESP | Spain | P.E. VALDEPERO |  | WRI1007262 | 30 | 42.0753 | -4.5005 | Wind |  |  |  | 2007.0 | GAS NATURAL FENOSA RENOVABLES S.L. | Red ElÃ©ctrica de EspaÃ±a | http://www.ree.es/en/statistical-data-of-spanish-electrical-system/annual-report/preliminary-report-spanish-electricity-system-2015 | CARMA | 1073742 | [9 empty] | 77.71 | 70.54 | 68.36 | 76.80 | 72.42 | HYDRO-V1 | HYDRO-V1 | HYDRO-V1 | HYDRO-V1 | HYDRO-V1 | 27.56%
ESP | Spain | SERRA DE VILOBI |  | WRI1007900 | 40.5 | 42.1555 | 2.2828 | Wind |  |  |  | 2007.0 | ENERGIAS EOLICAS DE CATALUNYA SA | Red ElÃ©ctrica de EspaÃ±a | http://www.ree.es/en/statistical-data-of-spanish-electrical-system/annual-report/preliminary-report-spanish-electricity-system-2015 | CARMA | 1071672 | [9 empty] | 110.60 | 103.25 | 100.82 | 108.59 | 102.13 | HYDRO-V1 | HYDRO-V1 | HYDRO-V1 | HYDRO-V1 | HYDRO-V1 | 28.79%
ESP | Spain | PARQUE EOLICO SAN CIPRIAN |  | WRI1007632 | 17.85 | 42.1733 | -6.6596 | Wind |  |  |  |  | CORPORACION EOLICA DE ZAMORA S.L. | Red ElÃ©ctrica de EspaÃ±a | http://www.ree.es/en/statistical-data-of-spanish-electrical-system/annual-report/preliminary-report-spanish-electricity-system-2015 | CARMA | 1047444 | [13 empty] | 37.96 | NO-ESTIMATION | NO-ESTIMATION | WIND-V1 | WIND-V1 | WIND-V1 | 24.28%
ESP | Spain | PARQUE EOLICO SAN AGUSTIN DE ALMOCHUEL |  | WRI1007631 | 50 | 42.1795 | -7.1122 | Wind |  |  |  |  | GENERAL EOLICA ARAGONESA S.A. | Red ElÃ©ctrica de EspaÃ±a | http://www.ree.es/en/statistical-data-of-spanish-electrical-system/annual-report/preliminary-report-spanish-electricity-system-2015 | CARMA | [14 empty] | 106.33 | NO-ESTIMATION | NO-ESTIMATION | WIND-V1 | WIND-V1 | WIND-V1 | 24.28%
ESP | Spain | P.E. PREJANO-ENCISO |  | WRI1007181 | 29.75 | 42.1865 | -2.1800 | Wind |  |  |  |  | MOLINOS DE LA RIOJA S.A. | Red ElÃ©ctrica de EspaÃ±a | http://www.ree.es/en/statistical-data-of-spanish-electrical-system/annual-report/preliminary-report-spanish-electricity-system-2015 | CARMA | 1062637 | [13 empty] | 63.26 | WIND-V1 | WIND-V1 | WIND-V1 | WIND-V1 | WIND-V1 | 24.27%
ESP | Spain | P.E. LARRIBA - HORNILLOS (2 FASE 31/5/05) |  | WRI1007090 | 32 | 42.1890 | -2.2951 | Wind |  |  |  |  | MOLINOS DEL CIDACOS S.A. | Red ElÃ©ctrica de EspaÃ±a | http://www.ree.es/en/statistical-data-of-spanish-electrical-system/annual-report/preliminary-report-spanish-electricity-system-2015 | CARMA | 1060792 | [13 empty] | 68.05 | NO-ESTIMATION | NO-ESTIMATION | NO-ESTIMATION | NO-ESTIMATION | NO-ESTIMATION | 24.28%
ESP | Spain | P. E. CARRASQUILLO |  | WRI1006724 | 49.3 | 42.1933 | -4.2939 | Wind |  |  |  |  | IBERENOVA PROMOCIONES S.A. | Red ElÃ©ctrica de EspaÃ±a | http://www.ree.es/en/statistical-data-of-spanish-electrical-system/annual-report/preliminary-report-spanish-electricity-system-2015 | CARMA | 1056707 | [13 empty] | 104.84 | NO-ESTIMATION | NO-ESTIMATION | NO-ESTIMATION | NO-ESTIMATION | NO-ESTIMATION | 24.28%
ESP | Spain | P.E. MUNILLA-LASANTA |  | WRI1023537 | 46 | 42.2051 | -2.3827 | Wind |  |  |  | 2007.0 | MOLINOS DEL CIDACOS S.A. | Red ElÃ©ctrica de EspaÃ±a | http://www.ree.es/en/statistical-data-of-spanish-electrical-system/annual-report/preliminary-report-spanish-electricity-system-2015 | WRI | 1062632 | [9 empty] | 123.97 | 109.99 | 102.33 | 114.63 | 111.06 | NO-ESTIMATION | NO-ESTIMATION | NO-ESTIMATION | NO-ESTIMATION | CAPACITY-FACTOR-V1 | 27.56%
ESP | Spain | P. E. ESCURRILLO |  | WRI1006725 | 49.5 | 42.2142 | -2.1649 | Wind |  |  |  |  | DESARROLLO ENERGIAS RENOVABLES LA RIOJA | Red ElÃ©ctrica de EspaÃ±a | http://www.ree.es/en/statistical-data-of-spanish-electrical-system/annual-report/preliminary-report-spanish-electricity-system-2015 | CARMA | 1053856 | [13 empty] | 105.27 | NO-ESTIMATION | NO-ESTIMATION | NO-ESTIMATION | NO-ESTIMATION | CAPACITY-FACTOR-V1 | 24.28%
ESP | Spain | P.E. TEA |  | WRI1006916 | 48.1 | 42.2167 | -8.3667 | Wind |  |  |  |  | PARQUE EOLICO DE TEA S.L. (ANEUROVENTO) | Red ElÃ©ctrica de EspaÃ±a | http://www.ree.es/en/statistical-data-of-spanish-electrical-system/annual-report/preliminary-report-spanish-electricity-system-2015 | CARMA | 1056720 | [13 empty] | 102.29 | NO-ESTIMATION | NO-ESTIMATION | NO-ESTIMATION | NO-ESTIMATION | CAPACITY-FACTOR-V1 | 24.28%
ESP | Spain | P.E. MONTE ESQUINZA - SAN CRISTOBAL |  | WRI1007139 | 15.75 | 42.2500 | -7.3833 | Wind |  |  |  |  | DERNA S.A. | Red ElÃ©ctrica de EspaÃ±a | http://www.ree.es/en/statistical-data-of-spanish-electrical-system/annual-report/preliminary-report-spanish-electricity-system-2015 | CARMA | [14 empty] | 33.49 | NO-ESTIMATION | NO-ESTIMATION | NO-ESTIMATION | NO-ESTIMATION | NO-ESTIMATION | 24.27%
ESP | Spain | P.E. PENA ARMADA |  | WRI1007162 | 20.7 | 42.2500 | -7.3833 | Wind |  |  |  |  | ENERGIAS ESPECIALES DE PENA ARMADA S.A. | Red ElÃ©ctrica de EspaÃ±a | http://www.ree.es/en/statistical-data-of-spanish-electrical-system/annual-report/preliminary-report-spanish-electricity-system-2015 | CARMA | 1032419 | [13 empty] | 44.02 | NO-ESTIMATION | NO-ESTIMATION | NO-ESTIMATION | NO-ESTIMATION | NO-ESTIMATION | 24.28%
ESP | Spain | P.E. PENA DA CRUZ |  | WRI1007163 | 22.95 | 42.2500 | -7.3833 | Wind |  |  |  | 2004.0 | SISTEMAS ENERGETICOS CHANDREXA S.A. | Red ElÃ©ctrica de EspaÃ±a | http://www.ree.es/en/statistical-data-of-spanish-electrical-system/annual-report/preliminary-report-spanish-electricity-system-2015 | CARMA | 1053852¦1062622 | [9 empty] | 62.58 | 56.52 | 66.14 | 36.76 | 33.23 | NO-ESTIMATION | NO-ESTIMATION | NO-ESTIMATION | NO-ESTIMATION | NO-ESTIMATION | 16.53%
ESP | Spain | P.E. SERRA DO BURGO Y AMPLIACION(11050 KW 31/5/05) |  | WRI1007209 | 27.2 | 42.2500 | -7.3833 | Wind |  |  |  |  | IBERDROLA E.R. DE GALICIA S.A. | Red ElÃ©ctrica de EspaÃ±a | http://www.ree.es/en/statistical-data-of-spanish-electrical-system/annual-report/preliminary-report-spanish-electricity-system-2015 | CARMA | 1053853¦1062619 | [13 empty] | 57.84 | HYDRO-V1 | HYDRO-V1 | HYDRO-V1 | HYDRO-V1 | HYDRO-V1 | 24.27%
ESP | Spain | RAMIRO II |  | WRI1007841 | 49.5 | 42.3826 | -7.5684 | Wind |  |  |  |  | PRENEAL S.A. | Red ElÃ©ctrica de EspaÃ±a | http://www.ree.es/en/statistical-data-of-spanish-electrical-system/annual-report/preliminary-report-spanish-electricity-system-2015 | CARMA | [14 empty] | 105.27 | HYDRO-V1 | HYDRO-V1 | HYDRO-V1 | HYDRO-V1 | HYDRO-V1 | 24.28%
ESP | Spain | SERRA DEL TALLAT |  | WRI1007901 | 49.5 | 42.3833 | 2.2667 | Wind |  |  |  | 2007.0 | ENERGIAS EOLICAS DE CATALUNYA SA | Red ElÃ©ctrica de EspaÃ±a | http://www.ree.es/en/statistical-data-of-spanish-electrical-system/annual-report/preliminary-report-spanish-electricity-system-2015 | CARMA | 1071671 | [9 empty] | 122.99 | 118.21 | 115.16 | 131.29 | 119.51 | HYDRO-V1 | HYDRO-V1 | HYDRO-V1 | HYDRO-V1 | HYDRO-V1 | 27.56%
ESP | Spain | P. E. VEDADILLO |  | WRI1006884 | 49.5 | 42.3897 | -1.7932 | Wind |  |  |  |  | ACCIONA ENERGIA S.A. | Red ElÃ©ctrica de EspaÃ±a | http://www.ree.es/en/statistical-data-of-spanish-electrical-system/annual-report/preliminary-report-spanish-electricity-system-2015 | CARMA | 1058893 | [13 empty] | 105.27 | HYDRO-V1 | HYDRO-V1 | HYDRO-V1 | HYDRO-V1 | HYDRO-V1 | 24.28%
ESP | Spain | P. E. MONTE SEIXO-CANDO |  | WRI1006734 | 34.98 | 42.4000 | -8.4333 | Wind |  |  |  |  | OLIVENTO S.L.S.U. | Red ElÃ©ctrica de EspaÃ±a | http://www.ree.es/en/statistical-data-of-spanish-electrical-system/annual-report/preliminary-report-spanish-electricity-system-2015 | CARMA | 1049565 | [13 empty] | 74.39 | NO-ESTIMATION | NO-ESTIMATION | NO-ESTIMATION | NO-ESTIMATION | NO-ESTIMATION | 24.28%
ESP | Spain | P. E. SERRA DO CANDO |  | WRI1006865 | 29.23 | 42.4000 | -8.4333 | Wind |  |  |  |  | OLIVENTO S.L.S.U. | Red ElÃ©ctrica de EspaÃ±a | http://www.ree.es/en/statistical-data-of-spanish-electrical-system/annual-report/preliminary-report-spanish-electricity-system-2015 | CARMA | 1049566 | [13 empty] | 62.16 | NO-ESTIMATION | NO-ESTIMATION | NO-ESTIMATION | NO-ESTIMATION | CAPACITY-FACTOR-V1 | 24.28%
ESP | Spain | EL PARAMO |  | WRI1023632 | 24 | 42.4098 | -3.7632 | Wind |  |  |  | 2010.0 | EL PARAMO PARQUE EOLICO S.L. | Red ElÃ©ctrica de EspaÃ±a | http://www.ree.es/en/statistical-data-of-spanish-electrical-system/annual-report/preliminary-report-spanish-electricity-system-2015 | WRI | 1078537 | [9 empty] | 74.50 | 68.92 | 66.96 | 63.31 | 58.66 | NO-ESTIMATION | NO-ESTIMATION | NO-ESTIMATION | NO-ESTIMATION | CAPACITY-FACTOR-V1 | 27.9%
ESP | Spain | P.E. CARBALLEIRA |  | WRI1006963 | 24.42 | 42.4168 | -7.7640 | Wind |  |  |  | 2004.0 | CORPORACION ACCIONA EOLICA S.L. | Red ElÃ©ctrica de EspaÃ±a | http://www.ree.es/en/statistical-data-of-spanish-electrical-system/annual-report/preliminary-report-spanish-electricity-system-2015 | CARMA | 1058851 | [9 empty] | 61.69 | 58.35 | 42.48 | 37.32 | 30.47 | NO-ESTIMATION | NO-ESTIMATION | NO-ESTIMATION | NO-ESTIMATION | NO-ESTIMATION | 14.24%
ESP | Spain | P. E. SAN ESTEBAN FASE I |  | WRI1006858 | 66.47 | 42.4171 | -7.7498 | Wind |  |  |  |  | DERNA S.A. | Red ElÃ©ctrica de EspaÃ±a | http://www.ree.es/en/statistical-data-of-spanish-electrical-system/annual-report/preliminary-report-spanish-electricity-system-2015 | CARMA | [14 empty] | 141.36 | NO-ESTIMATION | NO-ESTIMATION | NO-ESTIMATION | NO-ESTIMATION | NO-ESTIMATION | 24.28%
ESP | Spain | P.E. SIERRA DE SELVA |  | WRI1007226 | 33 | 42.4500 | -1.1167 | Wind |  |  |  |  | SIERRA DE SELVA S.A. | Red ElÃ©ctrica de EspaÃ±a | http://www.ree.es/en/statistical-data-of-spanish-electrical-system/annual-report/preliminary-report-spanish-electricity-system-2015 | CARMA | 1049574 | [13 empty] | 70.18 | HYDRO-V1 | HYDRO-V1 | HYDRO-V1 | HYDRO-V1 | HYDRO-V1 | 24.28%
ESP | Spain | P.E. PENAS GRANDES |  | WRI1007171 | 14.4 | 42.4667 | -8.4667 | Wind |  |  |  | 2005.0 | GALICIA VENTO S.L. | Red ElÃ©ctrica de EspaÃ±a | http://www.ree.es/en/statistical-data-of-spanish-electrical-system/annual-report/preliminary-report-spanish-electricity-system-2015 | CARMA | 1065363 | [9 empty] | 32.12 | 37.67 | 37.11 | 44.09 | 42.04 | HYDRO-V1 | HYDRO-V1 | HYDRO-V1 | HYDRO-V1 | HYDRO-V1 | 33.33%
ESP | Spain | P.E. SOS DEL REY CATOLICO |  | WRI1007244 | 48.75 | 42.4969 | -1.2151 | Wind |  |  |  | 2001.0 | SIERRA DE SELVA S.L. | Red ElÃ©ctrica de EspaÃ±a | http://www.ree.es/en/statistical-data-of-spanish-electrical-system/annual-report/preliminary-report-spanish-electricity-system-2015 | CARMA | 1074123 | [9 empty] | 128.09 | 115.65 | 107.82 | 107.40 | 107.11 | NO-ESTIMATION | NO-ESTIMATION | NO-ESTIMATION | NO-ESTIMATION | CAPACITY-FACTOR-V1 | 25.08%
ESP | Spain | P.E. CERRO BLANCO |  | WRI1006975 | 42 | 42.5273 | -3.4383 | Wind |  |  |  | 2009.0 | IBERDROLA RENOVABLES CASTILLA Y LEON S.A. | Red ElÃ©ctrica de EspaÃ±a | http://www.ree.es/en/statistical-data-of-spanish-electrical-system/annual-report/preliminary-report-spanish-electricity-system-2015 | CARMA | 1073890 | [9 empty] | 119.70 | 118.91 | 113.12 | 104.22 | 95.92 | HYDRO-V1 | HYDRO-V1 | HYDRO-V1 | HYDRO-V1 | HYDRO-V1 | 26.07%
ESP | Spain | P. E. EL REDONDAL (2 FASE 28/3/05) |  | WRI1006797 | 30.6 | 42.5794 | -6.4684 | Wind |  |  |  | 2004.0 | OLIVENTO S.L.U | Red ElÃ©ctrica de EspaÃ±a | http://www.ree.es/en/statistical-data-of-spanish-electrical-system/annual-report/preliminary-report-spanish-electricity-system-2015 | CARMA | 1062167 | [9 empty] | 76.47 | 74.25 | 90.23 | 87.05 | 73.26 | HYDRO-V1 | HYDRO-V1 | HYDRO-V1 | HYDRO-V1 | HYDRO-V1 | 27.33%
ESP | Spain | PARQUE EOLICO AIBAR |  | WRI1007302 | 33.84 | 42.5920 | -1.3604 | Wind |  |  |  |  | ACCIONA ENERGIA | Red ElÃ©ctrica de EspaÃ±a | http://www.ree.es/en/statistical-data-of-spanish-electrical-system/annual-report/preliminary-report-spanish-electricity-system-2015 | CARMA | 1049580 | [13 empty] | 71.96 | HYDRO-V1 | HYDRO-V1 | HYDRO-V1 | HYDRO-V1 | HYDRO-V1 | 24.27%
ESP | Spain | PARQUE EOLICO SALAJONES |  | WRI1007628 | 19.14 | 42.5920 | -1.3604 | Wind |  |  |  | 1999.0 | ACCIONA ENERGIA | Red ElÃ©ctrica de EspaÃ±a | http://www.ree.es/en/statistical-data-of-spanish-electrical-system/annual-report/preliminary-report-spanish-electricity-system-2015 | CARMA | 1049570 | [9 empty] | 37.44 | 33.81 | 35.68 | 36.14 | 35.16 | HYDRO-V1 | HYDRO-V1 | HYDRO-V1 | HYDRO-V1 | HYDRO-V1 | 20.97%
ESP | Spain | P.E. CHANTADA |  | WRI1006986 | 48 | 42.6088 | -7.7712 | Wind |  |  |  | 2005.0 | GALICIA VENTO S.L. | Red ElÃ©ctrica de EspaÃ±a | http://www.ree.es/en/statistical-data-of-spanish-electrical-system/annual-report/preliminary-report-spanish-electricity-system-2015 | CARMA | 1065362 | [9 empty] | 121.86 | 122.42 | 72.32 | 89.52 | 77.53 | NO-ESTIMATION | NO-ESTIMATION | NO-ESTIMATION | NO-ESTIMATION | WIND-V1 | 18.44%
ESP | Spain | P.E. PEDRA CHANTADA |  | WRI1007159 | 21.78 | 42.6088 | -7.7712 | Wind |  |  |  |  | CORPORACION ACCIONA EOLICA S.L. | Red ElÃ©ctrica de EspaÃ±a | http://www.ree.es/en/statistical-data-of-spanish-electrical-system/annual-report/preliminary-report-spanish-electricity-system-2015 | CARMA | [14 empty] | 46.31 | NO-ESTIMATION | NO-ESTIMATION | NO-ESTIMATION | NO-ESTIMATION | CAPACITY-FACTOR-V1 | 24.27%
ESP | Spain | P.E. RIOBOO |  | WRI1006914 | 20.8 | 42.6333 | -7.9500 | Wind |  |  |  | 2006.0 | PARQUES EOLICOS DE BUIO S.L. | Red ElÃ©ctrica de EspaÃ±a | http://www.ree.es/en/statistical-data-of-spanish-electrical-system/annual-report/preliminary-report-spanish-electricity-system-2015 | CARMA | 1068755 | [9 empty] | 50.35 | 48.31 | 52.96 | 31.33 | 38.6 | HYDRO-V1 | HYDRO-V1 | HYDRO-V1 | HYDRO-V1 | HYDRO-V1 | 21.18%
ESP | Spain | CORBERA |  | WRI1006400 | 49.2 | 42.6469 | -6.3204 | Wind |  |  |  | 2010.0 | BON VENT DE CORBERA S.L.U. | Red ElÃ©ctrica de EspaÃ±a | http://www.ree.es/en/statistical-data-of-spanish-electrical-system/annual-report/preliminary-report-spanish-electricity-system-2015 | CARMA | [10 empty] | 141.19 | 133.72 | 132.30 | 132.85 | 123.7 | HYDRO-V1 | HYDRO-V1 | HYDRO-V1 | HYDRO-V1 | HYDRO-V1 | 28.7%
ESP | Spain | EL PARAMO |  | WRI1006444 | 44 | 42.6487 | -3.5904 | Wind |  |  |  |  | SINAE ENERGIA Y MEDIO AMBIENTE S.A. | Red ElÃ©ctrica de EspaÃ±a | http://www.ree.es/en/statistical-data-of-spanish-electrical-system/annual-report/preliminary-report-spanish-electricity-system-2015 | CARMA | [14 empty] | 93.57 | NO-ESTIMATION | NO-ESTIMATION | NO-ESTIMATION | NO-ESTIMATION | NO-ESTIMATION | 24.28%
ESP | Spain | P.E. PARAMO VEGA |  | WRI1007157 | 18 | 42.6487 | -3.5904 | Wind |  |  |  | 2009.0 | IBERDROLA RENOVABLES CASTILLA Y LEON SA | Red ElÃ©ctrica de EspaÃ±a | http://www.ree.es/en/statistical-data-of-spanish-electrical-system/annual-report/preliminary-report-spanish-electricity-system-2015 | CARMA | 1070241 | [9 empty] | 49.80 | 49.31 | 47.16 | 44.06 | 41.27 | NO-ESTIMATION | NO-ESTIMATION | NO-ESTIMATION | NO-ESTIMATION | NO-ESTIMATION | 26.17%
ESP | Spain | P.E. ECHAGUE |  | WRI1007008 | 23.1 | 42.6525 | -1.6260 | Wind |  |  |  |  | ACCIONA ENERGIA S.A. | Red ElÃ©ctrica de EspaÃ±a | http://www.ree.es/en/statistical-data-of-spanish-electrical-system/annual-report/preliminary-report-spanish-electricity-system-2015 | CARMA | 1049577 | [13 empty] | 49.12 | HYDRO-V1 | HYDRO-V1 | HYDRO-V1 | HYDRO-V1 | HYDRO-V1 | 24.27%
ESP | Spain | PARQUE EOLICO IBARGOITI |  | WRI1007467 | 22.44 | 42.6530 | -1.3067 | Wind |  |  |  | 2001.0 | ACCIONA ENERGIA | Red ElÃ©ctrica de EspaÃ±a | http://www.ree.es/en/statistical-data-of-spanish-electrical-system/annual-report/preliminary-report-spanish-electricity-system-2015 | CARMA | 1051105 | [9 empty] | 50.94 | 55.49 | 54.24 | 51.05 | 53.91 | HYDRO-V1 | HYDRO-V1 | HYDRO-V1 | HYDRO-V1 | HYDRO-V1 | 27.42%
ESP | Spain | P.E. MONTE CARRIO (ANTES MONTE CASTELO) |  | WRI1007138 | 31.45 | 42.6609 | -8.1129 | Wind |  |  |  |  | IBERDROLA E.R. DE GALICIA S.A | Red ElÃ©ctrica de EspaÃ±a | http://www.ree.es/en/statistical-data-of-spanish-electrical-system/annual-report/preliminary-report-spanish-electricity-system-2015 | CARMA | 1056710 | [13 empty] | 66.88 | NO-ESTIMATION | NO-ESTIMATION | NO-ESTIMATION | NO-ESTIMATION | CAPACITY-FACTOR-V1 | 24.28%
ESP | Spain | PARAMO DE LA MESUCA |  | WRI1007294 | 36 | 42.6654 | -3.5014 | Wind |  |  |  |  | PALENCIA ENERGIA EOLICA A.I.E. | Red ElÃ©ctrica de EspaÃ±a | http://www.ree.es/en/statistical-data-of-spanish-electrical-system/annual-report/preliminary-report-spanish-electricity-system-2015 | CARMA | [14 empty] | 76.56 | NO-ESTIMATION | NO-ESTIMATION | NO-ESTIMATION | NO-ESTIMATION | CAPACITY-FACTOR-V1 | 24.28%
ESP | Spain | PARAMO DE POZA I |  | WRI1007295 | 96.76 | 42.6654 | -3.5014 | Wind |  |  |  |  | EOLICAS PARAMO DE POZA S.A. | Red ElÃ©ctrica de EspaÃ±a | http://www.ree.es/en/statistical-data-of-spanish-electrical-system/annual-report/preliminary-report-spanish-electricity-system-2015 | CARMA | 1051969 | [13 empty] | 205.78 | NO-ESTIMATION | NO-ESTIMATION | NO-ESTIMATION | NO-ESTIMATION | CAPACITY-FACTOR-V1 | 24.28%
ESP | Spain | P.E. MONTE CABEZA |  | WRI1007137 | 36.8 | 42.6661 | -7.8861 | Wind |  |  |  | 2005.0 | GALICIA VENTO S.L. | Red ElÃ©ctrica de EspaÃ±a | http://www.ree.es/en/statistical-data-of-spanish-electrical-system/annual-report/preliminary-report-spanish-electricity-system-2015 | WRI | 1065364 | [9 empty] | 87.41 | 87.90 | 84.87 | 62.66 | 54.56 | HYDRO-V1 | HYDRO-V1 | HYDRO-V1 | HYDRO-V1 | HYDRO-V1 | 16.92%
ESP | Spain | PARQUE EOLICO SAN XOAN |  | WRI1007639 | 15.84 | 42.6833 | -7.2333 | Wind |  |  |  |  | CORPORACION ACCIONA EOLICA S.L. | Red ElÃ©ctrica de EspaÃ±a | http://www.ree.es/en/statistical-data-of-spanish-electrical-system/annual-report/preliminary-report-spanish-electricity-system-2015 | CARMA | 1049572 | [13 empty] | 33.68 | HYDRO-V1 | HYDRO-V1 | HYDRO-V1 | HYDRO-V1 | HYDRO-V1 | 24.27%
ESP | Spain | PARQUE EOLICO COUTO DE SAN SEBASTIAN |  | WRI1007366 | 18 | 42.6960 | -8.2465 | Wind |  |  |  | 2007.0 | ENEL GREEN POWER ESPANA S.L. | Red ElÃ©ctrica de EspaÃ±a | http://www.ree.es/en/statistical-data-of-spanish-electrical-system/annual-report/preliminary-report-spanish-electricity-system-2015 | CARMA | 1071230 | [9 empty] | 46.81 | 43.60 | 41.79 | 27.92 | 27.04 | NO-ESTIMATION | NO-ESTIMATION | WIND-V1 | WIND-V1 | WIND-V1 | 17.15%
ESP | Spain | P.E. DE BARBANZA |  | WRI1006904 | 19.8 | 42.7248 | -9.0053 | Wind |  |  |  |  | PARQUE EOLICO DE BARBANZA S.A. | Red ElÃ©ctrica de EspaÃ±a | http://www.ree.es/en/statistical-data-of-spanish-electrical-system/annual-report/preliminary-report-spanish-electricity-system-2015 | CARMA | 1049554 | [13 empty] | 42.1 | NO-ESTIMATION | NO-ESTIMATION | NO-ESTIMATION | WIND-V1 | WIND-V1 | 24.27%
ESP | Spain | P. E. ALAIZ Y AMPLIACION |  | WRI1006720 | 26.4 | 42.7370 | -1.6331 | Wind |  |  |  | 1998.0 | ACCIONA ENERGIA S.A. | Red ElÃ©ctrica de EspaÃ±a | http://www.ree.es/en/statistical-data-of-spanish-electrical-system/annual-report/preliminary-report-spanish-electricity-system-2015 | CARMA | 1049578 | [9 empty] | 54.97 | 56.83 | 54.74 | 53.05 | 54.48 | NO-ESTIMATION | NO-ESTIMATION | WIND-V1 | WIND-V1 | WIND-V1 | 23.56%
ESP | Spain | P.E. MONTE CABEZA |  | WRI1023639 | 36.8 | 42.7422 | -7.9383 | Wind |  |  |  |  | GRUPO ELECNOR S.A. | Red ElÃ©ctrica de EspaÃ±a | http://www.ree.es/en/statistical-data-of-spanish-electrical-system/annual-report/preliminary-report-spanish-electricity-system-2015 | WRI | 1065364 | [13 empty] | 78.26 | NO-ESTIMATION | NO-ESTIMATION | NO-ESTIMATION | WIND-V1 | WIND-V1 | 24.28%
ESP | Spain | P. E. EL PERDON |  | WRI1006792 | 20 | 42.7485 | -1.7226 | Wind |  |  |  |  | ACCIONA ENERGIA S.A. | Red ElÃ©ctrica de EspaÃ±a | http://www.ree.es/en/statistical-data-of-spanish-electrical-system/annual-report/preliminary-report-spanish-electricity-system-2015 | CARMA | 1017402 | [13 empty] | 42.53 | NO-ESTIMATION | NO-ESTIMATION | WIND-V1 | WIND-V1 | WIND-V1 | 24.28%
ESP | Spain | PARQUE EOLICO MONTE TREITO |  | WRI1007572 | 30.39 | 42.7730 | -8.8444 | Wind |  |  |  |  | IBERDROLA E.R. DE GALICIA S.A. | Red ElÃ©ctrica de EspaÃ±a | http://www.ree.es/en/statistical-data-of-spanish-electrical-system/annual-report/preliminary-report-spanish-electricity-system-2015 | CARMA | 1051911 | [13 empty] | 64.63 | NO-ESTIMATION | NO-ESTIMATION | NO-ESTIMATION | NO-ESTIMATION | CAPACITY-FACTOR-V1 | 24.28%
ESP | Spain | LA LORA I |  | WRI1006583 | 49.6 | 42.7744 | -4.1676 | Wind |  |  |  | 2007.0 | PARQUE EOLICO LA BOGA S.L. | Red ElÃ©ctrica de EspaÃ±a | http://www.ree.es/en/statistical-data-of-spanish-electrical-system/annual-report/preliminary-report-spanish-electricity-system-2015 | CARMA | [10 empty] | 135.52 | 125.09 | 124.46 | 123.58 | 108.87 | HYDRO-V1 | HYDRO-V1 | HYDRO-V1 | HYDRO-V1 | HYDRO-V1 | 25.06%
ESP | Spain | P.E. PEDREGAL TREMUZO |  | WRI1007160 | 44.6 | 42.7762 | -9.0603 | Wind |  |  |  |  | IBERDROLA E.R. DE GALICIA S.A | Red ElÃ©ctrica de EspaÃ±a | http://www.ree.es/en/statistical-data-of-spanish-electrical-system/annual-report/preliminary-report-spanish-electricity-system-2015 | CARMA | 1062621¦1056711 | [13 empty] | 94.85 | NO-ESTIMATION | NO-ESTIMATION | NO-ESTIMATION | NO-ESTIMATION | CAPACITY-FACTOR-V1 | 24.28%
ESP | Spain | P.E. SERRA DO PARAMO |  | WRI1007210 | 20 | 42.7815 | -7.4143 | Wind |  |  |  | 2008.0 | VIRANDEL S.L | Red ElÃ©ctrica de EspaÃ±a | http://www.ree.es/en/statistical-data-of-spanish-electrical-system/annual-report/preliminary-report-spanish-electricity-system-2015 | CARMA | 1068967 | [9 empty] | 57.03 | 50.03 | 46.21 | 27.21 | 30.93 | NO-ESTIMATION | NO-ESTIMATION | NO-ESTIMATION | NO-ESTIMATION | CAPACITY-FACTOR-V1 | 17.65%
ESP | Spain | P. E. PAXAREIRAS- MONTEVOS (PAXAREIRAS I Y II A) |  | WRI1006737 | 39.6 | 42.8233 | -9.0891 | Wind |  |  |  |  | EOS PAX II A S.L. | Red ElÃ©ctrica de EspaÃ±a | http://www.ree.es/en/statistical-data-of-spanish-electrical-system/annual-report/preliminary-report-spanish-electricity-system-2015 | CARMA | 1016768 | [13 empty] | 84.21 | NO-ESTIMATION | NO-ESTIMATION | NO-ESTIMATION | NO-ESTIMATION | CAPACITY-FACTOR-V1 | 24.28%
ESP | Spain | P. E. DE PAXAREIRAS II B (ADRANO) |  | WRI1006781 | 21.6 | 42.8233 | -9.0891 | Wind |  |  |  | 2001.0 | PARQUE EOLICO DE ADRANO S.L. | Red ElÃ©ctrica de EspaÃ±a | http://www.ree.es/en/statistical-data-of-spanish-electrical-system/annual-report/preliminary-report-spanish-electricity-system-2015 | CARMA | 1016768 | [9 empty] | 62.12 | 56.15 | 53.29 | 41.38 | 46.73 | WIND-V1 | WIND-V1 | WIND-V1 | WIND-V1 | WIND-V1 | 24.7%
ESP | Spain | P.E. PAXAREIRAS II-C (VIRXE DO MONTE) |  | WRI1007158 | 19.2 | 42.8233 | -9.0891 | Wind |  |  |  |  | P.E. VIRXE DO MONTE S.L (ANT EUROVENTO) | Red ElÃ©ctrica de EspaÃ±a | http://www.ree.es/en/statistical-data-of-spanish-electrical-system/annual-report/preliminary-report-spanish-electricity-system-2015 | CARMA | 1016768 | [13 empty] | 40.83 | WIND-V1 | WIND-V1 | WIND-V1 | WIND-V1 | WIND-V1 | 24.28%
ESP | Spain | PARQUE EOLICO DE PAXAREIRAS IIF (A RUNA) |  | WRI1007395 | 24.6 | 42.8233 | -9.0891 | Wind |  |  |  | 2000.0 | P.E. DE A RUNA S.L (ANTERIOR EUROVENTO) | Red ElÃ©ctrica de EspaÃ±a | http://www.ree.es/en/statistical-data-of-spanish-electrical-system/annual-report/preliminary-report-spanish-electricity-system-2015 | CARMA | 1016768 | [9 empty] | 73.08 | 57.21 | 55.21 | 42.63 | 49.62 | WIND-V1 | WIND-V1 | WIND-V1 | WIND-V1 | WIND-V1 | 23.03%
ESP | Spain | P.E. CORZAN |  | WRI1006994 | 36 | 42.9040 | -8.7427 | Wind |  |  |  | 2004.0 | ENEL GREEN POWER ESPANA S.L. | Red ElÃ©ctrica de EspaÃ±a | http://www.ree.es/en/statistical-data-of-spanish-electrical-system/annual-report/preliminary-report-spanish-electricity-system-2015 | CARMA | 1062611 | [9 empty] | 87.91 | 88.62 | 84.18 | 94.89 | 80.77 | WIND-V1 | WIND-V1 | WIND-V1 | WIND-V1 | WIND-V1 | 25.61%
ESP | Spain | PLANTA EOLICA DE ZAS |  | WRI1007771 | 24 | 42.9167 | -8.7667 | Wind |  |  |  | 1998.0 | DESARROLLOS EOLICOS DE GALICIA S.A | Red ElÃ©ctrica de EspaÃ±a | http://www.ree.es/en/statistical-data-of-spanish-electrical-system/annual-report/preliminary-report-spanish-electricity-system-2015 | CARMA | 1049632 | [9 empty] | 46.11 | 51.40 | 53.91 | 49.03 | 49.34 | NO-ESTIMATION | NO-ESTIMATION | NO-ESTIMATION | NO-ESTIMATION | CAPACITY-FACTOR-V1 | 23.47%
ESP | Spain | AMPLIACION DEL PICAL |  | WRI1006191 | 11.05 | 42.9362 | -4.3083 | Wind |  |  |  |  | CORPORACION EOLICA DE BARRUELO | Red ElÃ©ctrica de EspaÃ±a | http://www.ree.es/en/statistical-data-of-spanish-electrical-system/annual-report/preliminary-report-spanish-electricity-system-2015 | CARMA | [14 empty] | 23.5 | WIND-V1 | WIND-V1 | WIND-V1 | WIND-V1 | WIND-V1 | 24.28%
ESP | Spain | P.E. BULLANA |  | WRI1006948 | 38 | 42.9684 | -7.0854 | Wind |  |  |  | 2009.0 | IBERDROLA RENOVABLES CASTILLA Y LEON S.A. | Red ElÃ©ctrica de EspaÃ±a | http://www.ree.es/en/statistical-data-of-spanish-electrical-system/annual-report/preliminary-report-spanish-electricity-system-2015 | CARMA | 1074344 | [9 empty] | 104.89 | 106.45 | 92.77 | 46.24 | 46.52 | WIND-V1 | WIND-V1 | WIND-V1 | WIND-V1 | WIND-V1 | 13.98%
ESP | Spain | P.E. PONTE REBORDELO |  | WRI1007179 | 40.3 | 43.0084 | -9.1133 | Wind |  |  |  | 2006.0 | DESARROLLOS EOLICOS DUMBRIA S.A.U. | Red ElÃ©ctrica de EspaÃ±a | http://www.ree.es/en/statistical-data-of-spanish-electrical-system/annual-report/preliminary-report-spanish-electricity-system-2015 | CARMA | 1058392 | [9 empty] | 115.40 | 100.35 | 102.75 | 100.19 | 93.73 | WIND-V1 | WIND-V1 | WIND-V1 | WIND-V1 | WIND-V1 | 26.55%
ESP | Spain | PARQUE EOLICO SIERRA ELGEA |  | WRI1007686 | 26.97 | 43.0167 | -2.7667 | Wind |  |  |  |  | EOLICAS DE EUSKADI S.A. | Red ElÃ©ctrica de EspaÃ±a | http://www.ree.es/en/statistical-data-of-spanish-electrical-system/annual-report/preliminary-report-spanish-electricity-system-2015 | CARMA | 1047579 | [13 empty] | 57.35 | HYDRO-V1 | HYDRO-V1 | HYDRO-V1 | HYDRO-V1 | HYDRO-V1 | 24.27%
ESP | Spain | P.E. ELGEA-URKILLA |  | WRI1007034 | 32.3 | 43.1000 | -2.6333 | Wind |  |  |  |  | EOLICAS DE EUSKADI S.A. | Red ElÃ©ctrica de EspaÃ±a | http://www.ree.es/en/statistical-data-of-spanish-electrical-system/annual-report/preliminary-report-spanish-electricity-system-2015 | CARMA | 1062527 | [13 empty] | 68.69 | NO-ESTIMATION | NO-ESTIMATION | NO-ESTIMATION | NO-ESTIMATION | CAPACITY-FACTOR-V1 | 24.28%
ESP | Spain | P.E. MURIAS II |  | WRI1007147 | 84.8 | 43.1615 | -5.6234 | Wind |  |  |  |  | ENDESA COGENERACION Y RENOVABLES S.A. | Red ElÃ©ctrica de EspaÃ±a | http://www.ree.es/en/statistical-data-of-spanish-electrical-system/annual-report/preliminary-report-spanish-electricity-system-2015 | CARMA | [14 empty] | 180.34 | NO-ESTIMATION | NO-ESTIMATION | NO-ESTIMATION | NO-ESTIMATION | CAPACITY-FACTOR-V1 | 24.28%
ESP | Spain | P.E. PENA FORCADA |  | WRI1007166 | 33.8 | 43.1653 | -9.1125 | Wind |  |  |  |  | ENEL GREEN POWER ESPANA S.L. | Red ElÃ©ctrica de EspaÃ±a | http://www.ree.es/en/statistical-data-of-spanish-electrical-system/annual-report/preliminary-report-spanish-electricity-system-2015 | WRI | 1056721 | [13 empty] | 71.88 | NO-ESTIMATION | NO-ESTIMATION | NO-ESTIMATION | NO-ESTIMATION | CAPACITY-FACTOR-V1 | 24.28%
ESP | Spain | P. E. SILVARREDONDA |  | WRI1006877 | 16.9 | 43.2004 | -8.8728 | Wind |  |  |  | 2005.0 | GAS NATURAL FENOSA RENOVABLES SLU | Red ElÃ©ctrica de EspaÃ±a | http://www.ree.es/en/statistical-data-of-spanish-electrical-system/annual-report/preliminary-report-spanish-electricity-system-2015 | CARMA | 1061512 | [9 empty] | 39.03 | 42.80 | 43.55 | 41.38 | 38.62 | NO-ESTIMATION | NO-ESTIMATION | NO-ESTIMATION | NO-ESTIMATION | CAPACITY-FACTOR-V1 | 26.09%
ESP | Spain | P.E. SERRA DE MEIRA |  | WRI1007207 | 49.3 | 43.2134 | -7.2937 | Wind |  |  |  |  | IBERDROLA E.R. DE GALICIA S.A. | Red ElÃ©ctrica de EspaÃ±a | http://www.ree.es/en/statistical-data-of-spanish-electrical-system/annual-report/preliminary-report-spanish-electricity-system-2015 | CARMA | 1062635 | [13 empty] | 104.84 | NO-ESTIMATION | NO-ESTIMATION | NO-ESTIMATION | NO-ESTIMATION | CAPACITY-FACTOR-V1 | 24.28%
ESP | Spain | P.E. SIERRA DEL ACEBO |  | WRI1007229 | 17.82 | 43.2155 | -6.8757 | Wind |  |  |  |  | PARQUES EOLICOS DEL CANTABRICO S.A. | Red ElÃ©ctrica de EspaÃ±a | http://www.ree.es/en/statistical-data-of-spanish-electrical-system/annual-report/preliminary-report-spanish-electricity-system-2015 | CARMA | 1053811 | [13 empty] | 37.89 | NO-ESTIMATION | NO-ESTIMATION | NO-ESTIMATION | NO-ESTIMATION | CAPACITY-FACTOR-V1 | 24.27%
ESP | Spain | PARQUE EOLICO LA CUESTA |  | WRI1007478 | 27.2 | 43.2155 | -6.8757 | Wind |  |  |  | 2008.0 | EOLICA GUADALTEBA S.L.U. | Red ElÃ©ctrica de EspaÃ±a | http://www.ree.es/en/statistical-data-of-spanish-electrical-system/annual-report/preliminary-report-spanish-electricity-system-2015 | CARMA | 1053807 | [9 empty] | 72.65 | 69.21 | 65.96 | 61.78 | 66.07 | NO-ESTIMATION | NO-ESTIMATION | NO-ESTIMATION | NO-ESTIMATION | CAPACITY-FACTOR-V1 | 27.73%
ESP | Spain | P.E. DE CASTELO |  | WRI1006999 | 16.5 | 43.2384 | -8.3843 | Wind |  |  |  | 2001.0 | ENERGIAS ESPECIALES DEL ALTO ULLA S.A. | Red ElÃ©ctrica de EspaÃ±a | http://www.ree.es/en/statistical-data-of-spanish-electrical-system/annual-report/preliminary-report-spanish-electricity-system-2015 | CARMA | 1051910 | [9 empty] | 36.54 | 36.88 | 30.58 | 31.94 | 33.5 | HYDRO-V1 | HYDRO-V1 | HYDRO-V1 | HYDRO-V1 | HYDRO-V1 | 23.18%
ESP | Spain | PARQUE EOLICO CORME G-3 |  | WRI1007361 | 18.3 | 43.2433 | -8.9008 | Wind |  |  |  | 2000.0 | DESARROLLOS EOLICOS DE CORME S.A. | Red ElÃ©ctrica de EspaÃ±a | http://www.ree.es/en/statistical-data-of-spanish-electrical-system/annual-report/preliminary-report-spanish-electricity-system-2015 | CARMA | 1073607 | [9 empty] | 35.79 | 29.22 | 26.98 | 29.15 | 32.61 | NO-ESTIMATION | NO-ESTIMATION | NO-ESTIMATION | NO-ESTIMATION | NO-ESTIMATION | 20.34%
ESP | Spain | P.E. BUIO |  | WRI1006902 | 40.3 | 43.2674 | -8.7833 | Wind |  |  |  | 2006.0 | PARQUES EOLICOS DE BUIO S.L. | Red ElÃ©ctrica de EspaÃ±a | http://www.ree.es/en/statistical-data-of-spanish-electrical-system/annual-report/preliminary-report-spanish-electricity-system-2015 | CARMA | 1068754 | [9 empty] | 123.40 | 94.75 | 99.24 | 102.70 | 93.73 | HYDRO-V1 | HYDRO-V1 | HYDRO-V1 | HYDRO-V1 | HYDRO-V1 | 26.55%
ESP | Spain | P. E. SIERRA DE LOS LAGOS |  | WRI1006871 | 38.94 | 43.2731 | -6.6215 | Wind |  |  |  |  | PARQUES EOLICOS DEL CANTABRICO S.A. | Red ElÃ©ctrica de EspaÃ±a | http://www.ree.es/en/statistical-data-of-spanish-electrical-system/annual-report/preliminary-report-spanish-electricity-system-2015 | CARMA | 1053808 | [13 empty] | 82.81 | NO-ESTIMATION | NO-ESTIMATION | NO-ESTIMATION | NO-ESTIMATION | CAPACITY-FACTOR-V1 | 24.28%
ESP | Spain | P. E. DE MONTOUTO |  | WRI1006780 | 20.46 | 43.3000 | -7.6833 | Wind |  |  |  | 2001.0 | NORVENTO MONTOUTO S.L. | Red ElÃ©ctrica de EspaÃ±a | http://www.ree.es/en/statistical-data-of-spanish-electrical-system/annual-report/preliminary-report-spanish-electricity-system-2015 | CARMA | 1051935 | [9 empty] | 47.08 | 46.84 | 37.91 | 38.48 | 38.38 | HYDRO-V1 | HYDRO-V1 | HYDRO-V1 | HYDRO-V1 | HYDRO-V1 | 21.41%
ESP | Spain | PARQUE EOLICO A CARBA |  | WRI1007301 | 19.5 | 43.3000 | -7.6833 | Wind |  |  |  |  | CORPORACION ACCIONA EOLICA S.L. | Red ElÃ©ctrica de EspaÃ±a | http://www.ree.es/en/statistical-data-of-spanish-electrical-system/annual-report/preliminary-report-spanish-electricity-system-2015 | CARMA | 1049614 | [13 empty] | 41.47 | NO-ESTIMATION | NO-ESTIMATION | NO-ESTIMATION | WIND-V1 | WIND-V1 | 24.28%
ESP | Spain | P.E. BELMONTE |  | WRI1023529 | 34.85 | 43.3081 | -6.2688 | Wind |  |  |  | 2006.0 | PARQUE EOLICO BELMONTE S.A. | Red ElÃ©ctrica de EspaÃ±a | http://www.ree.es/en/statistical-data-of-spanish-electrical-system/annual-report/preliminary-report-spanish-electricity-system-2015 | WRI | 1073602 | [9 empty] | 77.38 | 74.24 | 84.95 | 82.20 | 97.79 | HYDRO-V1 | HYDRO-V1 | HYDRO-V1 | HYDRO-V1 | HYDRO-V1 | 32.03%
ESP | Spain | P. E. SERRA DA LOBA |  | WRI1006864 | 36 | 43.3126 | -7.9146 | Wind |  |  |  |  | OLIVENTO S.L.U. | Red ElÃ©ctrica de EspaÃ±a | http://www.ree.es/en/statistical-data-of-spanish-electrical-system/annual-report/preliminary-report-spanish-electricity-system-2015 | CARMA | 1062170 | [13 empty] | 76.56 | HYDRO-V1 | HYDRO-V1 | HYDRO-V1 | HYDRO-V1 | HYDRO-V1 | 24.28%
ESP | Spain | P. E. DE MALPICA |  | WRI1006779 | 16.575 | 43.3228 | -8.8105 | Wind |  |  |  |  | P. E. DE MALPICA SA(PEMALSA | Red ElÃ©ctrica de EspaÃ±a | http://www.ree.es/en/statistical-data-of-spanish-electrical-system/annual-report/preliminary-report-spanish-electricity-system-2015 | CARMA | [14 empty] | 35.25 | HYDRO-V1 | HYDRO-V1 | HYDRO-V1 | HYDRO-V1 | HYDRO-V1 | 24.28%
ESP | Spain | P. E. AMPLIACION SERRA DA LOBA (PENA REVOLTA) |  | WRI1006749 | 10 | 43.3333 | -8.0167 | Wind |  |  |  | 2008.0 | PARQUES EOLICOS GESTINVER SL | Red ElÃ©ctrica de EspaÃ±a | http://www.ree.es/en/statistical-data-of-spanish-electrical-system/annual-report/preliminary-report-spanish-electricity-system-2015 | CARMA | 1078157 | [9 empty] | 26.45 | 24.67 | 23.13 | 19.40 | 20.96 | WIND-V1 | WIND-V1 | WIND-V1 | WIND-V1 | WIND-V1 | 23.93%
ESP | Spain | P.E. PICO GALLO |  | WRI1007173 | 24.42 | 43.3377 | -6.4145 | Wind |  |  |  | 2001.0 | VIESGO RENOVABLES SL | Red ElÃ©ctrica de EspaÃ±a | http://www.ree.es/en/statistical-data-of-spanish-electrical-system/annual-report/preliminary-report-spanish-electricity-system-2015 | CARMA | 1050232 | [9 empty] | 54.77 | 56.62 | 48.55 | 48.40 | 48.27 | NO-ESTIMATION | WIND-V1 | WIND-V1 | WIND-V1 | WIND-V1 | 22.56%
ESP | Spain | P.E. SIERRA DE TINEO |  | WRI1007227 | 44 | 43.3377 | -6.4145 | Wind |  |  |  | 2009.0 | VIESGO RENOVABLES SL | Red ElÃ©ctrica de EspaÃ±a | http://www.ree.es/en/statistical-data-of-spanish-electrical-system/annual-report/preliminary-report-spanish-electricity-system-2015 | CARMA | 1068965 | [9 empty] | 116.97 | 114.28 | 111.21 | 102.06 | 101.61 | WIND-V1 | WIND-V1 | WIND-V1 | WIND-V1 | WIND-V1 | 26.36%
ESP | Spain | P.E. LA COTERA |  | WRI1007066 | 18 | 43.3598 | -4.3493 | Wind |  |  |  | 2009.0 | IBERDROLA RENOVABLES CASTILLA Y LEON S.A. | Red ElÃ©ctrica de EspaÃ±a | http://www.ree.es/en/statistical-data-of-spanish-electrical-system/annual-report/preliminary-report-spanish-electricity-system-2015 | CARMA | 1074346 | [9 empty] | 49.80 | 49.90 | 47.16 | 45.61 | 41.27 | HYDRO-V1 | HYDRO-V1 | HYDRO-V1 | HYDRO-V1 | HYDRO-V1 | 26.17%
ESP | Spain | P.E. ALABE-MONTEMAYOR SUR |  | WRI1006899 | 12.75 | 43.3667 | -7.4833 | Wind |  |  |  | 2005.0 | ACCIONA EOLICA DE GALICIA S.A. | Red ElÃ©ctrica de EspaÃ±a | http://www.ree.es/en/statistical-data-of-spanish-electrical-system/annual-report/preliminary-report-spanish-electricity-system-2015 | CARMA | 1063089 | [9 empty] | 25.86 | 33.35 | 30.81 | 39.04 | 36.73 | NO-ESTIMATION | NO-ESTIMATION | WIND-V1 | WIND-V1 | WIND-V1 | 32.89%
ESP | Spain | P.E. ALABE-TERRAL |  | WRI1006900 | 27 | 43.3667 | -7.4833 | Wind |  |  |  | 2005.0 | ACCIONA EOLICA DE GALICIA S.A. | Red ElÃ©ctrica de EspaÃ±a | http://www.ree.es/en/statistical-data-of-spanish-electrical-system/annual-report/preliminary-report-spanish-electricity-system-2015 | CARMA | 1063088 | [9 empty] | 53.98 | 67.46 | 61.38 | 78.79 | 74.28 | NO-ESTIMATION | NO-ESTIMATION | WIND-V1 | WIND-V1 | WIND-V1 | 31.41%
ESP | Spain | P.E. FARRAPA I |  | WRI1007042 | 20 | 43.3667 | -7.4833 | Wind |  |  |  | 2007.0 | PARQUES EOLICOS GESTINVER SL | Red ElÃ©ctrica de EspaÃ±a | http://www.ree.es/en/statistical-data-of-spanish-electrical-system/annual-report/preliminary-report-spanish-electricity-system-2015 | CARMA | 1078158 | [9 empty] | 44.24 | 48.72 | 44.73 | 52.41 | 51.38 | NO-ESTIMATION | NO-ESTIMATION | WIND-V1 | WIND-V1 | WIND-V1 | 29.33%
ESP | Spain | P.E. CAMPISABALOS |  | WRI1006957 | 24.42 | 43.3828 | -4.0024 | Wind |  |  |  |  | IBERDROLA E.R. CASTILLA LA MANCHA S.A.U | Red ElÃ©ctrica de EspaÃ±a | http://www.ree.es/en/statistical-data-of-spanish-electrical-system/annual-report/preliminary-report-spanish-electricity-system-2015 | CARMA | [14 empty] | 51.93 | NO-ESTIMATION | NO-ESTIMATION | WIND-V1 | WIND-V1 | WIND-V1 | 24.28%
ESP | Spain | P.E. SIERRA DE LOS BAOS Y PUMAR |  | WRI1007221 | 30.6 | 43.4118 | -6.2602 | Wind |  |  |  | 2007.0 | EOLICA DE CURISCAO PUMAR S.A.U. | Red ElÃ©ctrica de EspaÃ±a | http://www.ree.es/en/statistical-data-of-spanish-electrical-system/annual-report/preliminary-report-spanish-electricity-system-2015 | CARMA | 1065319 | [9 empty] | 73.45 | 67.95 | 65.07 | 73.40 | 71.03 | NO-ESTIMATION | NO-ESTIMATION | WIND-V1 | WIND-V1 | WIND-V1 | 26.5%
ESP | Spain | P.E. LEBOREIRO |  | WRI1007096 | 21.12 | 43.4668 | -7.7238 | Wind |  |  |  | 2005.0 | ENDESA COGENERACION Y RENOVABLES S.A. | Red ElÃ©ctrica de EspaÃ±a | http://www.ree.es/en/statistical-data-of-spanish-electrical-system/annual-report/preliminary-report-spanish-electricity-system-2015 | CARMA | 1058850 | [9 empty] | 51.10 | 51.80 | 46.30 | 62.46 | 58.25 | NO-ESTIMATION | NO-ESTIMATION | NO-ESTIMATION | NO-ESTIMATION | CAPACITY-FACTOR-V1 | 31.48%
ESP | Spain | PARQUE EOLICO MURAS II |  | WRI1007583 | 24.42 | 43.4668 | -7.7238 | Wind |  |  |  | 2000.0 | IBERDROLA E.R. DE GALICIA S.A | Red ElÃ©ctrica de EspaÃ±a | http://www.ree.es/en/statistical-data-of-spanish-electrical-system/annual-report/preliminary-report-spanish-electricity-system-2015 | CARMA | 1049567 | [9 empty] | 54.89 | 52.92 | 48.67 | 48.40 | 48.99 | NO-ESTIMATION | NO-ESTIMATION | NO-ESTIMATION | NO-ESTIMATION | CAPACITY-FACTOR-V1 | 22.9%
ESP | Spain | PARQUE EOLICO LA BOBIA - SAN ISIDRO |  | WRI1007473 | 49.3 | 43.5167 | -6.6833 | Wind |  |  |  |  | PARQUE EOLICO LA BOBIA - SAN ISIDRO S.L | Red ElÃ©ctrica de EspaÃ±a | http://www.ree.es/en/statistical-data-of-spanish-electrical-system/annual-report/preliminary-report-spanish-electricity-system-2015 | CARMA | 1051924 | [13 empty] | 104.84 | HYDRO-V1 | HYDRO-V1 | HYDRO-V1 | HYDRO-V1 | HYDRO-V1 | 24.28%
ESP | Spain | P.E. DE MONTE DA SERRA |  | WRI1007001 | 14.4 | 43.5333 | -7.9333 | Wind |  |  |  |  | ENERGIAS AMBIENTALES DE SOMOZAS S.A. | Red ElÃ©ctrica de EspaÃ±a | http://www.ree.es/en/statistical-data-of-spanish-electrical-system/annual-report/preliminary-report-spanish-electricity-system-2015 | CARMA | 1049633 | [13 empty] | 30.62 | NO-ESTIMATION | NO-ESTIMATION | NO-ESTIMATION | NO-ESTIMATION | CAPACITY-FACTOR-V1 | 24.27%
ESP | Spain | P.E. DE MONTE MARBAN |  | WRI1007002 | 11.4 | 43.5333 | -7.9333 | Wind |  |  |  |  | ENERGIAS AMBIENTALES DE SOMOZAS S.A. | Red ElÃ©ctrica de EspaÃ±a | http://www.ree.es/en/statistical-data-of-spanish-electrical-system/annual-report/preliminary-report-spanish-electricity-system-2015 | CARMA | 1049509 | [13 empty] | 24.24 | HYDRO-V1 | HYDRO-V1 | HYDRO-V1 | HYDRO-V1 | HYDRO-V1 | 24.27%
ESP | Spain | P. E. NEREA |  | WRI1006735 | 39.75 | 43.6604 | -8.0572 | Wind |  |  |  | 2004.0 | PARQUE EOLICO NEREA S.L. | Red ElÃ©ctrica de EspaÃ±a | http://www.ree.es/en/statistical-data-of-spanish-electrical-system/annual-report/preliminary-report-spanish-electricity-system-2015 | CARMA | 1071372 | [9 empty] | 96.24 | 94.16 | 84.98 | 83.19 | 85.97 | NO-ESTIMATION | NO-ESTIMATION | NO-ESTIMATION | NO-ESTIMATION | NO-ESTIMATION | 24.69%
ESP | Spain | P. E. OS CORVOS Y COUCEPENIDO |  | WRI1023526 | 33 | 43.6907 | -7.9580 | Wind |  |  |  | 1999.0 | PARQUE EOLICO SAN ANDRES S.A. | Red ElÃ©ctrica de EspaÃ±a | http://www.ree.es/en/statistical-data-of-spanish-electrical-system/annual-report/preliminary-report-spanish-electricity-system-2015 | WRI | 1049555¦1049556 | [9 empty] | 60.11 | 58.91 | 58.25 | 70.44 | 70.24 | HYDRO-V1 | HYDRO-V1 | HYDRO-V1 | HYDRO-V1 | HYDRO-V1 | 24.3%
EST | Estonia | Mali |  | WRI1022404 | 12 | 58.4460 | 23.7385 | Wind |  |  |  | 2014.0 |  | Estonian Wind Energy Association | http://www.tuuleenergia.ee/en/windpower-101/statistics-of-estonia/installed-capacity/ | Estonian Wind Energy Association | [12 empty] | 48.31 | 41.56 | 45.63 | NO-ESTIMATION | NO-ESTIMATION | NO-ESTIMATION | NO-ESTIMATION | CAPACITY-FACTOR-V1 | 43.41%
EST | Estonia | Tamba |  | WRI1022409 | 6 | 58.4924 | 23.6855 | Wind |  |  |  | 2014.0 | Tuuleenergia OÃœ | Estonian Wind Energy Association | http://www.tuuleenergia.ee/en/windpower-101/statistics-of-estonia/installed-capacity/ | Estonian Wind Energy Association | 1054723 | [11 empty] | 22.08 | 18.27 | 20.81 | NO-ESTIMATION | NO-ESTIMATION | NO-ESTIMATION | NO-ESTIMATION | CAPACITY-FACTOR-V1 | 39.59%
EST | Estonia | Virtsu I |  | WRI1022408 | 2.6 | 58.5637 | 23.5086 | Wind |  |  |  | 2002.0 | Nejla Energia OU | Estonian Wind Energy Association | http://www.tuuleenergia.ee/en/windpower-101/statistics-of-estonia/installed-capacity/ | Estonian Wind Energy Association | 1055625 | [9 empty] | 5.72 | 5.84 | 5.21 | 5.21 | 6.47 | NO-ESTIMATION | NO-ESTIMATION | NO-ESTIMATION | NO-ESTIMATION | CAPACITY-FACTOR-V1 | 28.41%
EST | Estonia | Virtsu III |  | WRI1022407 | 6.9 | 58.5659 | 23.5333 | Wind |  |  |  | 2010.0 | Nejla Energia OU | Estonian Wind Energy Association | http://www.tuuleenergia.ee/en/windpower-101/statistics-of-estonia/installed-capacity/ | Estonian Wind Energy Association | 1076247 | [9 empty] | 19.88 | 17.01 | 15.61 | 15.00 | 18.66 | NO-ESTIMATION | NO-ESTIMATION | NO-ESTIMATION | NO-ESTIMATION | NO-ESTIMATION | 30.87%
EST | Estonia | Virtsu II |  | WRI1022406 | 6.9 | 58.5913 | 23.5298 | Wind |  |  |  | 2016.0 | Nejla Energia OU | Estonian Wind Energy Association | http://www.tuuleenergia.ee/en/windpower-101/statistics-of-estonia/installed-capacity/ | Estonian Wind Energy Association | 1076801 | [13 empty] | 26.97 | NO-ESTIMATION | NO-ESTIMATION | NO-ESTIMATION | NO-ESTIMATION | CAPACITY-FACTOR-V1 | 44.62%
EST | Estonia | Tooma-Esviere Wind Park |  | WRI1022405 | 36 | 58.6286 | 23.5307 | Wind |  |  |  |  | Skinest Energia Nejla Energia | Estonian Wind Energy Association | http://www.tuuleenergia.ee/en/windpower-101/statistics-of-estonia/installed-capacity/ | Estonian Wind Energy Association | [14 empty] | 83.47 | NO-ESTIMATION | NO-ESTIMATION | NO-ESTIMATION | NO-ESTIMATION | NO-ESTIMATION | 26.47%
EST | Estonia | Aulepa |  | WRI1022401 | 48 | 59.0870 | 23.6144 | Wind |  |  |  | 2009.0 | Eesti Energia | Estonian Wind Energy Association | http://www.tuuleenergia.ee/en/windpower-101/statistics-of-estonia/installed-capacity/ | Estonian Wind Energy Association | 1071407 | [9 empty] | 143.20 | 140.83 | 147.83 | 142.85 | 131.21 | HYDRO-V1 | HYDRO-V1 | HYDRO-V1 | HYDRO-V1 | HYDRO-V1 | 31.2%
EST | Estonia | Vanakula |  | WRI1022402 | 9 | 59.1211 | 23.5657 | Wind |  |  |  | 2009.0 | Nelja Energia OU | Estonian Wind Energy Association | http://www.tuuleenergia.ee/en/windpower-101/statistics-of-estonia/installed-capacity/ | Estonian Wind Energy Association | 1077959 | [9 empty] | 22.60 | 21.34 | 17.03 | 20.66 | 16.46 | NO-ESTIMATION | NO-ESTIMATION | NO-ESTIMATION | NO-ESTIMATION | NO-ESTIMATION | 20.88%
EST | Estonia | Narva Ashfield Wind park |  | WRI1022400 | 39.1 | 59.3432 | 28.0582 | Wind |  |  |  | 2012.0 | Eesti Energia | Estonian Wind Energy Association | http://www.tuuleenergia.ee/en/windpower-101/statistics-of-estonia/installed-capacity/ | Estonian Wind Energy Association | 1079467 | [9 empty] | 96.89 | 103.14 | 107.19 | 88.80 | 95.56 | NO-ESTIMATION | NO-ESTIMATION | WIND-V1 | WIND-V1 | WIND-V1 | 27.9%
EST | Estonia | Paldiski |  | WRI1022403 | 45 | 59.3717 | 24.0808 | Wind |  |  |  | 2012.0 | Eesti Energia | Estonian Wind Energy Association | http://www.tuuleenergia.ee/en/windpower-101/statistics-of-estonia/installed-capacity/ | Estonian Wind Energy Association | 1087464 | [9 empty] | 145.69 | 145.42 | 177.47 | 132.36 | 149.52 | HYDRO-V1 | HYDRO-V1 | HYDRO-V1 | HYDRO-V1 | HYDRO-V1 | 37.93%
EST | Estonia | Pakri |  | WRI1022397 | 18.4 | 59.3806 | 24.0568 | Wind |  |  |  | 2005.0 | Nelja Energia OU | Estonian Wind Energy Association | http://www.tuuleenergia.ee/en/windpower-101/statistics-of-estonia/installed-capacity/ | GEODB | 1055624 | [9 empty] | 42.91 | 46.13 | 46.13 | 46.87 | 42.38 | HYDRO-V1 | HYDRO-V1 | HYDRO-V1 | HYDRO-V1 | HYDRO-V1 | 26.29%
EST | Estonia | Viru Nigula |  | WRI1022398 | 24 | 59.4427 | 26.7654 | Wind |  |  |  | 2007.0 | Nelja Energia OU | Estonian Wind Energy Association | http://www.tuuleenergia.ee/en/windpower-101/statistics-of-estonia/installed-capacity/ | GEODB | 1063288 | [9 empty] | 62.51 | 57.61 | 70.11 | 58.44 | 63.4 | NO-ESTIMATION | NO-ESTIMATION | NO-ESTIMATION | NO-ESTIMATION | NO-ESTIMATION | 30.16%
EST | Estonia | Aseriaru |  | WRI1022399 | 24 | 59.4521 | 26.8259 | Wind |  |  |  | 2011.0 | Nelja Energia OU | Estonian Wind Energy Association | http://www.tuuleenergia.ee/en/windpower-101/statistics-of-estonia/installed-capacity/ | Estonian Wind Energy Association | 1067281 | [9 empty] | 75.92 | 67.44 | 87.60 | 69.20 | 62.79 | NO-ESTIMATION | NO-ESTIMATION | NO-ESTIMATION | NO-ESTIMATION | CAPACITY-FACTOR-V1 | 29.87%
ETH | Ethiopia | Adama |  | WRI1000065 | 204 | 8.5913 | 39.2495 | Wind | [5 empty] | Africa's Power Journal | http://www.esi-africa.com/news/153mw-adama-wind-farm-grows-ethiopias-renewable-energy-plan/ | WRI | 1080956 | [13 empty] | 492.37 | NO-ESTIMATION | NO-ESTIMATION | NO-ESTIMATION | NO-ESTIMATION | NO-ESTIMATION | 27.55%
FIN | Finland | Summa tv |  | WRI1002613 | 12 | 60.5697 | 27.1979 | Wind |  |  |  |  | Haminan Energia | Finnish Energy Authority | http://www.energiavirasto.fi/en/voimalaitosrekisteri | CARMA | [14 empty] | 28.15 | NO-ESTIMATION | NO-ESTIMATION | NO-ESTIMATION | NO-ESTIMATION | CAPACITY-FACTOR-V1 | 26.78%
FIN | Finland | Huittinen Pahkionvuori tv |  | WRI1002622 | 3.6 | 61.1833 | 22.7000 | Wind |  |  |  |  | LÃ¤nnen Lintu Oy | Finnish Energy Authority | http://www.energiavirasto.fi/en/voimalaitosrekisteri | CARMA | [14 empty] | 8.44 | SOLAR-V1-NO-AGE | SOLAR-V1-NO-AGE | SOLAR-V1-NO-AGE | SOLAR-V1-NO-AGE | SOLAR-V1-NO-AGE | 26.76%
FIN | Finland | Olkiluoto tv |  | WRI1002475 | 1 | 61.2369 | 21.4408 | Wind |  |  |  |  | Teollisuuden Voima Oyj | Finnish Energy Authority | http://www.energiavirasto.fi/en/voimalaitosrekisteri | CARMA | 1070920 | [13 empty] | 2.34 | HYDRO-V1 | HYDRO-V1 | HYDRO-V1 | HYDRO-V1 | HYDRO-V1 | 26.71%
FIN | Finland | Tahkoluoto Offshore tv |  | WRI1002617 | 2.3 | 61.4833 | 21.7833 | Wind |  |  |  |  | Suomen HyÃ¶tytuuli Oy | Finnish Energy Authority | http://www.energiavirasto.fi/en/voimalaitosrekisteri | CARMA | 1070920 | [13 empty] | 5.39 | HYDRO-V1 | HYDRO-V1 | HYDRO-V1 | HYDRO-V1 | HYDRO-V1 | 26.75%
FIN | Finland | Tahkoluoto tv |  | WRI1002618 | 3 | 61.4833 | 21.7833 | Wind |  |  |  |  | Tuuliwatti Oy | Finnish Energy Authority | http://www.energiavirasto.fi/en/voimalaitosrekisteri | CARMA | 1070920 | [13 empty] | 7.03 | NO-ESTIMATION | NO-ESTIMATION | NO-ESTIMATION | NO-ESTIMATION | CAPACITY-FACTOR-V1 | 26.75%
FIN | Finland | Ii Kuivaniemi tv |  | WRI1002630 | 7 | 62.2333 | 25.7333 | Wind |  |  |  |  | Vapo Oy | Finnish Energy Authority | http://www.energiavirasto.fi/en/voimalaitosrekisteri | CARMA | 1044223 | [13 empty] | 16.42 | NO-ESTIMATION | NO-ESTIMATION | NO-ESTIMATION | NO-ESTIMATION | CAPACITY-FACTOR-V1 | 26.78%
FIN | Finland | Kokkola tv 1 ja 2 |  | WRI1002405 | 2 | 63.8333 | 23.0333 | Wind |  |  |  |  | Innopower Oy | Finnish Energy Authority | http://www.energiavirasto.fi/en/voimalaitosrekisteri | CARMA | [14 empty] | 4.69 | HYDRO-V1 | HYDRO-V1 | HYDRO-V1 | HYDRO-V1 | HYDRO-V1 | 26.77%
FIN | Finland | Lumijoki |  | WRI1002634 | 1.6 | 64.8374 | 25.1861 | Wind |  |  |  |  | Lumituuli Oy | Finnish Energy Authority | http://www.energiavirasto.fi/en/voimalaitosrekisteri | CARMA | 1048425 | [13 empty] | 3.75 | WIND-V1 | WIND-V1 | WIND-V1 | WIND-V1 | WIND-V1 | 26.76%
FIN | Finland | Oulunsalo Riutunkari tv |  | WRI1002480 | 10.3 | 64.9346 | 25.4112 | Wind |  |  |  |  | Innopower Oy | Finnish Energy Authority | http://www.energiavirasto.fi/en/voimalaitosrekisteri | CARMA | 1046383 | [13 empty] | 24.16 | HYDRO-V1 | HYDRO-V1 | HYDRO-V1 | HYDRO-V1 | HYDRO-V1 | 26.78%
FIN | Finland | Huikku Hailuoto |  | WRI1002670 | 2 | 65.0090 | 24.7139 | Wind |  |  |  |  | Huikku Tuulivoima Oy | Finnish Energy Authority | http://www.energiavirasto.fi/en/voimalaitosrekisteri | CARMA | [14 empty] | 4.69 | HYDRO-V1 | HYDRO-V1 | HYDRO-V1 | HYDRO-V1 | HYDRO-V1 | 26.77%
FIN | Finland | Kemi Ajos |  | WRI1002389 | 3 | 65.7364 | 24.5637 | Wind |  |  |  |  | Haminan Energia Oy | Finnish Energy Authority | http://www.energiavirasto.fi/en/voimalaitosrekisteri | CARMA | 1045532 | [13 empty] | 7.03 | NO-ESTIMATION | NO-ESTIMATION | NO-ESTIMATION | NO-ESTIMATION | CAPACITY-FACTOR-V1 | 26.75%
FIN | Finland | Tornio tv |  | WRI1002611 | 28.8 | 65.8481 | 24.1466 | Wind |  |  |  |  | Rajakiiri Oy | Finnish Energy Authority | http://www.energiavirasto.fi/en/voimalaitosrekisteri | CARMA | [14 empty] | 67.56 | HYDRO-V1 | HYDRO-V1 | HYDRO-V1 | HYDRO-V1 | HYDRO-V1 | 26.78%
FJI | Fiji | Butoni |  | WRI1061467 | 10.1 | -18.1129 | 177.5057 | Wind |  |  |  | 2008.0 | Fiji Electricity Authority | Fiji Electricity Authority | http://www.energyandinfrastructure.com/sections/profiles1/408-fiji-electricity-authority | WRI | 1063664 | [9 empty] | 26.25 | 24.54 | 21.45 | 22.64 | 24.52 | HYDRO-V1 | HYDRO-V1 | HYDRO-V1 | HYDRO-V1 | HYDRO-V1 | 27.71%
FRA | France | Sainte-Suzanne |  | WRI1024477 | 10.175 | -20.9511 | 55.5908 | Wind | [5 empty] | Open Power System Data | http://data.open-power-system-data.org/renewable_power_plants/2016-10-21/ | Open Power System Data | [14 empty] | 18.6 | HYDRO-V1 | HYDRO-V1 | HYDRO-V1 | HYDRO-V1 | HYDRO-V1 | 20.87%
FRA | France | Sainte-Rose |  | WRI1024816 | 6.256 | -21.1920 | 55.7545 | Wind | [5 empty] | Open Power System Data | http://data.open-power-system-data.org/renewable_power_plants/2016-10-21/ | Open Power System Data | [14 empty] | 11.44 | NO-ESTIMATION | NO-ESTIMATION | NO-ESTIMATION | NO-ESTIMATION | CAPACITY-FACTOR-V1 | 20.87%
FRA | France | Le Vauclin |  | WRI1025695 | 1.1 | 14.5435 | -60.8568 | Wind | [5 empty] | Open Power System Data | http://data.open-power-system-data.org/renewable_power_plants/2016-10-21/ | Open Power System Data | [14 empty] | 2.01 | NO-ESTIMATION | NO-ESTIMATION | NO-ESTIMATION | NO-ESTIMATION | NO-ESTIMATION | 20.86%
FRA | France | Terre-de-Bas |  | WRI1025305 | 1.925 | 15.8544 | -61.6334 | Wind | [5 empty] | Open Power System Data | http://data.open-power-system-data.org/renewable_power_plants/2016-10-21/ | Open Power System Data | [14 empty] | 3.52 | NO-ESTIMATION | NO-ESTIMATION | NO-ESTIMATION | NO-ESTIMATION | NO-ESTIMATION | 20.87%
FRA | France | Saint-FranÃ§ois |  | WRI1024978 | 4.34 | 16.2730 | -61.2811 | Wind | [5 empty] | Open Power System Data | http://data.open-power-system-data.org/renewable_power_plants/2016-10-21/ | Open Power System Data | [14 empty] | 7.93 | HYDRO-V1 | HYDRO-V1 | HYDRO-V1 | HYDRO-V1 | HYDRO-V1 | 20.86%
FRA | France | La DÃ©sirade |  | WRI1025392 | 1.65 | 16.3115 | -61.0530 | Wind | [5 empty] | Open Power System Data | http://data.open-power-system-data.org/renewable_power_plants/2016-10-21/ | Open Power System Data | [14 empty] | 3.01 | NO-ESTIMATION | NO-ESTIMATION | NO-ESTIMATION | NO-ESTIMATION | CAPACITY-FACTOR-V1 | 20.82%
FRA | France | Petit-Canal |  | WRI1024564 | 9.515 | 16.3899 | -61.4498 | Wind | [5 empty] | Open Power System Data | http://data.open-power-system-data.org/renewable_power_plants/2016-10-21/ | Open Power System Data | [14 empty] | 17.4 | NO-ESTIMATION | NO-ESTIMATION | NO-ESTIMATION | NO-ESTIMATION | CAPACITY-FACTOR-V1 | 20.88%
FRA | France | Anse-Bertrand |  | WRI1025102 | 3.025 | 16.4653 | -61.4621 | Wind | [5 empty] | Open Power System Data | http://data.open-power-system-data.org/renewable_power_plants/2016-10-21/ | Open Power System Data | [14 empty] | 5.53 | HYDRO-V1 | HYDRO-V1 | HYDRO-V1 | HYDRO-V1 | HYDRO-V1 | 20.87%
FRA | France | Calenzana |  | WRI1024843 | 6 | 42.4783 | 8.8041 | Wind | [5 empty] | Open Power System Data | http://data.open-power-system-data.org/renewable_power_plants/2016-10-21/ | Open Power System Data | 1074574 | [13 empty] | 10.97 | HYDRO-V1 | HYDRO-V1 | HYDRO-V1 | HYDRO-V1 | HYDRO-V1 | 20.87%
FRA | France | Saint-Arnac |  | WRI1025354 | 1.75 | 42.7770 | 2.5354 | Wind | [5 empty] | Open Power System Data | http://data.open-power-system-data.org/renewable_power_plants/2016-10-21/ | Open Power System Data | [14 empty] | 3.2 | HYDRO-V1 | HYDRO-V1 | HYDRO-V1 | HYDRO-V1 | HYDRO-V1 | 20.87%
FRA | France | Rivesaltes |  | WRI1024619 | 9 | 42.7789 | 2.8767 | Wind | [5 empty] | Open Power System Data | http://data.open-power-system-data.org/renewable_power_plants/2016-10-21/ | Open Power System Data | 1055246 | [13 empty] | 16.45 | HYDRO-V1 | HYDRO-V1 | HYDRO-V1 | HYDRO-V1 | HYDRO-V1 | 20.87%
FRA | France | Opoul-PÃ©rillos |  | WRI1024446 | 10.5 | 42.8800 | 2.8579 | Wind | [5 empty] | Open Power System Data | http://data.open-power-system-data.org/renewable_power_plants/2016-10-21/ | Open Power System Data | 1052785 | [13 empty] | 19.2 | HYDRO-V1 | HYDRO-V1 | HYDRO-V1 | HYDRO-V1 | HYDRO-V1 | 20.87%
FRA | France | Fitou |  | WRI1024027 | 22.1 | 42.8959 | 2.9662 | Wind | [5 empty] | Open Power System Data | http://data.open-power-system-data.org/renewable_power_plants/2016-10-21/ | Open Power System Data | 1078976 | [13 empty] | 40.41 | NO-ESTIMATION | NO-ESTIMATION | NO-ESTIMATION | NO-ESTIMATION | CAPACITY-FACTOR-V1 | 20.87%
FRA | France | Tuchan |  | WRI1024373 | 11.7 | 42.9063 | 2.7278 | Wind | [5 empty] | Open Power System Data | http://data.open-power-system-data.org/renewable_power_plants/2016-10-21/ | Open Power System Data | 1053144 | [13 empty] | 21.39 | HYDRO-V1 | HYDRO-V1 | HYDRO-V1 | HYDRO-V1 | HYDRO-V1 | 20.87%
FRA | France | Treilles |  | WRI1024177 | 13 | 42.9178 | 2.9436 | Wind | [5 empty] | Open Power System Data | http://data.open-power-system-data.org/renewable_power_plants/2016-10-21/ | Open Power System Data | [14 empty] | 23.77 | HYDRO-V1 | HYDRO-V1 | HYDRO-V1 | HYDRO-V1 | HYDRO-V1 | 20.87%
FRA | France | La Palme |  | WRI1024580 | 9.2 | 42.9653 | 2.9948 | Wind | [5 empty] | Open Power System Data | http://data.open-power-system-data.org/renewable_power_plants/2016-10-21/ | Open Power System Data | [14 empty] | 16.82 | HYDRO-V1 | HYDRO-V1 | HYDRO-V1 | HYDRO-V1 | HYDRO-V1 | 20.87%
FRA | France | Conilhac-de-la-Montagne |  | WRI1024098 | 17 | 42.9788 | 2.2053 | Wind | [5 empty] | Open Power System Data | http://data.open-power-system-data.org/renewable_power_plants/2016-10-21/ | Open Power System Data | [14 empty] | 31.08 | HYDRO-V1 | HYDRO-V1 | HYDRO-V1 | HYDRO-V1 | HYDRO-V1 | 20.87%
FRA | France | Roquefort-des-CorbiÃ¨res |  | WRI1024152 | 13.855 | 42.9921 | 2.9299 | Wind | [5 empty] | Open Power System Data | http://data.open-power-system-data.org/renewable_power_plants/2016-10-21/ | Open Power System Data | [14 empty] | 25.33 | HYDRO-V1 | HYDRO-V1 | HYDRO-V1 | HYDRO-V1 | HYDRO-V1 | 20.87%
FRA | France | Roquetaillade |  | WRI1024858 | 5.93 | 42.9988 | 2.2072 | Wind | [5 empty] | Open Power System Data | http://data.open-power-system-data.org/renewable_power_plants/2016-10-21/ | Open Power System Data | 1057204 | [13 empty] | 10.84 | NO-ESTIMATION | NO-ESTIMATION | NO-ESTIMATION | NO-ESTIMATION | NO-ESTIMATION | 20.87%
FRA | France | VillesÃ¨que-des-CorbiÃ¨res |  | WRI1023944 | 55.31 | 43.0193 | 2.8696 | Wind | [5 empty] | Open Power System Data | http://data.open-power-system-data.org/renewable_power_plants/2016-10-21/ | Open Power System Data | 1066154 | [13 empty] | 101.14 | NO-ESTIMATION | NO-ESTIMATION | NO-ESTIMATION | NO-ESTIMATION | NO-ESTIMATION | 20.87%
FRA | France | Portel-des-CorbiÃ¨res |  | WRI1024371 | 11.775 | 43.0519 | 2.9062 | Wind | [5 empty] | Open Power System Data | http://data.open-power-system-data.org/renewable_power_plants/2016-10-21/ | Open Power System Data | 1080326 | [13 empty] | 21.53 | HYDRO-V1 | HYDRO-V1 | HYDRO-V1 | HYDRO-V1 | HYDRO-V1 | 20.87%
FRA | France | Luc-sur-Orbieu |  | WRI1023981 | 27.5 | 43.1746 | 2.8097 | Wind | [5 empty] | Open Power System Data | http://data.open-power-system-data.org/renewable_power_plants/2016-10-21/ | Open Power System Data | 1071404 | [13 empty] | 50.29 | HYDRO-V1 | HYDRO-V1 | HYDRO-V1 | HYDRO-V1 | HYDRO-V1 | 20.88%
FRA | France | Conilhac-CorbiÃ¨res |  | WRI1024103 | 16.7 | 43.1849 | 2.7164 | Wind | [5 empty] | Open Power System Data | http://data.open-power-system-data.org/renewable_power_plants/2016-10-21/ | Open Power System Data | 1096562 | [13 empty] | 30.54 | HYDRO-V1 | HYDRO-V1 | HYDRO-V1 | HYDRO-V1 | HYDRO-V1 | 20.88%
FRA | France | Cruscades |  | WRI1024382 | 11.5 | 43.2000 | 2.8164 | Wind | [5 empty] | Open Power System Data | http://data.open-power-system-data.org/renewable_power_plants/2016-10-21/ | Open Power System Data | 1071925 | [13 empty] | 21.03 | NO-ESTIMATION | NO-ESTIMATION | NO-ESTIMATION | NO-ESTIMATION | CAPACITY-FACTOR-V1 | 20.88%
FRA | France | NÃ©vian |  | WRI1024091 | 17.85 | 43.2038 | 2.8857 | Wind | [5 empty] | Open Power System Data | http://data.open-power-system-data.org/renewable_power_plants/2016-10-21/ | Open Power System Data | 1048418 | [13 empty] | 32.64 | HYDRO-V1 | HYDRO-V1 | HYDRO-V1 | HYDRO-V1 | HYDRO-V1 | 20.87%
FRA | France | Canet |  | WRI1024381 | 11.5 | 43.2264 | 2.8311 | Wind | [5 empty] | Open Power System Data | http://data.open-power-system-data.org/renewable_power_plants/2016-10-21/ | Open Power System Data | [14 empty] | 21.03 | NO-ESTIMATION | NO-ESTIMATION | NO-ESTIMATION | NO-ESTIMATION | CAPACITY-FACTOR-V1 | 20.88%
FRA | France | Pouzols-Minervois |  | WRI1024898 | 5.1 | 43.2849 | 2.8122 | Wind | [5 empty] | Open Power System Data | http://data.open-power-system-data.org/renewable_power_plants/2016-10-21/ | Open Power System Data | [14 empty] | 9.32 | NO-ESTIMATION | NO-ESTIMATION | NO-ESTIMATION | NO-ESTIMATION | CAPACITY-FACTOR-V1 | 20.86%
FRA | France | Oupia |  | WRI1024691 | 8.1 | 43.2885 | 2.7752 | Wind | [5 empty] | Open Power System Data | http://data.open-power-system-data.org/renewable_power_plants/2016-10-21/ | Open Power System Data | 1057666 | [13 empty] | 14.81 | NO-ESTIMATION | NO-ESTIMATION | NO-ESTIMATION | NO-ESTIMATION | CAPACITY-FACTOR-V1 | 20.87%
FRA | France | Cabrespine |  | WRI1024449 | 10.4 | 43.3763 | 2.4714 | Wind | [5 empty] | Open Power System Data | http://data.open-power-system-data.org/renewable_power_plants/2016-10-21/ | Open Power System Data | 1057185 | [13 empty] | 19.01 | NO-ESTIMATION | NO-ESTIMATION | NO-ESTIMATION | NO-ESTIMATION | CAPACITY-FACTOR-V1 | 20.87%
FRA | France | Avignonet-Lauragais |  | WRI1024184 | 12.6 | 43.3771 | 1.7729 | Wind | [5 empty] | Open Power System Data | http://data.open-power-system-data.org/renewable_power_plants/2016-10-21/ | Open Power System Data | [14 empty] | 23.04 | NO-ESTIMATION | NO-ESTIMATION | NO-ESTIMATION | NO-ESTIMATION | CAPACITY-FACTOR-V1 | 20.87%
FRA | France | Caudebronde |  | WRI1025009 | 4 | 43.3880 | 2.3031 | Wind | [5 empty] | Open Power System Data | http://data.open-power-system-data.org/renewable_power_plants/2016-10-21/ | Open Power System Data | [14 empty] | 7.31 | NO-ESTIMATION | NO-ESTIMATION | NO-ESTIMATION | NO-ESTIMATION | CAPACITY-FACTOR-V1 | 20.86%
FRA | France | Cuxac-CabardÃ¨s |  | WRI1024236 | 12 | 43.3905 | 2.2790 | Wind | [5 empty] | Open Power System Data | http://data.open-power-system-data.org/renewable_power_plants/2016-10-21/ | Open Power System Data | 1061950 | [13 empty] | 21.94 | NO-ESTIMATION | NO-ESTIMATION | NO-ESTIMATION | NO-ESTIMATION | CAPACITY-FACTOR-V1 | 20.87%
FRA | France | Lacombe |  | WRI1024698 | 8 | 43.4059 | 2.2404 | Wind | [5 empty] | Open Power System Data | http://data.open-power-system-data.org/renewable_power_plants/2016-10-21/ | Open Power System Data | [14 empty] | 14.63 | NO-ESTIMATION | NO-ESTIMATION | NO-ESTIMATION | NO-ESTIMATION | CAPACITY-FACTOR-V1 | 20.88%
FRA | France | Pradelles-CabardÃ¨s |  | WRI1024450 | 10.4 | 43.4117 | 2.4389 | Wind | [5 empty] | Open Power System Data | http://data.open-power-system-data.org/renewable_power_plants/2016-10-21/ | Open Power System Data | [14 empty] | 19.01 | HYDRO-V1 | HYDRO-V1 | HYDRO-V1 | HYDRO-V1 | HYDRO-V1 | 20.87%
FRA | France | Port-Saint-Louis-du-RhÃ´ne |  | WRI1024036 | 21.25 | 43.4161 | 4.8059 | Wind | [5 empty] | Open Power System Data | http://data.open-power-system-data.org/renewable_power_plants/2016-10-21/ | Open Power System Data | [14 empty] | 38.86 | NO-ESTIMATION | NO-ESTIMATION | NO-ESTIMATION | WIND-V1 | WIND-V1 | 20.88%
FRA | France | Arfons |  | WRI1024032 | 22 | 43.4241 | 2.1895 | Wind | [5 empty] | Open Power System Data | http://data.open-power-system-data.org/renewable_power_plants/2016-10-21/ | Open Power System Data | [14 empty] | 40.23 | NO-ESTIMATION | NO-ESTIMATION | NO-ESTIMATION | NO-ESTIMATION | NO-ESTIMATION | 20.87%
FRA | France | Saint-FÃ©lix-Lauragais |  | WRI1024482 | 10.02 | 43.4508 | 1.9019 | Wind | [5 empty] | Open Power System Data | http://data.open-power-system-data.org/renewable_power_plants/2016-10-21/ | Open Power System Data | [14 empty] | 18.32 | NO-ESTIMATION | NO-ESTIMATION | NO-ESTIMATION | NO-ESTIMATION | CAPACITY-FACTOR-V1 | 20.87%
FRA | France | Sauveterre |  | WRI1024353 | 12 | 43.4532 | 2.5599 | Wind | [5 empty] | Open Power System Data | http://data.open-power-system-data.org/renewable_power_plants/2016-10-21/ | Open Power System Data | [14 empty] | 21.94 | HYDRO-V1 | HYDRO-V1 | HYDRO-V1 | HYDRO-V1 | HYDRO-V1 | 20.87%
FRA | France | Fos-sur-Mer |  | WRI1024147 | 14 | 43.4557 | 4.9042 | Wind | [5 empty] | Open Power System Data | http://data.open-power-system-data.org/renewable_power_plants/2016-10-21/ | Open Power System Data | [14 empty] | 25.6 | NO-ESTIMATION | NO-ESTIMATION | NO-ESTIMATION | NO-ESTIMATION | NO-ESTIMATION | 20.87%
FRA | France | Roumens |  | WRI1024664 | 8.35 | 43.4643 | 1.9361 | Wind | [5 empty] | Open Power System Data | http://data.open-power-system-data.org/renewable_power_plants/2016-10-21/ | Open Power System Data | [14 empty] | 15.27 | HYDRO-V1 | HYDRO-V1 | HYDRO-V1 | HYDRO-V1 | HYDRO-V1 | 20.88%
FRA | France | Poussan |  | WRI1024845 | 6 | 43.4943 | 3.6605 | Wind | [5 empty] | Open Power System Data | http://data.open-power-system-data.org/renewable_power_plants/2016-10-21/ | Open Power System Data | [14 empty] | 10.97 | WIND-V1 | WIND-V1 | WIND-V1 | WIND-V1 | WIND-V1 | 20.87%
FRA | France | Villeveyrac |  | WRI1024149 | 14 | 43.5006 | 3.5933 | Wind | [5 empty] | Open Power System Data | http://data.open-power-system-data.org/renewable_power_plants/2016-10-21/ | Open Power System Data | [14 empty] | 25.6 | HYDRO-V1 | HYDRO-V1 | HYDRO-V1 | HYDRO-V1 | HYDRO-V1 | 20.87%
FRA | France | Riols |  | WRI1025048 | 3.6 | 43.5016 | 2.7979 | Wind | [5 empty] | Open Power System Data | http://data.open-power-system-data.org/renewable_power_plants/2016-10-21/ | Open Power System Data | 1057667 | [13 empty] | 6.58 | NO-ESTIMATION | NO-ESTIMATION | NO-ESTIMATION | NO-ESTIMATION | NO-ESTIMATION | 20.87%
FRA | France | Aumelas |  | WRI1023957 | 36 | 43.5319 | 3.6133 | Wind | [5 empty] | Open Power System Data | http://data.open-power-system-data.org/renewable_power_plants/2016-10-21/ | Open Power System Data | [14 empty] | 65.83 | HYDRO-V1 | HYDRO-V1 | HYDRO-V1 | HYDRO-V1 | HYDRO-V1 | 20.87%
FRA | France | Montbazin |  | WRI1024844 | 6 | 43.5327 | 3.6717 | Wind | [5 empty] | Open Power System Data | http://data.open-power-system-data.org/renewable_power_plants/2016-10-21/ | Open Power System Data | [14 empty] | 10.97 | NO-ESTIMATION | NO-ESTIMATION | NO-ESTIMATION | NO-ESTIMATION | CAPACITY-FACTOR-V1 | 20.87%
FRA | France | Fraisse-sur-Agout |  | WRI1024022 | 23 | 43.5926 | 2.7972 | Wind | [5 empty] | Open Power System Data | http://data.open-power-system-data.org/renewable_power_plants/2016-10-21/ | Open Power System Data | 1094305 | [13 empty] | 42.06 | NO-ESTIMATION | NO-ESTIMATION | NO-ESTIMATION | NO-ESTIMATION | NO-ESTIMATION | 20.88%
FRA | France | Saint-Martin-de-Crau |  | WRI1024764 | 7.2 | 43.6121 | 4.8564 | Wind | [5 empty] | Open Power System Data | http://data.open-power-system-data.org/renewable_power_plants/2016-10-21/ | Open Power System Data | 1096008 | [13 empty] | 13.16 | NO-ESTIMATION | NO-ESTIMATION | NO-ESTIMATION | NO-ESTIMATION | CAPACITY-FACTOR-V1 | 20.87%
FRA | France | LamontÃ©lariÃ© |  | WRI1024352 | 12 | 43.6205 | 2.6084 | Wind | [5 empty] | Open Power System Data | http://data.open-power-system-data.org/renewable_power_plants/2016-10-21/ | Open Power System Data | [14 empty] | 21.94 | NO-ESTIMATION | NO-ESTIMATION | NO-ESTIMATION | NO-ESTIMATION | CAPACITY-FACTOR-V1 | 20.87%
FRA | France | Le MargnÃ¨s |  | WRI1024128 | 15.1 | 43.6525 | 2.5998 | Wind | [5 empty] | Open Power System Data | http://data.open-power-system-data.org/renewable_power_plants/2016-10-21/ | Open Power System Data | [14 empty] | 27.61 | NO-ESTIMATION | NO-ESTIMATION | NO-ESTIMATION | NO-ESTIMATION | CAPACITY-FACTOR-V1 | 20.87%
FRA | France | Cuq |  | WRI1024351 | 12 | 43.6531 | 2.0865 | Wind | [5 empty] | Open Power System Data | http://data.open-power-system-data.org/renewable_power_plants/2016-10-21/ | Open Power System Data | 1097859 | [13 empty] | 21.94 | NO-ESTIMATION | NO-ESTIMATION | NO-ESTIMATION | NO-ESTIMATION | CAPACITY-FACTOR-V1 | 20.87%
FRA | France | Cambon-et-Salvergues |  | WRI1023976 | 29.9 | 43.6536 | 2.8782 | Wind | [5 empty] | Open Power System Data | http://data.open-power-system-data.org/renewable_power_plants/2016-10-21/ | Open Power System Data | [14 empty] | 54.67 | NO-ESTIMATION | NO-ESTIMATION | NO-ESTIMATION | NO-ESTIMATION | CAPACITY-FACTOR-V1 | 20.87%
FRA | France | Murat-sur-VÃ¨bre |  | WRI1023942 | 59.1 | 43.6588 | 2.8709 | Wind | [5 empty] | Open Power System Data | http://data.open-power-system-data.org/renewable_power_plants/2016-10-21/ | Open Power System Data | [14 empty] | 108.07 | NO-ESTIMATION | NO-ESTIMATION | NO-ESTIMATION | NO-ESTIMATION | CAPACITY-FACTOR-V1 | 20.87%
FRA | France | Dio-et-ValquiÃ¨res |  | WRI1024360 | 11.97 | 43.6688 | 3.2212 | Wind | [5 empty] | Open Power System Data | http://data.open-power-system-data.org/renewable_power_plants/2016-10-21/ | Open Power System Data | 1069005 | [13 empty] | 21.89 | NO-ESTIMATION | NO-ESTIMATION | NO-ESTIMATION | NO-ESTIMATION | NO-ESTIMATION | 20.88%
FRA | France | Castanet-le-Haut |  | WRI1024157 | 13.8 | 43.6735 | 2.9543 | Wind | [5 empty] | Open Power System Data | http://data.open-power-system-data.org/renewable_power_plants/2016-10-21/ | Open Power System Data | 1079011 | [13 empty] | 25.23 | HYDRO-V1 | HYDRO-V1 | HYDRO-V1 | HYDRO-V1 | HYDRO-V1 | 20.87%
FRA | France | Camplong |  | WRI1025134 | 2.7 | 43.6889 | 3.1118 | Wind | [5 empty] | Open Power System Data | http://data.open-power-system-data.org/renewable_power_plants/2016-10-21/ | Open Power System Data | [14 empty] | 4.93 | HYDRO-V1 | HYDRO-V1 | HYDRO-V1 | HYDRO-V1 | HYDRO-V1 | 20.84%
FRA | France | Barre |  | WRI1024097 | 17.03 | 43.7433 | 2.8156 | Wind | [5 empty] | Open Power System Data | http://data.open-power-system-data.org/renewable_power_plants/2016-10-21/ | Open Power System Data | [14 empty] | 31.14 | NO-ESTIMATION | NO-ESTIMATION | NO-ESTIMATION | NO-ESTIMATION | CAPACITY-FACTOR-V1 | 20.87%
FRA | France | Murasson |  | WRI1024155 | 13.8 | 43.7609 | 2.7628 | Wind | [5 empty] | Open Power System Data | http://data.open-power-system-data.org/renewable_power_plants/2016-10-21/ | Open Power System Data | [14 empty] | 25.23 | NO-ESTIMATION | NO-ESTIMATION | NO-ESTIMATION | NO-ESTIMATION | CAPACITY-FACTOR-V1 | 20.87%
FRA | France | Brusque |  | WRI1024127 | 15.6 | 43.7645 | 2.9482 | Wind | [5 empty] | Open Power System Data | http://data.open-power-system-data.org/renewable_power_plants/2016-10-21/ | Open Power System Data | [14 empty] | 28.52 | NO-ESTIMATION | NO-ESTIMATION | NO-ESTIMATION | NO-ESTIMATION | CAPACITY-FACTOR-V1 | 20.87%
FRA | France | Beaucaire |  | WRI1024385 | 11.5 | 43.7797 | 4.5938 | Wind | [5 empty] | Open Power System Data | http://data.open-power-system-data.org/renewable_power_plants/2016-10-21/ | Open Power System Data | [14 empty] | 21.03 | HYDRO-V1 | HYDRO-V1 | HYDRO-V1 | HYDRO-V1 | HYDRO-V1 | 20.88%
FRA | France | Assac |  | WRI1024060 | 20 | 43.9786 | 2.4342 | Wind | [5 empty] | Open Power System Data | http://data.open-power-system-data.org/renewable_power_plants/2016-10-21/ | Open Power System Data | 1078785 | [13 empty] | 36.57 | HYDRO-V1 | HYDRO-V1 | HYDRO-V1 | HYDRO-V1 | HYDRO-V1 | 20.87%
FRA | France | BroquiÃ¨s |  | WRI1025373 | 1.7 | 44.0179 | 2.7069 | Wind | [5 empty] | Open Power System Data | http://data.open-power-system-data.org/renewable_power_plants/2016-10-21/ | Open Power System Data | [14 empty] | 3.1 | HYDRO-V1 | HYDRO-V1 | HYDRO-V1 | HYDRO-V1 | HYDRO-V1 | 20.82%
FRA | France | Lestrade-et-Thouels |  | WRI1024238 | 12 | 44.0542 | 2.6484 | Wind | [5 empty] | Open Power System Data | http://data.open-power-system-data.org/renewable_power_plants/2016-10-21/ | Open Power System Data | 1078982 | [13 empty] | 21.94 | NO-ESTIMATION | NO-ESTIMATION | NO-ESTIMATION | NO-ESTIMATION | NO-ESTIMATION | 20.87%
FRA | France | AyssÃ¨nes |  | WRI1024237 | 12 | 44.0922 | 2.7661 | Wind | [5 empty] | Open Power System Data | http://data.open-power-system-data.org/renewable_power_plants/2016-10-21/ | Open Power System Data | [14 empty] | 21.94 | NO-ESTIMATION | NO-ESTIMATION | NO-ESTIMATION | NO-ESTIMATION | NO-ESTIMATION | 20.87%
FRA | France | Salles-Curan |  | WRI1023935 | 87 | 44.1597 | 2.8299 | Wind | [5 empty] | Open Power System Data | http://data.open-power-system-data.org/renewable_power_plants/2016-10-21/ | Open Power System Data | 1064311 | [13 empty] | 159.1 | NO-ESTIMATION | NO-ESTIMATION | NO-ESTIMATION | NO-ESTIMATION | CAPACITY-FACTOR-V1 | 20.88%
FRA | France | Castelnau-PÃ©gayrols |  | WRI1023973 | 30.81 | 44.1659 | 2.9008 | Wind | [5 empty] | Open Power System Data | http://data.open-power-system-data.org/renewable_power_plants/2016-10-21/ | Open Power System Data | 1093034 | [13 empty] | 56.34 | HYDRO-V1 | HYDRO-V1 | HYDRO-V1 | HYDRO-V1 | HYDRO-V1 | 20.87%
FRA | France | Pont-de-Salars |  | WRI1024239 | 12 | 44.2779 | 2.7097 | Wind | [5 empty] | Open Power System Data | http://data.open-power-system-data.org/renewable_power_plants/2016-10-21/ | Open Power System Data | 1069220 | [13 empty] | 21.94 | HYDRO-V1 | HYDRO-V1 | HYDRO-V1 | HYDRO-V1 | HYDRO-V1 | 20.87%
FRA | France | BollÃ¨ne |  | WRI1024760 | 7.5 | 44.2880 | 4.7523 | Wind | [5 empty] | Open Power System Data | http://data.open-power-system-data.org/renewable_power_plants/2016-10-21/ | Open Power System Data | 1074609 | [13 empty] | 13.71 | HYDRO-V1 | HYDRO-V1 | HYDRO-V1 | HYDRO-V1 | HYDRO-V1 | 20.87%
FRA | France | Flavin |  | WRI1024493 | 10 | 44.2881 | 2.6217 | Wind | [5 empty] | Open Power System Data | http://data.open-power-system-data.org/renewable_power_plants/2016-10-21/ | Open Power System Data | [14 empty] | 18.28 | NO-ESTIMATION | NO-ESTIMATION | NO-ESTIMATION | NO-ESTIMATION | CAPACITY-FACTOR-V1 | 20.87%
FRA | France | SÃ©gur |  | WRI1024240 | 12 | 44.2911 | 2.8443 | Wind | [5 empty] | Open Power System Data | http://data.open-power-system-data.org/renewable_power_plants/2016-10-21/ | Open Power System Data | 1069216 | [13 empty] | 21.94 | HYDRO-V1 | HYDRO-V1 | HYDRO-V1 | HYDRO-V1 | HYDRO-V1 | 20.87%
FRA | France | Roussas |  | WRI1024038 | 21 | 44.4426 | 4.7873 | Wind | [5 empty] | Open Power System Data | http://data.open-power-system-data.org/renewable_power_plants/2016-10-21/ | Open Power System Data | [14 empty] | 38.4 | HYDRO-V1 | HYDRO-V1 | HYDRO-V1 | HYDRO-V1 | HYDRO-V1 | 20.87%
FRA | France | Montjoyer |  | WRI1024560 | 9.75 | 44.4825 | 4.8779 | Wind | [5 empty] | Open Power System Data | http://data.open-power-system-data.org/renewable_power_plants/2016-10-21/ | Open Power System Data | 1057195 | [13 empty] | 17.83 | NO-ESTIMATION | NO-ESTIMATION | NO-ESTIMATION | NO-ESTIMATION | CAPACITY-FACTOR-V1 | 20.88%
FRA | France | Rochefort-en-Valdaine |  | WRI1024755 | 7.5 | 44.5122 | 4.8580 | Wind | [5 empty] | Open Power System Data | http://data.open-power-system-data.org/renewable_power_plants/2016-10-21/ | Open Power System Data | 1057436 | [13 empty] | 13.71 | NO-ESTIMATION | NO-ESTIMATION | NO-ESTIMATION | NO-ESTIMATION | CAPACITY-FACTOR-V1 | 20.87%
FRA | France | Chastel-Nouvel |  | WRI1024277 | 12 | 44.5707 | 3.4925 | Wind | [5 empty] | Open Power System Data | http://data.open-power-system-data.org/renewable_power_plants/2016-10-21/ | Open Power System Data | [14 empty] | 21.94 | NO-ESTIMATION | NO-ESTIMATION | NO-ESTIMATION | NO-ESTIMATION | CAPACITY-FACTOR-V1 | 20.87%
FRA | France | ServiÃ¨res |  | WRI1025282 | 2 | 44.5858 | 3.4181 | Wind | [5 empty] | Open Power System Data | http://data.open-power-system-data.org/renewable_power_plants/2016-10-21/ | Open Power System Data | [14 empty] | 3.65 | NO-ESTIMATION | NO-ESTIMATION | NO-ESTIMATION | NO-ESTIMATION | CAPACITY-FACTOR-V1 | 20.83%
FRA | France | Marsanne |  | WRI1024115 | 16 | 44.6395 | 4.8833 | Wind | [5 empty] | Open Power System Data | http://data.open-power-system-data.org/renewable_power_plants/2016-10-21/ | Open Power System Data | [14 empty] | 29.26 | WIND-V1 | WIND-V1 | WIND-V1 | WIND-V1 | WIND-V1 | 20.88%
FRA | France | Chaudeyrac |  | WRI1025376 | 1.7 | 44.6418 | 3.7513 | Wind | [5 empty] | Open Power System Data | http://data.open-power-system-data.org/renewable_power_plants/2016-10-21/ | Open Power System Data | 1062797 | [13 empty] | 3.1 | HYDRO-V1 | HYDRO-V1 | HYDRO-V1 | HYDRO-V1 | HYDRO-V1 | 20.82%
FRA | France | Saint-Ã‰tienne-de-LugdarÃ¨s |  | WRI1024024 | 22.6 | 44.6475 | 3.9732 | Wind | [5 empty] | Open Power System Data | http://data.open-power-system-data.org/renewable_power_plants/2016-10-21/ | Open Power System Data | [14 empty] | 41.32 | NO-ESTIMATION | NO-ESTIMATION | NO-ESTIMATION | NO-ESTIMATION | CAPACITY-FACTOR-V1 | 20.87%
FRA | France | Cruas |  | WRI1024833 | 6 | 44.6565 | 4.7562 | Wind | [5 empty] | Open Power System Data | http://data.open-power-system-data.org/renewable_power_plants/2016-10-21/ | Open Power System Data | [14 empty] | 10.97 | NO-ESTIMATION | NO-ESTIMATION | NO-ESTIMATION | NO-ESTIMATION | NO-ESTIMATION | 20.87%
FRA | France | La RÃ©para-Auriples |  | WRI1024923 | 4.8 | 44.6612 | 4.9943 | Wind | [5 empty] | Open Power System Data | http://data.open-power-system-data.org/renewable_power_plants/2016-10-21/ | Open Power System Data | [14 empty] | 8.77 | NO-ESTIMATION | NO-ESTIMATION | NO-ESTIMATION | NO-ESTIMATION | CAPACITY-FACTOR-V1 | 20.86%
FRA | France | Freyssenet |  | WRI1024441 | 10.6 | 44.6890 | 4.5468 | Wind | [5 empty] | Open Power System Data | http://data.open-power-system-data.org/renewable_power_plants/2016-10-21/ | Open Power System Data | 1066156 | [13 empty] | 19.38 | SOLAR-V1-NO-AGE | SOLAR-V1-NO-AGE | SOLAR-V1-NO-AGE | SOLAR-V1-NO-AGE | SOLAR-V1-NO-AGE | 20.87%
FRA | France | Saint-Sauveur-de-Ginestoux |  | WRI1024791 | 6.68 | 44.7019 | 3.6154 | Wind | [5 empty] | Open Power System Data | http://data.open-power-system-data.org/renewable_power_plants/2016-10-21/ | Open Power System Data | [14 empty] | 12.21 | NO-ESTIMATION | WIND-V1 | WIND-V1 | WIND-V1 | WIND-V1 | 20.87%
FRA | France | La Fage-Montivernoux |  | WRI1024375 | 11.69 | 44.7471 | 3.1517 | Wind | [5 empty] | Open Power System Data | http://data.open-power-system-data.org/renewable_power_plants/2016-10-21/ | Open Power System Data | [14 empty] | 21.37 | NO-ESTIMATION | NO-ESTIMATION | WIND-V1 | WIND-V1 | WIND-V1 | 20.87%
FRA | France | Le Pouzin |  | WRI1024944 | 4.6 | 44.7519 | 4.7485 | Wind | [5 empty] | Open Power System Data | http://data.open-power-system-data.org/renewable_power_plants/2016-10-21/ | Open Power System Data | 1108286 | [13 empty] | 8.41 | HYDRO-V1 | HYDRO-V1 | HYDRO-V1 | HYDRO-V1 | HYDRO-V1 | 20.87%
FRA | France | Saint-Cirgues-en-Montagne |  | WRI1024073 | 18.45 | 44.7679 | 4.0883 | Wind | [5 empty] | Open Power System Data | http://data.open-power-system-data.org/renewable_power_plants/2016-10-21/ | Open Power System Data | [14 empty] | 33.74 | NO-ESTIMATION | NO-ESTIMATION | NO-ESTIMATION | NO-ESTIMATION | NO-ESTIMATION | 20.88%
FRA | France | Pellafol |  | WRI1025109 | 3 | 44.7824 | 5.8806 | Wind | [5 empty] | Open Power System Data | http://data.open-power-system-data.org/renewable_power_plants/2016-10-21/ | Open Power System Data | [14 empty] | 5.48 | NO-ESTIMATION | NO-ESTIMATION | NO-ESTIMATION | NO-ESTIMATION | NO-ESTIMATION | 20.85%
FRA | France | Cros-de-GÃ©orand |  | WRI1024460 | 10.26 | 44.7994 | 4.1276 | Wind | [5 empty] | Open Power System Data | http://data.open-power-system-data.org/renewable_power_plants/2016-10-21/ | Open Power System Data | 1112789 | [13 empty] | 18.76 | NO-ESTIMATION | NO-ESTIMATION | NO-ESTIMATION | NO-ESTIMATION | NO-ESTIMATION | 20.87%
FRA | France | Freycenet-la-Tour |  | WRI1024267 | 12 | 44.9355 | 4.0707 | Wind | [5 empty] | Open Power System Data | http://data.open-power-system-data.org/renewable_power_plants/2016-10-21/ | Open Power System Data | [14 empty] | 21.94 | NO-ESTIMATION | NO-ESTIMATION | NO-ESTIMATION | NO-ESTIMATION | CAPACITY-FACTOR-V1 | 20.87%
FRA | France | Saint-Jean-Lachalm |  | WRI1024071 | 18.6 | 44.9420 | 3.7239 | Wind | [5 empty] | Open Power System Data | http://data.open-power-system-data.org/renewable_power_plants/2016-10-21/ | Open Power System Data | 1077339 | [13 empty] | 34.01 | HYDRO-V1 | HYDRO-V1 | HYDRO-V1 | HYDRO-V1 | HYDRO-V1 | 20.87%
FRA | France | Saint-ClÃ©ment |  | WRI1025608 | 1.2 | 44.9504 | 4.2607 | Wind | [5 empty] | Open Power System Data | http://data.open-power-system-data.org/renewable_power_plants/2016-10-21/ | Open Power System Data | [14 empty] | 2.19 | NO-ESTIMATION | NO-ESTIMATION | NO-ESTIMATION | NO-ESTIMATION | NO-ESTIMATION | 20.83%
FRA | France | Saint-AgrÃ¨ve |  | WRI1024153 | 13.812 | 45.0053 | 4.4131 | Wind | [5 empty] | Open Power System Data | http://data.open-power-system-data.org/renewable_power_plants/2016-10-21/ | Open Power System Data | [14 empty] | 25.25 | HYDRO-V1 | HYDRO-V1 | HYDRO-V1 | HYDRO-V1 | HYDRO-V1 | 20.87%
FRA | France | Coren |  | WRI1024130 | 15 | 45.0873 | 3.1086 | Wind | [5 empty] | Open Power System Data | http://data.open-power-system-data.org/renewable_power_plants/2016-10-21/ | Open Power System Data | 1077503 | [13 empty] | 27.43 | HYDRO-V1 | HYDRO-V1 | HYDRO-V1 | HYDRO-V1 | HYDRO-V1 | 20.88%
FRA | France | Talizat |  | WRI1024081 | 18 | 45.1231 | 3.0534 | Wind | [5 empty] | Open Power System Data | http://data.open-power-system-data.org/renewable_power_plants/2016-10-21/ | Open Power System Data | 1074006 | [13 empty] | 32.91 | NO-ESTIMATION | NO-ESTIMATION | NO-ESTIMATION | NO-ESTIMATION | CAPACITY-FACTOR-V1 | 20.87%
FRA | France | RÃ©zentiÃ¨res |  | WRI1024245 | 12 | 45.1344 | 3.1057 | Wind | [5 empty] | Open Power System Data | http://data.open-power-system-data.org/renewable_power_plants/2016-10-21/ | Open Power System Data | [14 empty] | 21.94 | NO-ESTIMATION | NO-ESTIMATION | NO-ESTIMATION | NO-ESTIMATION | NO-ESTIMATION | 20.87%
FRA | France | Rageade |  | WRI1023986 | 26 | 45.1481 | 3.2920 | Wind | [5 empty] | Open Power System Data | http://data.open-power-system-data.org/renewable_power_plants/2016-10-21/ | Open Power System Data | 1103316 | [13 empty] | 47.54 | NO-ESTIMATION | NO-ESTIMATION | NO-ESTIMATION | NO-ESTIMATION | NO-ESTIMATION | 20.87%
FRA | France | Ally |  | WRI1023971 | 31.5 | 45.1733 | 3.3009 | Wind | [5 empty] | Open Power System Data | http://data.open-power-system-data.org/renewable_power_plants/2016-10-21/ | Open Power System Data | [14 empty] | 57.6 | NO-ESTIMATION | NO-ESTIMATION | NO-ESTIMATION | NO-ESTIMATION | NO-ESTIMATION | 20.87%
FRA | France | La Chapelle-Laurent |  | WRI1024835 | 6 | 45.1831 | 3.2430 | Wind | [5 empty] | Open Power System Data | http://data.open-power-system-data.org/renewable_power_plants/2016-10-21/ | Open Power System Data | [14 empty] | 10.97 | HYDRO-V1 | HYDRO-V1 | HYDRO-V1 | HYDRO-V1 | HYDRO-V1 | 20.87%
FRA | France | Mercoeur |  | WRI1024756 | 7.5 | 45.1876 | 3.3036 | Wind | [5 empty] | Open Power System Data | http://data.open-power-system-data.org/renewable_power_plants/2016-10-21/ | Open Power System Data | [14 empty] | 13.71 | SOLAR-V1-NO-AGE | SOLAR-V1-NO-AGE | SOLAR-V1-NO-AGE | SOLAR-V1-NO-AGE | SOLAR-V1-NO-AGE | 20.87%
FRA | France | La Motte-de-Galaure |  | WRI1025011 | 4 | 45.1992 | 4.9007 | Wind | [5 empty] | Open Power System Data | http://data.open-power-system-data.org/renewable_power_plants/2016-10-21/ | Open Power System Data | 1112034 | [13 empty] | 7.31 | SOLAR-V1-NO-AGE | SOLAR-V1-NO-AGE | SOLAR-V1-NO-AGE | SOLAR-V1-NO-AGE | SOLAR-V1-NO-AGE | 20.86%
FRA | France | Beausemblant |  | WRI1024258 | 12 | 45.2123 | 4.8400 | Wind | [5 empty] | Open Power System Data | http://data.open-power-system-data.org/renewable_power_plants/2016-10-21/ | Open Power System Data | 1065614 | [13 empty] | 21.94 | NO-ESTIMATION | NO-ESTIMATION | WIND-V1 | WIND-V1 | WIND-V1 | 20.87%
FRA | France | Allanche |  | WRI1024004 | 24 | 45.2312 | 2.9535 | Wind | [5 empty] | Open Power System Data | http://data.open-power-system-data.org/renewable_power_plants/2016-10-21/ | Open Power System Data | [14 empty] | 43.89 | NO-ESTIMATION | NO-ESTIMATION | NO-ESTIMATION | NO-ESTIMATION | NO-ESTIMATION | 20.88%
FRA | France | Mazoires |  | WRI1024925 | 4.8 | 45.3949 | 3.0477 | Wind | [5 empty] | Open Power System Data | http://data.open-power-system-data.org/renewable_power_plants/2016-10-21/ | Open Power System Data | [14 empty] | 8.77 | NO-ESTIMATION | NO-ESTIMATION | NO-ESTIMATION | NO-ESTIMATION | CAPACITY-FACTOR-V1 | 20.86%
FRA | France | Roche-Charles-la-Mayrand |  | WRI1024109 | 16.3 | 45.4478 | 3.0200 | Wind | [5 empty] | Open Power System Data | http://data.open-power-system-data.org/renewable_power_plants/2016-10-21/ | Open Power System Data | [14 empty] | 29.8 | NO-ESTIMATION | NO-ESTIMATION | NO-ESTIMATION | NO-ESTIMATION | CAPACITY-FACTOR-V1 | 20.87%
FRA | France | Rilhac-Lastours |  | WRI1025290 | 2 | 45.6586 | 1.1137 | Wind | [5 empty] | Open Power System Data | http://data.open-power-system-data.org/renewable_power_plants/2016-10-21/ | Open Power System Data | [14 empty] | 3.65 | NO-ESTIMATION | NO-ESTIMATION | NO-ESTIMATION | NO-ESTIMATION | CAPACITY-FACTOR-V1 | 20.83%
FRA | France | Peyrelevade |  | WRI1024612 | 9 | 45.7104 | 2.0374 | Wind | [5 empty] | Open Power System Data | http://data.open-power-system-data.org/renewable_power_plants/2016-10-21/ | Open Power System Data | 1068996 | [13 empty] | 16.45 | NO-ESTIMATION | NO-ESTIMATION | NO-ESTIMATION | NO-ESTIMATION | CAPACITY-FACTOR-V1 | 20.87%
FRA | France | Aussac-Vadalle |  | WRI1024700 | 8 | 45.8219 | 0.2157 | Wind | [5 empty] | Open Power System Data | http://data.open-power-system-data.org/renewable_power_plants/2016-10-21/ | Open Power System Data | 1083748 | [13 empty] | 14.63 | NO-ESTIMATION | NO-ESTIMATION | NO-ESTIMATION | NO-ESTIMATION | CAPACITY-FACTOR-V1 | 20.88%
FRA | France | Xambes |  | WRI1024156 | 13.8 | 45.8242 | 0.1068 | Wind | [5 empty] | Open Power System Data | http://data.open-power-system-data.org/renewable_power_plants/2016-10-21/ | Open Power System Data | 1097864 | [13 empty] | 25.23 | HYDRO-V1 | HYDRO-V1 | HYDRO-V1 | HYDRO-V1 | HYDRO-V1 | 20.87%
FRA | France | La TÃ¢che |  | WRI1024107 | 16.304 | 45.8700 | 0.3638 | Wind | [5 empty] | Open Power System Data | http://data.open-power-system-data.org/renewable_power_plants/2016-10-21/ | Open Power System Data | [14 empty] | 29.81 | NO-ESTIMATION | NO-ESTIMATION | NO-ESTIMATION | NO-ESTIMATION | CAPACITY-FACTOR-V1 | 20.87%
FRA | France | Mazeray |  | WRI1024250 | 12 | 45.9164 | -0.5604 | Wind | [5 empty] | Open Power System Data | http://data.open-power-system-data.org/renewable_power_plants/2016-10-21/ | Open Power System Data | 1104994 | [13 empty] | 21.94 | NO-ESTIMATION | NO-ESTIMATION | NO-ESTIMATION | NO-ESTIMATION | CAPACITY-FACTOR-V1 | 20.87%
FRA | France | Les Nouillers |  | WRI1024495 | 10 | 45.9352 | -0.6572 | Wind | [5 empty] | Open Power System Data | http://data.open-power-system-data.org/renewable_power_plants/2016-10-21/ | Open Power System Data | [14 empty] | 18.28 | HYDRO-V1 | HYDRO-V1 | HYDRO-V1 | HYDRO-V1 | HYDRO-V1 | 20.87%
FRA | France | Saulgond |  | WRI1024836 | 6 | 45.9561 | 0.7864 | Wind | [5 empty] | Open Power System Data | http://data.open-power-system-data.org/renewable_power_plants/2016-10-21/ | Open Power System Data | 1097855 | [13 empty] | 10.97 | NO-ESTIMATION | NO-ESTIMATION | NO-ESTIMATION | NO-ESTIMATION | CAPACITY-FACTOR-V1 | 20.87%
FRA | France | Saint-Fraigne |  | WRI1024247 | 12 | 45.9569 | -0.0148 | Wind | [5 empty] | Open Power System Data | http://data.open-power-system-data.org/renewable_power_plants/2016-10-21/ | Open Power System Data | 1090052 | [13 empty] | 21.94 | NO-ESTIMATION | NO-ESTIMATION | NO-ESTIMATION | NO-ESTIMATION | CAPACITY-FACTOR-V1 | 20.87%
FRA | France | Salles-de-Villefagnan |  | WRI1024042 | 20.7 | 45.9595 | 0.1704 | Wind | [5 empty] | Open Power System Data | http://data.open-power-system-data.org/renewable_power_plants/2016-10-21/ | Open Power System Data | [14 empty] | 37.85 | SOLAR-V1-NO-AGE | SOLAR-V1-NO-AGE | SOLAR-V1-NO-AGE | SOLAR-V1-NO-AGE | SOLAR-V1-NO-AGE | 20.87%
FRA | France | Laprugne |  | WRI1024113 | 16.08 | 45.9940 | 3.7623 | Wind | [5 empty] | Open Power System Data | http://data.open-power-system-data.org/renewable_power_plants/2016-10-21/ | Open Power System Data | 1100576 | [13 empty] | 29.4 | NO-ESTIMATION | NO-ESTIMATION | NO-ESTIMATION | NO-ESTIMATION | CAPACITY-FACTOR-V1 | 20.87%
FRA | France | Saint-CrÃ©pin |  | WRI1024566 | 9.5 | 45.9968 | -0.7402 | Wind | [5 empty] | Open Power System Data | http://data.open-power-system-data.org/renewable_power_plants/2016-10-21/ | Open Power System Data | 1062531 | [13 empty] | 17.37 | NO-ESTIMATION | NO-ESTIMATION | NO-ESTIMATION | NO-ESTIMATION | CAPACITY-FACTOR-V1 | 20.87%
FRA | France | La BenÃ¢te |  | WRI1024248 | 12 | 46.0075 | -0.5576 | Wind | [5 empty] | Open Power System Data | http://data.open-power-system-data.org/renewable_power_plants/2016-10-21/ | Open Power System Data | 1090048 | [13 empty] | 21.94 | NO-ESTIMATION | NO-ESTIMATION | NO-ESTIMATION | NO-ESTIMATION | CAPACITY-FACTOR-V1 | 20.87%
FRA | France | Lesterps |  | WRI1024701 | 8 | 46.0120 | 0.7922 | Wind | [5 empty] | Open Power System Data | http://data.open-power-system-data.org/renewable_power_plants/2016-10-21/ | Open Power System Data | 1113561 | [13 empty] | 14.63 | NO-ESTIMATION | NO-ESTIMATION | NO-ESTIMATION | NO-ESTIMATION | CAPACITY-FACTOR-V1 | 20.88%
FRA | France | La Faye |  | WRI1024246 | 12 | 46.0194 | 0.1593 | Wind | [5 empty] | Open Power System Data | http://data.open-power-system-data.org/renewable_power_plants/2016-10-21/ | Open Power System Data | 1077430 | [13 empty] | 21.94 | NO-ESTIMATION | NO-ESTIMATION | NO-ESTIMATION | NO-ESTIMATION | CAPACITY-FACTOR-V1 | 20.87%
FRA | France | Saint-MandÃ©-sur-BrÃ©doire |  | WRI1024251 | 12 | 46.0371 | -0.2779 | Wind | [5 empty] | Open Power System Data | http://data.open-power-system-data.org/renewable_power_plants/2016-10-21/ | Open Power System Data | [14 empty] | 21.94 | NO-ESTIMATION | NO-ESTIMATION | NO-ESTIMATION | NO-ESTIMATION | CAPACITY-FACTOR-V1 | 20.87%
FRA | France | Saint-Hilaire-la-Croix |  | WRI1025618 | 1.2 | 46.0401 | 3.0454 | Wind | [5 empty] | Open Power System Data | http://data.open-power-system-data.org/renewable_power_plants/2016-10-21/ | Open Power System Data | 1077500 | [13 empty] | 2.19 | NO-ESTIMATION | NO-ESTIMATION | NO-ESTIMATION | NO-ESTIMATION | CAPACITY-FACTOR-V1 | 20.83%
FRA | France | Bernay-Saint-Martin |  | WRI1024249 | 12 | 46.0663 | -0.6259 | Wind | [5 empty] | Open Power System Data | http://data.open-power-system-data.org/renewable_power_plants/2016-10-21/ | Open Power System Data | 1071928 | [13 empty] | 21.94 | NO-ESTIMATION | NO-ESTIMATION | NO-ESTIMATION | NO-ESTIMATION | CAPACITY-FACTOR-V1 | 20.87%
FRA | France | PÃ©rÃ© |  | WRI1024655 | 8.4 | 46.0924 | -0.8163 | Wind | [5 empty] | Open Power System Data | http://data.open-power-system-data.org/renewable_power_plants/2016-10-21/ | Open Power System Data | [14 empty] | 15.36 | NO-ESTIMATION | NO-ESTIMATION | NO-ESTIMATION | NO-ESTIMATION | CAPACITY-FACTOR-V1 | 20.87%
FRA | France | Saint-Macoux |  | WRI1024356 | 12 | 46.1184 | 0.2263 | Wind | [5 empty] | Open Power System Data | http://data.open-power-system-data.org/renewable_power_plants/2016-10-21/ | Open Power System Data | [14 empty] | 21.94 | NO-ESTIMATION | NO-ESTIMATION | NO-ESTIMATION | NO-ESTIMATION | CAPACITY-FACTOR-V1 | 20.87%
FRA | France | Saulzet |  | WRI1025607 | 1.2 | 46.1373 | 3.2207 | Wind | [5 empty] | Open Power System Data | http://data.open-power-system-data.org/renewable_power_plants/2016-10-21/ | Open Power System Data | [14 empty] | 2.19 | NO-ESTIMATION | NO-ESTIMATION | NO-ESTIMATION | NO-ESTIMATION | CAPACITY-FACTOR-V1 | 20.83%
FRA | France | Gournay-LoizÃ© |  | WRI1024334 | 12 | 46.1497 | -0.0487 | Wind | [5 empty] | Open Power System Data | http://data.open-power-system-data.org/renewable_power_plants/2016-10-21/ | Open Power System Data | [14 empty] | 21.94 | NO-ESTIMATION | NO-ESTIMATION | NO-ESTIMATION | NO-ESTIMATION | CAPACITY-FACTOR-V1 | 20.87%
FRA | France | Chambonchard |  | WRI1024257 | 12 | 46.1610 | 2.5411 | Wind | [5 empty] | Open Power System Data | http://data.open-power-system-data.org/renewable_power_plants/2016-10-21/ | Open Power System Data | 1112378 | [13 empty] | 21.94 | NO-ESTIMATION | NO-ESTIMATION | NO-ESTIMATION | NO-ESTIMATION | CAPACITY-FACTOR-V1 | 20.87%
FRA | France | Paizay-le-Tort |  | WRI1024335 | 12 | 46.1674 | -0.1716 | Wind | [5 empty] | Open Power System Data | http://data.open-power-system-data.org/renewable_power_plants/2016-10-21/ | Open Power System Data | [14 empty] | 21.94 | NO-ESTIMATION | NO-ESTIMATION | NO-ESTIMATION | NO-ESTIMATION | NO-ESTIMATION | 20.87%
FRA | France | Saint-Martin-lÃ¨s-Melle |  | WRI1024337 | 12 | 46.2261 | -0.1684 | Wind | [5 empty] | Open Power System Data | http://data.open-power-system-data.org/renewable_power_plants/2016-10-21/ | Open Power System Data | [14 empty] | 21.94 | NO-ESTIMATION | NO-ESTIMATION | NO-ESTIMATION | NO-ESTIMATION | NO-ESTIMATION | 20.87%
FRA | France | La Souterraine |  | WRI1024706 | 8 | 46.2369 | 1.4759 | Wind | [5 empty] | Open Power System Data | http://data.open-power-system-data.org/renewable_power_plants/2016-10-21/ | Open Power System Data | 1096461 | [13 empty] | 14.63 | HYDRO-V1 | HYDRO-V1 | HYDRO-V1 | HYDRO-V1 | HYDRO-V1 | 20.88%
FRA | France | Celles-sur-Belle |  | WRI1024570 | 9.4 | 46.2404 | -0.2180 | Wind | [5 empty] | Open Power System Data | http://data.open-power-system-data.org/renewable_power_plants/2016-10-21/ | Open Power System Data | [14 empty] | 17.19 | NO-ESTIMATION | NO-ESTIMATION | NO-ESTIMATION | WIND-V1 | WIND-V1 | 20.88%
FRA | France | Adriers |  | WRI1024549 | 10 | 46.2644 | 0.7899 | Wind | [5 empty] | Open Power System Data | http://data.open-power-system-data.org/renewable_power_plants/2016-10-21/ | Open Power System Data | 1117240 | [13 empty] | 18.28 | HYDRO-V1 | HYDRO-V1 | HYDRO-V1 | HYDRO-V1 | HYDRO-V1 | 20.87%
FRA | France | Vix |  | WRI1024548 | 10 | 46.3542 | -0.8573 | Wind | [5 empty] | Open Power System Data | http://data.open-power-system-data.org/renewable_power_plants/2016-10-21/ | Open Power System Data | 1078786 | [13 empty] | 18.28 | NO-ESTIMATION | NO-ESTIMATION | NO-ESTIMATION | NO-ESTIMATION | NO-ESTIMATION | 20.87%
FRA | France | SouvignÃ© |  | WRI1024729 | 8 | 46.3587 | -0.1704 | Wind | [5 empty] | Open Power System Data | http://data.open-power-system-data.org/renewable_power_plants/2016-10-21/ | Open Power System Data | 1092895 | [13 empty] | 14.63 | NO-ESTIMATION | NO-ESTIMATION | NO-ESTIMATION | NO-ESTIMATION | NO-ESTIMATION | 20.88%
FRA | France | Benet |  | WRI1024033 | 22 | 46.3692 | -0.6137 | Wind | [5 empty] | Open Power System Data | http://data.open-power-system-data.org/renewable_power_plants/2016-10-21/ | Open Power System Data | [14 empty] | 40.23 | NO-ESTIMATION | WIND-V1 | WIND-V1 | WIND-V1 | WIND-V1 | 20.87%
FRA | France | Longeville-sur-Mer |  | WRI1024192 | 12.35 | 46.4091 | -1.4772 | Wind | [5 empty] | Open Power System Data | http://data.open-power-system-data.org/renewable_power_plants/2016-10-21/ | Open Power System Data | 1062458 | [13 empty] | 22.58 | NO-ESTIMATION | NO-ESTIMATION | WIND-V1 | WIND-V1 | WIND-V1 | 20.87%
FRA | France | Pamproux |  | WRI1024336 | 12 | 46.4117 | -0.0430 | Wind | [5 empty] | Open Power System Data | http://data.open-power-system-data.org/renewable_power_plants/2016-10-21/ | Open Power System Data | [14 empty] | 21.94 | NO-ESTIMATION | NO-ESTIMATION | WIND-V1 | WIND-V1 | WIND-V1 | 20.87%
FRA | France | Soudan |  | WRI1024470 | 10.25 | 46.4326 | -0.0955 | Wind | [5 empty] | Open Power System Data | http://data.open-power-system-data.org/renewable_power_plants/2016-10-21/ | Open Power System Data | 1112030 | [13 empty] | 18.74 | HYDRO-V1 | HYDRO-V1 | HYDRO-V1 | HYDRO-V1 | HYDRO-V1 | 20.87%
FRA | France | Lusignan |  | WRI1024809 | 6.33 | 46.4368 | 0.1138 | Wind | [5 empty] | Open Power System Data | http://data.open-power-system-data.org/renewable_power_plants/2016-10-21/ | Open Power System Data | [14 empty] | 11.57 | NO-ESTIMATION | NO-ESTIMATION | NO-ESTIMATION | NO-ESTIMATION | CAPACITY-FACTOR-V1 | 20.87%
FRA | France | Le Langon |  | WRI1024819 | 6.23 | 46.4390 | -0.9470 | Wind | [5 empty] | Open Power System Data | http://data.open-power-system-data.org/renewable_power_plants/2016-10-21/ | Open Power System Data | [14 empty] | 11.39 | NO-ESTIMATION | NO-ESTIMATION | NO-ESTIMATION | NO-ESTIMATION | NO-ESTIMATION | 20.87%
FRA | France | Le Bernard |  | WRI1024182 | 12.65 | 46.4480 | -1.4401 | Wind | [5 empty] | Open Power System Data | http://data.open-power-system-data.org/renewable_power_plants/2016-10-21/ | Open Power System Data | [14 empty] | 23.13 | NO-ESTIMATION | NO-ESTIMATION | NO-ESTIMATION | NO-ESTIMATION | CAPACITY-FACTOR-V1 | 20.87%
FRA | France | Mouzeuil-Saint-Martin |  | WRI1024627 | 8.9 | 46.4593 | -0.9842 | Wind | [5 empty] | Open Power System Data | http://data.open-power-system-data.org/renewable_power_plants/2016-10-21/ | Open Power System Data | [14 empty] | 16.27 | NO-ESTIMATION | NO-ESTIMATION | NO-ESTIMATION | NO-ESTIMATION | CAPACITY-FACTOR-V1 | 20.87%
FRA | France | Nalliers |  | WRI1024903 | 5.04 | 46.4658 | -1.0398 | Wind | [5 empty] | Open Power System Data | http://data.open-power-system-data.org/renewable_power_plants/2016-10-21/ | Open Power System Data | [14 empty] | 9.21 | NO-ESTIMATION | NO-ESTIMATION | NO-ESTIMATION | NO-ESTIMATION | CAPACITY-FACTOR-V1 | 20.86%
FRA | France | Champdeniers-Saint-Denis |  | WRI1024623 | 9 | 46.4799 | -0.3827 | Wind | [5 empty] | Open Power System Data | http://data.open-power-system-data.org/renewable_power_plants/2016-10-21/ | Open Power System Data | [14 empty] | 16.45 | HYDRO-V1 | HYDRO-V1 | HYDRO-V1 | HYDRO-V1 | HYDRO-V1 | 20.87%
FRA | France | Ardin |  | WRI1024622 | 9 | 46.4813 | -0.5550 | Wind | [5 empty] | Open Power System Data | http://data.open-power-system-data.org/renewable_power_plants/2016-10-21/ | Open Power System Data | 1101598 | [13 empty] | 16.45 | HYDRO-V1 | HYDRO-V1 | HYDRO-V1 | HYDRO-V1 | HYDRO-V1 | 20.87%
FRA | France | Corpe |  | WRI1024421 | 11.05 | 46.5054 | -1.1702 | Wind | [5 empty] | Open Power System Data | http://data.open-power-system-data.org/renewable_power_plants/2016-10-21/ | Open Power System Data | [14 empty] | 20.2 | HYDRO-V1 | HYDRO-V1 | HYDRO-V1 | HYDRO-V1 | HYDRO-V1 | 20.87%
FRA | France | L'ÃŽle-d'Olonne |  | WRI1024884 | 5.34 | 46.5696 | -1.7737 | Wind | [5 empty] | Open Power System Data | http://data.open-power-system-data.org/renewable_power_plants/2016-10-21/ | Open Power System Data | [14 empty] | 9.76 | NO-ESTIMATION | NO-ESTIMATION | WIND-V1 | WIND-V1 | WIND-V1 | 20.86%
FRA | France | VairÃ© |  | WRI1024994 | 4.2 | 46.6054 | -1.7499 | Wind | [5 empty] | Open Power System Data | http://data.open-power-system-data.org/renewable_power_plants/2016-10-21/ | Open Power System Data | [14 empty] | 7.68 | HYDRO-V1 | HYDRO-V1 | HYDRO-V1 | HYDRO-V1 | HYDRO-V1 | 20.87%
FRA | France | Brem-sur-Mer |  | WRI1024987 | 4.25 | 46.6118 | -1.8116 | Wind | [5 empty] | Open Power System Data | http://data.open-power-system-data.org/renewable_power_plants/2016-10-21/ | Open Power System Data | [14 empty] | 7.77 | HYDRO-V1 | HYDRO-V1 | HYDRO-V1 | HYDRO-V1 | HYDRO-V1 | 20.87%
FRA | France | Vernoux-en-GÃ¢tine |  | WRI1024730 | 8 | 46.6225 | -0.5176 | Wind | [5 empty] | Open Power System Data | http://data.open-power-system-data.org/renewable_power_plants/2016-10-21/ | Open Power System Data | [14 empty] | 14.63 | HYDRO-V1 | HYDRO-V1 | HYDRO-V1 | HYDRO-V1 | HYDRO-V1 | 20.88%
FRA | France | Trayes |  | WRI1024539 | 10 | 46.6690 | -0.4826 | Wind | [5 empty] | Open Power System Data | http://data.open-power-system-data.org/renewable_power_plants/2016-10-21/ | Open Power System Data | 1075892 | [13 empty] | 18.28 | NO-ESTIMATION | NO-ESTIMATION | WIND-V1 | WIND-V1 | WIND-V1 | 20.87%
FRA | France | Saint-Pierre-de-MaillÃ© |  | WRI1024015 | 24 | 46.6777 | 0.8251 | Wind | [5 empty] | Open Power System Data | http://data.open-power-system-data.org/renewable_power_plants/2016-10-21/ | Open Power System Data | [14 empty] | 43.89 | NO-ESTIMATION | NO-ESTIMATION | NO-ESTIMATION | NO-ESTIMATION | CAPACITY-FACTOR-V1 | 20.88%
FRA | France | Neuvy-Bouin |  | WRI1024537 | 10 | 46.6812 | -0.4466 | Wind | [5 empty] | Open Power System Data | http://data.open-power-system-data.org/renewable_power_plants/2016-10-21/ | Open Power System Data | [14 empty] | 18.28 | HYDRO-V1 | HYDRO-V1 | HYDRO-V1 | HYDRO-V1 | HYDRO-V1 | 20.87%
FRA | France | Le Rochereau |  | WRI1024792 | 6.68 | 46.6946 | 0.1409 | Wind | [5 empty] | Open Power System Data | http://data.open-power-system-data.org/renewable_power_plants/2016-10-21/ | Open Power System Data | [14 empty] | 12.21 | HYDRO-V1 | HYDRO-V1 | HYDRO-V1 | HYDRO-V1 | HYDRO-V1 | 20.87%
FRA | France | Saint-Germain-de-Longue-Chaume |  | WRI1024538 | 10 | 46.7188 | -0.3437 | Wind | [5 empty] | Open Power System Data | http://data.open-power-system-data.org/renewable_power_plants/2016-10-21/ | Open Power System Data | [14 empty] | 18.28 | HYDRO-V1 | HYDRO-V1 | HYDRO-V1 | HYDRO-V1 | HYDRO-V1 | 20.87%
FRA | France | MachÃ© |  | WRI1024733 | 8 | 46.7712 | -1.6959 | Wind | [5 empty] | Open Power System Data | http://data.open-power-system-data.org/renewable_power_plants/2016-10-21/ | Open Power System Data | [14 empty] | 14.63 | NO-ESTIMATION | NO-ESTIMATION | NO-ESTIMATION | NO-ESTIMATION | NO-ESTIMATION | 20.88%
FRA | France | Saint-Sauveur |  | WRI1024023 | 22.9 | 46.8024 | 0.6456 | Wind | [5 empty] | Open Power System Data | http://data.open-power-system-data.org/renewable_power_plants/2016-10-21/ | Open Power System Data | [14 empty] | 41.87 | NO-ESTIMATION | NO-ESTIMATION | NO-ESTIMATION | NO-ESTIMATION | NO-ESTIMATION | 20.87%
FRA | France | Beaufou |  | WRI1024354 | 12 | 46.8189 | -1.5247 | Wind | [5 empty] | Open Power System Data | http://data.open-power-system-data.org/renewable_power_plants/2016-10-21/ | Open Power System Data | 1112031 | [13 empty] | 21.94 | NO-ESTIMATION | NO-ESTIMATION | NO-ESTIMATION | NO-ESTIMATION | CAPACITY-FACTOR-V1 | 20.87%
FRA | France | Bressuire |  | WRI1024126 | 15.65 | 46.8545 | -0.4796 | Wind | [5 empty] | Open Power System Data | http://data.open-power-system-data.org/renewable_power_plants/2016-10-21/ | Open Power System Data | [14 empty] | 28.62 | NO-ESTIMATION | NO-ESTIMATION | NO-ESTIMATION | NO-ESTIMATION | CAPACITY-FACTOR-V1 | 20.88%
FRA | France | Falleron |  | WRI1024406 | 11.5 | 46.8626 | -1.7007 | Wind | [5 empty] | Open Power System Data | http://data.open-power-system-data.org/renewable_power_plants/2016-10-21/ | Open Power System Data | 1112045 | [13 empty] | 21.03 | NO-ESTIMATION | NO-ESTIMATION | NO-ESTIMATION | NO-ESTIMATION | WIND-V1 | 20.88%
FRA | France | Mareuil-sur-Arnon |  | WRI1024005 | 24 | 46.8788 | 2.1633 | Wind | [5 empty] | Open Power System Data | http://data.open-power-system-data.org/renewable_power_plants/2016-10-21/ | Open Power System Data | [14 empty] | 43.89 | HYDRO-V1 | HYDRO-V1 | HYDRO-V1 | HYDRO-V1 | HYDRO-V1 | 20.88%
FRA | France | Froidfond |  | WRI1024854 | 6 | 46.8796 | -1.7552 | Wind | [5 empty] | Open Power System Data | http://data.open-power-system-data.org/renewable_power_plants/2016-10-21/ | Open Power System Data | [14 empty] | 10.97 | NO-ESTIMATION | NO-ESTIMATION | NO-ESTIMATION | NO-ESTIMATION | CAPACITY-FACTOR-V1 | 20.87%
FRA | France | La Garnache |  | WRI1024355 | 12 | 46.8974 | -1.8251 | Wind | [5 empty] | Open Power System Data | http://data.open-power-system-data.org/renewable_power_plants/2016-10-21/ | Open Power System Data | [14 empty] | 21.94 | NO-ESTIMATION | NO-ESTIMATION | NO-ESTIMATION | NO-ESTIMATION | NO-ESTIMATION | 20.87%
FRA | France | Touvois |  | WRI1024678 | 8.2 | 46.9066 | -1.6792 | Wind | [5 empty] | Open Power System Data | http://data.open-power-system-data.org/renewable_power_plants/2016-10-21/ | Open Power System Data | [14 empty] | 14.99 | HYDRO-V1 | HYDRO-V1 | HYDRO-V1 | HYDRO-V1 | HYDRO-V1 | 20.87%
FRA | France | Saint-Genou |  | WRI1024265 | 12 | 46.9111 | 1.3511 | Wind | [5 empty] | Open Power System Data | http://data.open-power-system-data.org/renewable_power_plants/2016-10-21/ | Open Power System Data | [14 empty] | 21.94 | NO-ESTIMATION | NO-ESTIMATION | NO-ESTIMATION | NO-ESTIMATION | NO-ESTIMATION | 20.87%
FRA | France | Coulonges-Thouarsais |  | WRI1024206 | 12.3 | 46.9234 | -0.3329 | Wind | [5 empty] | Open Power System Data | http://data.open-power-system-data.org/renewable_power_plants/2016-10-21/ | Open Power System Data | 1079523 | [13 empty] | 22.49 | NO-ESTIMATION | NO-ESTIMATION | NO-ESTIMATION | NO-ESTIMATION | CAPACITY-FACTOR-V1 | 20.87%
FRA | France | La Chapelle-Gaudin |  | WRI1024205 | 12.3 | 46.9248 | -0.3859 | Wind | [5 empty] | Open Power System Data | http://data.open-power-system-data.org/renewable_power_plants/2016-10-21/ | Open Power System Data | 1079522 | [13 empty] | 22.49 | NO-ESTIMATION | NO-ESTIMATION | NO-ESTIMATION | NO-ESTIMATION | NO-ESTIMATION | 20.87%
FRA | France | MaulÃ©on |  | WRI1024728 | 8 | 46.9470 | -0.7473 | Wind | [5 empty] | Open Power System Data | http://data.open-power-system-data.org/renewable_power_plants/2016-10-21/ | Open Power System Data | 1072421 | [13 empty] | 14.63 | NO-ESTIMATION | NO-ESTIMATION | NO-ESTIMATION | NO-ESTIMATION | NO-ESTIMATION | 20.88%
FRA | France | Civray |  | WRI1024054 | 20 | 46.9733 | 2.1855 | Wind | [5 empty] | Open Power System Data | http://data.open-power-system-data.org/renewable_power_plants/2016-10-21/ | Open Power System Data | [14 empty] | 36.57 | NO-ESTIMATION | NO-ESTIMATION | NO-ESTIMATION | NO-ESTIMATION | NO-ESTIMATION | 20.87%
FRA | France | Bouin |  | WRI1024066 | 19.5 | 46.9811 | -2.0045 | Wind | [5 empty] | Open Power System Data | http://data.open-power-system-data.org/renewable_power_plants/2016-10-21/ | Open Power System Data | 1055247 | [13 empty] | 35.66 | NO-ESTIMATION | NO-ESTIMATION | NO-ESTIMATION | NO-ESTIMATION | CAPACITY-FACTOR-V1 | 20.88%
FRA | France | Saint-Georges-sur-Arnon |  | WRI1023949 | 46 | 46.9823 | 2.0734 | Wind | [5 empty] | Open Power System Data | http://data.open-power-system-data.org/renewable_power_plants/2016-10-21/ | Open Power System Data | [14 empty] | 84.12 | NO-ESTIMATION | NO-ESTIMATION | NO-ESTIMATION | NO-ESTIMATION | NO-ESTIMATION | 20.88%
FRA | France | Lizeray |  | WRI1024708 | 8 | 46.9849 | 1.9034 | Wind | [5 empty] | Open Power System Data | http://data.open-power-system-data.org/renewable_power_plants/2016-10-21/ | Open Power System Data | [14 empty] | 14.63 | NO-ESTIMATION | NO-ESTIMATION | NO-ESTIMATION | NO-ESTIMATION | NO-ESTIMATION | 20.88%
FRA | France | La LimouziniÃ¨re |  | WRI1024214 | 12.15 | 46.9877 | -1.6412 | Wind | [5 empty] | Open Power System Data | http://data.open-power-system-data.org/renewable_power_plants/2016-10-21/ | Open Power System Data | 1071920 | [13 empty] | 22.21 | NO-ESTIMATION | NO-ESTIMATION | NO-ESTIMATION | NO-ESTIMATION | NO-ESTIMATION | 20.87%
FRA | France | La Marne |  | WRI1024462 | 10.25 | 46.9916 | -1.7184 | Wind | [5 empty] | Open Power System Data | http://data.open-power-system-data.org/renewable_power_plants/2016-10-21/ | Open Power System Data | 1077915 | [13 empty] | 18.74 | NO-ESTIMATION | NO-ESTIMATION | NO-ESTIMATION | NO-ESTIMATION | NO-ESTIMATION | 20.87%
FRA | France | Saint-Philbert-de-Bouaine |  | WRI1024105 | 16.4 | 46.9925 | -1.5071 | Wind | [5 empty] | Open Power System Data | http://data.open-power-system-data.org/renewable_power_plants/2016-10-21/ | Open Power System Data | 1077918 | [13 empty] | 29.99 | HYDRO-V1 | HYDRO-V1 | HYDRO-V1 | HYDRO-V1 | HYDRO-V1 | 20.88%
FRA | France | MÃ©nÃ©trÃ©ols-sous-Vatan |  | WRI1024007 | 24 | 47.0089 | 1.8356 | Wind | [5 empty] | Open Power System Data | http://data.open-power-system-data.org/renewable_power_plants/2016-10-21/ | Open Power System Data | [14 empty] | 43.89 | HYDRO-V1 | HYDRO-V1 | HYDRO-V1 | HYDRO-V1 | HYDRO-V1 | 20.88%
FRA | France | Liniez |  | WRI1024131 | 15 | 47.0140 | 1.7570 | Wind | [5 empty] | Open Power System Data | http://data.open-power-system-data.org/renewable_power_plants/2016-10-21/ | Open Power System Data | [14 empty] | 27.43 | HYDRO-V1 | HYDRO-V1 | HYDRO-V1 | HYDRO-V1 | HYDRO-V1 | 20.88%
FRA | France | Saint-Christophe-du-Bois |  | WRI1024712 | 8 | 47.0289 | -0.9652 | Wind | [5 empty] | Open Power System Data | http://data.open-power-system-data.org/renewable_power_plants/2016-10-21/ | Open Power System Data | [14 empty] | 14.63 | NO-ESTIMATION | NO-ESTIMATION | NO-ESTIMATION | NO-ESTIMATION | NO-ESTIMATION | 20.88%
FRA | France | Bourgneuf-en-Retz |  | WRI1024268 | 12 | 47.0379 | -1.9261 | Wind | [5 empty] | Open Power System Data | http://data.open-power-system-data.org/renewable_power_plants/2016-10-21/ | Open Power System Data | [14 empty] | 21.94 | NO-ESTIMATION | NO-ESTIMATION | NO-ESTIMATION | NO-ESTIMATION | CAPACITY-FACTOR-V1 | 20.87%
FRA | France | Vatan |  | WRI1024082 | 18 | 47.0539 | 1.8255 | Wind | [5 empty] | Open Power System Data | http://data.open-power-system-data.org/renewable_power_plants/2016-10-21/ | Open Power System Data | [14 empty] | 32.91 | HYDRO-V1 | HYDRO-V1 | HYDRO-V1 | HYDRO-V1 | HYDRO-V1 | 20.87%
FRA | France | Sainte-Thorette |  | WRI1024055 | 20 | 47.0778 | 2.2069 | Wind | [5 empty] | Open Power System Data | http://data.open-power-system-data.org/renewable_power_plants/2016-10-21/ | Open Power System Data | [14 empty] | 36.57 | HYDRO-V1 | HYDRO-V1 | HYDRO-V1 | HYDRO-V1 | HYDRO-V1 | 20.87%
FRA | France | AntoignÃ© |  | WRI1024711 | 8 | 47.0785 | -0.1322 | Wind | [5 empty] | Open Power System Data | http://data.open-power-system-data.org/renewable_power_plants/2016-10-21/ | Open Power System Data | 1114804 | [13 empty] | 14.63 | NO-ESTIMATION | HYDRO-V1 | HYDRO-V1 | HYDRO-V1 | HYDRO-V1 | 20.88%
FRA | France | ChÃ©ry |  | WRI1024151 | 13.9 | 47.1159 | 2.0261 | Wind | [5 empty] | Open Power System Data | http://data.open-power-system-data.org/renewable_power_plants/2016-10-21/ | Open Power System Data | [14 empty] | 25.41 | NO-ESTIMATION | NO-ESTIMATION | NO-ESTIMATION | NO-ESTIMATION | NO-ESTIMATION | 20.87%
FRA | France | Quincy |  | WRI1024252 | 12 | 47.1302 | 2.1559 | Wind | [5 empty] | Open Power System Data | http://data.open-power-system-data.org/renewable_power_plants/2016-10-21/ | Open Power System Data | [14 empty] | 21.94 | NO-ESTIMATION | NO-ESTIMATION | NO-ESTIMATION | NO-ESTIMATION | CAPACITY-FACTOR-V1 | 20.87%
FRA | France | Nohant-en-GraÃ§ay |  | WRI1024496 | 10 | 47.1336 | 1.9122 | Wind | [5 empty] | Open Power System Data | http://data.open-power-system-data.org/renewable_power_plants/2016-10-21/ | Open Power System Data | [14 empty] | 18.28 | NO-ESTIMATION | NO-ESTIMATION | NO-ESTIMATION | NO-ESTIMATION | NO-ESTIMATION | 20.87%
FRA | France | La Tourlandry |  | WRI1024514 | 10 | 47.1430 | -0.6990 | Wind | [5 empty] | Open Power System Data | http://data.open-power-system-data.org/renewable_power_plants/2016-10-21/ | Open Power System Data | [14 empty] | 18.28 | NO-ESTIMATION | NO-ESTIMATION | NO-ESTIMATION | NO-ESTIMATION | CAPACITY-FACTOR-V1 | 20.87%
FRA | France | ChauvÃ© |  | WRI1024270 | 12 | 47.1586 | -2.0118 | Wind | [5 empty] | Open Power System Data | http://data.open-power-system-data.org/renewable_power_plants/2016-10-21/ | Open Power System Data | 1099364 | [13 empty] | 21.94 | NO-ESTIMATION | NO-ESTIMATION | NO-ESTIMATION | NO-ESTIMATION | NO-ESTIMATION | 20.87%
FRA | France | Saint-Georges-des-Gardes |  | WRI1024513 | 10 | 47.1673 | -0.7645 | Wind | [5 empty] | Open Power System Data | http://data.open-power-system-data.org/renewable_power_plants/2016-10-21/ | Open Power System Data | [14 empty] | 18.28 | HYDRO-V1 | HYDRO-V1 | HYDRO-V1 | HYDRO-V1 | HYDRO-V1 | 20.87%
FRA | France | Saint-Michel-Chef-Chef |  | WRI1024463 | 10.25 | 47.1753 | -2.1272 | Wind | [5 empty] | Open Power System Data | http://data.open-power-system-data.org/renewable_power_plants/2016-10-21/ | Open Power System Data | [14 empty] | 18.74 | NO-ESTIMATION | NO-ESTIMATION | NO-ESTIMATION | NO-ESTIMATION | CAPACITY-FACTOR-V1 | 20.87%
FRA | France | La Chapelle-Rousselin |  | WRI1024757 | 7.5 | 47.1949 | -0.8025 | Wind | [5 empty] | Open Power System Data | http://data.open-power-system-data.org/renewable_power_plants/2016-10-21/ | Open Power System Data | [14 empty] | 13.71 | NO-ESTIMATION | NO-ESTIMATION | NO-ESTIMATION | NO-ESTIMATION | CAPACITY-FACTOR-V1 | 20.87%
FRA | France | Le Landreau |  | WRI1024587 | 9.2 | 47.2075 | -1.2988 | Wind | [5 empty] | Open Power System Data | http://data.open-power-system-data.org/renewable_power_plants/2016-10-21/ | Open Power System Data | [14 empty] | 16.82 | NO-ESTIMATION | NO-ESTIMATION | NO-ESTIMATION | NO-ESTIMATION | WIND-V1 | 20.87%
FRA | France | Arconcey |  | WRI1024253 | 12 | 47.2160 | 4.4614 | Wind | [5 empty] | Open Power System Data | http://data.open-power-system-data.org/renewable_power_plants/2016-10-21/ | Open Power System Data | [14 empty] | 21.94 | NO-ESTIMATION | NO-ESTIMATION | NO-ESTIMATION | NO-ESTIMATION | WIND-V1 | 20.87%
FRA | France | Valanjou |  | WRI1024278 | 12 | 47.2181 | -0.6063 | Wind | [5 empty] | Open Power System Data | http://data.open-power-system-data.org/renewable_power_plants/2016-10-21/ | Open Power System Data | [14 empty] | 21.94 | NO-ESTIMATION | NO-ESTIMATION | NO-ESTIMATION | NO-ESTIMATION | WIND-V1 | 20.87%
FRA | France | Saint-Quentin-en-Mauges |  | WRI1024116 | 16 | 47.2888 | -0.8988 | Wind | [5 empty] | Open Power System Data | http://data.open-power-system-data.org/renewable_power_plants/2016-10-21/ | Open Power System Data | 1112039 | [13 empty] | 29.26 | NO-ESTIMATION | NO-ESTIMATION | NO-ESTIMATION | NO-ESTIMATION | WIND-V1 | 20.88%
FRA | France | Vieilmoulin |  | WRI1024255 | 12 | 47.3141 | 4.6724 | Wind | [5 empty] | Open Power System Data | http://data.open-power-system-data.org/renewable_power_plants/2016-10-21/ | Open Power System Data | [14 empty] | 21.94 | NO-ESTIMATION | NO-ESTIMATION | NO-ESTIMATION | NO-ESTIMATION | WIND-V1 | 20.87%
FRA | France | Valonne |  | WRI1024502 | 10 | 47.3422 | 6.6686 | Wind | [5 empty] | Open Power System Data | http://data.open-power-system-data.org/renewable_power_plants/2016-10-21/ | Open Power System Data | [14 empty] | 18.28 | HYDRO-V1 | HYDRO-V1 | HYDRO-V1 | HYDRO-V1 | HYDRO-V1 | 20.87%
FRA | France | Marcellois |  | WRI1024431 | 10.8 | 47.3486 | 4.6167 | Wind | [5 empty] | Open Power System Data | http://data.open-power-system-data.org/renewable_power_plants/2016-10-21/ | Open Power System Data | 1092441 | [13 empty] | 19.75 | NO-ESTIMATION | NO-ESTIMATION | NO-ESTIMATION | NO-ESTIMATION | CAPACITY-FACTOR-V1 | 20.88%
FRA | France | Vyt-lÃ¨s-Belvoir |  | WRI1024503 | 10 | 47.3487 | 6.6263 | Wind | [5 empty] | Open Power System Data | http://data.open-power-system-data.org/renewable_power_plants/2016-10-21/ | Open Power System Data | [14 empty] | 18.28 | NO-ESTIMATION | NO-ESTIMATION | NO-ESTIMATION | NO-ESTIMATION | CAPACITY-FACTOR-V1 | 20.87%
FRA | France | NeuchÃ¢tel-UrtiÃ¨re |  | WRI1024501 | 10 | 47.3757 | 6.7307 | Wind | [5 empty] | Open Power System Data | http://data.open-power-system-data.org/renewable_power_plants/2016-10-21/ | Open Power System Data | [14 empty] | 18.28 | NO-ESTIMATION | NO-ESTIMATION | NO-ESTIMATION | NO-ESTIMATION | CAPACITY-FACTOR-V1 | 20.87%
FRA | France | CouffÃ© |  | WRI1024476 | 10.19 | 47.3885 | -1.2926 | Wind | [5 empty] | Open Power System Data | http://data.open-power-system-data.org/renewable_power_plants/2016-10-21/ | Open Power System Data | 1106859 | [13 empty] | 18.63 | NO-ESTIMATION | NO-ESTIMATION | NO-ESTIMATION | NO-ESTIMATION | CAPACITY-FACTOR-V1 | 20.87%
FRA | France | Massingy-lÃ¨s-Vitteaux |  | WRI1024432 | 10.8 | 47.3958 | 4.5908 | Wind | [5 empty] | Open Power System Data | http://data.open-power-system-data.org/renewable_power_plants/2016-10-21/ | Open Power System Data | 1092440 | [13 empty] | 19.75 | HYDRO-V1 | HYDRO-V1 | HYDRO-V1 | HYDRO-V1 | HYDRO-V1 | 20.88%
FRA | France | Turcey |  | WRI1024029 | 22 | 47.4088 | 4.7193 | Wind | [5 empty] | Open Power System Data | http://data.open-power-system-data.org/renewable_power_plants/2016-10-21/ | Open Power System Data | [14 empty] | 40.23 | HYDRO-V1 | HYDRO-V1 | HYDRO-V1 | HYDRO-V1 | HYDRO-V1 | 20.87%
FRA | France | Saint-Martin-du-Mont |  | WRI1024254 | 12 | 47.4152 | 4.8122 | Wind | [5 empty] | Open Power System Data | http://data.open-power-system-data.org/renewable_power_plants/2016-10-21/ | Open Power System Data | [14 empty] | 21.94 | HYDRO-V1 | HYDRO-V1 | HYDRO-V1 | HYDRO-V1 | HYDRO-V1 | 20.87%
FRA | France | Campbon |  | WRI1024269 | 12 | 47.4160 | -1.9670 | Wind | [5 empty] | Open Power System Data | http://data.open-power-system-data.org/renewable_power_plants/2016-10-21/ | Open Power System Data | 1080236 | [13 empty] | 21.94 | NO-ESTIMATION | NO-ESTIMATION | NO-ESTIMATION | NO-ESTIMATION | NO-ESTIMATION | 20.87%
FRA | France | MÃ©sanger |  | WRI1024588 | 9.2 | 47.4287 | -1.2256 | Wind | [5 empty] | Open Power System Data | http://data.open-power-system-data.org/renewable_power_plants/2016-10-21/ | Open Power System Data | 1112040 | [13 empty] | 16.82 | HYDRO-V1 | HYDRO-V1 | HYDRO-V1 | HYDRO-V1 | HYDRO-V1 | 20.87%
FRA | France | Villotte-Saint-Seine |  | WRI1024704 | 8 | 47.4298 | 4.7126 | Wind | [5 empty] | Open Power System Data | http://data.open-power-system-data.org/renewable_power_plants/2016-10-21/ | Open Power System Data | [14 empty] | 14.63 | NO-ESTIMATION | NO-ESTIMATION | NO-ESTIMATION | NO-ESTIMATION | NO-ESTIMATION | 20.88%
FRA | France | Bligny-le-Sec |  | WRI1024703 | 8 | 47.4480 | 4.7403 | Wind | [5 empty] | Open Power System Data | http://data.open-power-system-data.org/renewable_power_plants/2016-10-21/ | Open Power System Data | [14 empty] | 14.63 | HYDRO-V1 | HYDRO-V1 | HYDRO-V1 | HYDRO-V1 | HYDRO-V1 | 20.88%
FRA | France | Clamecy |  | WRI1024193 | 12.336 | 47.4613 | 3.5110 | Wind | [5 empty] | Open Power System Data | http://data.open-power-system-data.org/renewable_power_plants/2016-10-21/ | Open Power System Data | 1097835 | [13 empty] | 22.55 | HYDRO-V1 | HYDRO-V1 | HYDRO-V1 | HYDRO-V1 | HYDRO-V1 | 20.87%
FRA | France | PouillÃ©-les-CÃ´teaux |  | WRI1024561 | 9.693 | 47.4671 | -1.1741 | Wind | [5 empty] | Open Power System Data | http://data.open-power-system-data.org/renewable_power_plants/2016-10-21/ | Open Power System Data | [14 empty] | 17.72 | SOLAR-V1-NO-AGE | SOLAR-V1-NO-AGE | SOLAR-V1-NO-AGE | SOLAR-V1-NO-AGE | SOLAR-V1-NO-AGE | 20.87%
FRA | France | PannecÃ© |  | WRI1024083 | 18 | 47.4880 | -1.2158 | Wind | [5 empty] | Open Power System Data | http://data.open-power-system-data.org/renewable_power_plants/2016-10-21/ | Open Power System Data | [14 empty] | 32.91 | HYDRO-V1 | HYDRO-V1 | HYDRO-V1 | HYDRO-V1 | HYDRO-V1 | 20.87%
FRA | France | SaffrÃ© |  | WRI1024108 | 16.304 | 47.4913 | -1.5793 | Wind | [5 empty] | Open Power System Data | http://data.open-power-system-data.org/renewable_power_plants/2016-10-21/ | Open Power System Data | [14 empty] | 29.81 | HYDRO-V1 | HYDRO-V1 | HYDRO-V1 | HYDRO-V1 | HYDRO-V1 | 20.87%
FRA | France | FreignÃ© |  | WRI1024589 | 9.2 | 47.5364 | -1.1061 | Wind | [5 empty] | Open Power System Data | http://data.open-power-system-data.org/renewable_power_plants/2016-10-21/ | Open Power System Data | 1112033 | [13 empty] | 16.82 | HYDRO-V1 | HYDRO-V1 | HYDRO-V1 | HYDRO-V1 | HYDRO-V1 | 20.87%
FRA | France | Muzillac |  | WRI1024485 | 10.02 | 47.5552 | -2.4737 | Wind | [5 empty] | Open Power System Data | http://data.open-power-system-data.org/renewable_power_plants/2016-10-21/ | Open Power System Data | 1069858 | [13 empty] | 18.32 | HYDRO-V1 | HYDRO-V1 | HYDRO-V1 | HYDRO-V1 | HYDRO-V1 | 20.87%
FRA | France | Ambon |  | WRI1024484 | 10.02 | 47.5576 | -2.5395 | Wind | [5 empty] | Open Power System Data | http://data.open-power-system-data.org/renewable_power_plants/2016-10-21/ | Open Power System Data | [14 empty] | 18.32 | NO-ESTIMATION | NO-ESTIMATION | NO-ESTIMATION | NO-ESTIMATION | NO-ESTIMATION | 20.87%
FRA | France | Poiseul-la-Grange |  | WRI1024497 | 10 | 47.5775 | 4.7937 | Wind | [5 empty] | Open Power System Data | http://data.open-power-system-data.org/renewable_power_plants/2016-10-21/ | Open Power System Data | [14 empty] | 18.28 | NO-ESTIMATION | NO-ESTIMATION | NO-ESTIMATION | NO-ESTIMATION | NO-ESTIMATION | 20.87%
FRA | France | Ã‰chalot |  | WRI1024114 | 16 | 47.6073 | 4.8348 | Wind | [5 empty] | Open Power System Data | http://data.open-power-system-data.org/renewable_power_plants/2016-10-21/ | Open Power System Data | 1070297 | [13 empty] | 29.26 | NO-ESTIMATION | NO-ESTIMATION | NO-ESTIMATION | NO-ESTIMATION | NO-ESTIMATION | 20.88%
FRA | France | Lauzach |  | WRI1024528 | 10 | 47.6109 | -2.5561 | Wind | [5 empty] | Open Power System Data | http://data.open-power-system-data.org/renewable_power_plants/2016-10-21/ | Open Power System Data | [14 empty] | 18.28 | NO-ESTIMATION | NO-ESTIMATION | NO-ESTIMATION | NO-ESTIMATION | CAPACITY-FACTOR-V1 | 20.87%
FRA | France | Ã‰talante |  | WRI1024056 | 20 | 47.6291 | 4.7664 | Wind | [5 empty] | Open Power System Data | http://data.open-power-system-data.org/renewable_power_plants/2016-10-21/ | Open Power System Data | [14 empty] | 36.57 | NO-ESTIMATION | NO-ESTIMATION | NO-ESTIMATION | NO-ESTIMATION | CAPACITY-FACTOR-V1 | 20.87%
FRA | France | Allaire |  | WRI1024682 | 8.2 | 47.6396 | -2.1774 | Wind | [5 empty] | Open Power System Data | http://data.open-power-system-data.org/renewable_power_plants/2016-10-21/ | Open Power System Data | [14 empty] | 14.99 | NO-ESTIMATION | NO-ESTIMATION | NO-ESTIMATION | NO-ESTIMATION | CAPACITY-FACTOR-V1 | 20.87%
FRA | France | Saint-Vincent-des-Landes |  | WRI1024271 | 12 | 47.6556 | -1.5048 | Wind | [5 empty] | Open Power System Data | http://data.open-power-system-data.org/renewable_power_plants/2016-10-21/ | Open Power System Data | [14 empty] | 21.94 | NO-ESTIMATION | NO-ESTIMATION | NO-ESTIMATION | NO-ESTIMATION | CAPACITY-FACTOR-V1 | 20.87%
FRA | France | Derval |  | WRI1024100 | 17 | 47.6577 | -1.6776 | Wind | [5 empty] | Open Power System Data | http://data.open-power-system-data.org/renewable_power_plants/2016-10-21/ | Open Power System Data | 1068855 | [13 empty] | 31.08 | NO-ESTIMATION | NO-ESTIMATION | NO-ESTIMATION | NO-ESTIMATION | NO-ESTIMATION | 20.87%
FRA | France | Ouanne |  | WRI1024089 | 18 | 47.6577 | 3.4191 | Wind | [5 empty] | Open Power System Data | http://data.open-power-system-data.org/renewable_power_plants/2016-10-21/ | Open Power System Data | [14 empty] | 32.91 | NO-ESTIMATION | NO-ESTIMATION | NO-ESTIMATION | NO-ESTIMATION | CAPACITY-FACTOR-V1 | 20.87%
FRA | France | Merry-Sec |  | WRI1024551 | 10 | 47.6588 | 3.4857 | Wind | [5 empty] | Open Power System Data | http://data.open-power-system-data.org/renewable_power_plants/2016-10-21/ | Open Power System Data | [14 empty] | 18.28 | HYDRO-V1 | HYDRO-V1 | HYDRO-V1 | HYDRO-V1 | HYDRO-V1 | 20.87%
FRA | France | Erbray |  | WRI1024387 | 11.5 | 47.6693 | -1.3217 | Wind | [5 empty] | Open Power System Data | http://data.open-power-system-data.org/renewable_power_plants/2016-10-21/ | Open Power System Data | 1112032 | [13 empty] | 21.03 | NO-ESTIMATION | NO-ESTIMATION | NO-ESTIMATION | NO-ESTIMATION | CAPACITY-FACTOR-V1 | 20.88%
FRA | France | MigÃ© |  | WRI1024472 | 10.25 | 47.6760 | 3.5329 | Wind | [5 empty] | Open Power System Data | http://data.open-power-system-data.org/renewable_power_plants/2016-10-21/ | Open Power System Data | [14 empty] | 18.74 | NO-ESTIMATION | NO-ESTIMATION | NO-ESTIMATION | NO-ESTIMATION | NO-ESTIMATION | 20.87%
FRA | France | Sainte-Marie |  | WRI1025566 | 1.25 | 47.6934 | -2.0138 | Wind | [5 empty] | Open Power System Data | http://data.open-power-system-data.org/renewable_power_plants/2016-10-21/ | Open Power System Data | [14 empty] | 2.28 | HYDRO-V1 | HYDRO-V1 | HYDRO-V1 | HYDRO-V1 | HYDRO-V1 | 20.82%
FRA | France | Vesvres-sous-Chalancey |  | WRI1024288 | 12 | 47.6958 | 5.1710 | Wind | [5 empty] | Open Power System Data | http://data.open-power-system-data.org/renewable_power_plants/2016-10-21/ | Open Power System Data | [14 empty] | 21.94 | HYDRO-V1 | HYDRO-V1 | HYDRO-V1 | HYDRO-V1 | HYDRO-V1 | 20.87%
FRA | France | Le Val-d'Esnoms |  | WRI1023978 | 28 | 47.7029 | 5.1976 | Wind | [5 empty] | Open Power System Data | http://data.open-power-system-data.org/renewable_power_plants/2016-10-21/ | Open Power System Data | [14 empty] | 51.2 | HYDRO-V1 | HYDRO-V1 | HYDRO-V1 | HYDRO-V1 | HYDRO-V1 | 20.87%
FRA | France | Escamps |  | WRI1025000 | 4.1 | 47.7173 | 3.4734 | Wind | [5 empty] | Open Power System Data | http://data.open-power-system-data.org/renewable_power_plants/2016-10-21/ | Open Power System Data | 1097836 | [13 empty] | 7.49 | HYDRO-V1 | HYDRO-V1 | HYDRO-V1 | HYDRO-V1 | HYDRO-V1 | 20.85%
FRA | France | Soudan |  | WRI1024776 | 6.9 | 47.7256 | -1.2902 | Wind | [5 empty] | Open Power System Data | http://data.open-power-system-data.org/renewable_power_plants/2016-10-21/ | Open Power System Data | 1112030 | [13 empty] | 12.61 | NO-ESTIMATION | NO-ESTIMATION | NO-ESTIMATION | NO-ESTIMATION | NO-ESTIMATION | 20.86%
FRA | France | Sion-les-Mines |  | WRI1024511 | 10 | 47.7292 | -1.5810 | Wind | [5 empty] | Open Power System Data | http://data.open-power-system-data.org/renewable_power_plants/2016-10-21/ | Open Power System Data | [14 empty] | 18.28 | HYDRO-V1 | HYDRO-V1 | HYDRO-V1 | HYDRO-V1 | HYDRO-V1 | 20.87%
FRA | France | Grand-Fougeray |  | WRI1024191 | 12.4 | 47.7339 | -1.7279 | Wind | [5 empty] | Open Power System Data | http://data.open-power-system-data.org/renewable_power_plants/2016-10-21/ | Open Power System Data | 1074530 | [13 empty] | 22.67 | NO-ESTIMATION | NO-ESTIMATION | NO-ESTIMATION | NO-ESTIMATION | NO-ESTIMATION | 20.87%
FRA | France | Les FougerÃªts |  | WRI1024300 | 12 | 47.7480 | -2.1975 | Wind | [5 empty] | Open Power System Data | http://data.open-power-system-data.org/renewable_power_plants/2016-10-21/ | Open Power System Data | [14 empty] | 21.94 | NO-ESTIMATION | NO-ESTIMATION | NO-ESTIMATION | NO-ESTIMATION | CAPACITY-FACTOR-V1 | 20.87%
FRA | France | Baissey |  | WRI1024282 | 12 | 47.7486 | 5.2494 | Wind | [5 empty] | Open Power System Data | http://data.open-power-system-data.org/renewable_power_plants/2016-10-21/ | Open Power System Data | [14 empty] | 21.94 | NO-ESTIMATION | NO-ESTIMATION | NO-ESTIMATION | NO-ESTIMATION | CAPACITY-FACTOR-V1 | 20.87%
FRA | France | Saint-Martin-sur-Oust |  | WRI1024617 | 9 | 47.7627 | -2.2644 | Wind | [5 empty] | Open Power System Data | http://data.open-power-system-data.org/renewable_power_plants/2016-10-21/ | Open Power System Data | [14 empty] | 16.45 | HYDRO-V1 | HYDRO-V1 | HYDRO-V1 | HYDRO-V1 | HYDRO-V1 | 20.87%
FRA | France | Saint-Congard |  | WRI1024659 | 8.4 | 47.7680 | -2.3283 | Wind | [5 empty] | Open Power System Data | http://data.open-power-system-data.org/renewable_power_plants/2016-10-21/ | Open Power System Data | 1115112 | [13 empty] | 15.36 | NO-ESTIMATION | NO-ESTIMATION | NO-ESTIMATION | NO-ESTIMATION | CAPACITY-FACTOR-V1 | 20.87%
FRA | France | La Gacilly |  | WRI1024301 | 12 | 47.7729 | -2.1562 | Wind | [5 empty] | Open Power System Data | http://data.open-power-system-data.org/renewable_power_plants/2016-10-21/ | Open Power System Data | [14 empty] | 21.94 | NO-ESTIMATION | NO-ESTIMATION | NO-ESTIMATION | NO-ESTIMATION | NO-ESTIMATION | 20.87%
FRA | France | Orcevaux |  | WRI1024286 | 12 | 47.7755 | 5.2703 | Wind | [5 empty] | Open Power System Data | http://data.open-power-system-data.org/renewable_power_plants/2016-10-21/ | Open Power System Data | [14 empty] | 21.94 | NO-ESTIMATION | NO-ESTIMATION | NO-ESTIMATION | NO-ESTIMATION | NO-ESTIMATION | 20.87%
FRA | France | Courgis |  | WRI1024357 | 12 | 47.7770 | 3.7441 | Wind | [5 empty] | Open Power System Data | http://data.open-power-system-data.org/renewable_power_plants/2016-10-21/ | Open Power System Data | 1099362 | [13 empty] | 21.94 | HYDRO-V1 | HYDRO-V1 | HYDRO-V1 | HYDRO-V1 | HYDRO-V1 | 20.87%
FRA | France | Venoy |  | WRI1024358 | 12 | 47.8052 | 3.6544 | Wind | [5 empty] | Open Power System Data | http://data.open-power-system-data.org/renewable_power_plants/2016-10-21/ | Open Power System Data | 1099361 | [13 empty] | 21.94 | HYDRO-V1 | HYDRO-V1 | HYDRO-V1 | HYDRO-V1 | HYDRO-V1 | 20.87%
FRA | France | PlÃ©chÃ¢tel |  | WRI1024924 | 4.8 | 47.8751 | -1.7341 | Wind | [5 empty] | Open Power System Data | http://data.open-power-system-data.org/renewable_power_plants/2016-10-21/ | Open Power System Data | 1088969 | [13 empty] | 8.77 | NO-ESTIMATION | NO-ESTIMATION | NO-ESTIMATION | NO-ESTIMATION | CAPACITY-FACTOR-V1 | 20.86%
FRA | France | Bignan |  | WRI1025186 | 2.4 | 47.8773 | -2.7592 | Wind | [5 empty] | Open Power System Data | http://data.open-power-system-data.org/renewable_power_plants/2016-10-21/ | Open Power System Data | 1088956 | [13 empty] | 4.38 | NO-ESTIMATION | NO-ESTIMATION | NO-ESTIMATION | NO-ESTIMATION | CAPACITY-FACTOR-V1 | 20.83%
FRA | France | Cruguel |  | WRI1024299 | 12 | 47.8779 | -2.5908 | Wind | [5 empty] | Open Power System Data | http://data.open-power-system-data.org/renewable_power_plants/2016-10-21/ | Open Power System Data | 1112038 | [13 empty] | 21.94 | NO-ESTIMATION | NO-ESTIMATION | WIND-V1 | WIND-V1 | WIND-V1 | 20.87%
FRA | France | GuÃ©henno |  | WRI1025049 | 3.6 | 47.8920 | -2.6511 | Wind | [5 empty] | Open Power System Data | http://data.open-power-system-data.org/renewable_power_plants/2016-10-21/ | Open Power System Data | 1074531 | [13 empty] | 6.58 | HYDRO-V1 | HYDRO-V1 | HYDRO-V1 | HYDRO-V1 | HYDRO-V1 | 20.87%
FRA | France | Maure-de-Bretagne |  | WRI1024657 | 8.4 | 47.8971 | -1.9981 | Wind | [5 empty] | Open Power System Data | http://data.open-power-system-data.org/renewable_power_plants/2016-10-21/ | Open Power System Data | [14 empty] | 15.36 | NO-ESTIMATION | NO-ESTIMATION | NO-ESTIMATION | NO-ESTIMATION | CAPACITY-FACTOR-V1 | 20.87%
FRA | France | Saint-Servant |  | WRI1024303 | 12 | 47.8990 | -2.5122 | Wind | [5 empty] | Open Power System Data | http://data.open-power-system-data.org/renewable_power_plants/2016-10-21/ | Open Power System Data | [14 empty] | 21.94 | NO-ESTIMATION | NO-ESTIMATION | NO-ESTIMATION | NO-ESTIMATION | CAPACITY-FACTOR-V1 | 20.87%
FRA | France | Ouzouer-le-MarchÃ© |  | WRI1024510 | 10 | 47.9028 | 1.5339 | Wind | [5 empty] | Open Power System Data | http://data.open-power-system-data.org/renewable_power_plants/2016-10-21/ | Open Power System Data | [14 empty] | 18.28 | NO-ESTIMATION | NO-ESTIMATION | NO-ESTIMATION | NO-ESTIMATION | CAPACITY-FACTOR-V1 | 20.87%
FRA | France | Retiers |  | WRI1024386 | 11.5 | 47.9058 | -1.3436 | Wind | [5 empty] | Open Power System Data | http://data.open-power-system-data.org/renewable_power_plants/2016-10-21/ | Open Power System Data | [14 empty] | 21.03 | NO-ESTIMATION | NO-ESTIMATION | NO-ESTIMATION | NO-ESTIMATION | CAPACITY-FACTOR-V1 | 20.88%
FRA | France | Binas |  | WRI1024363 | 11.9 | 47.9065 | 1.4655 | Wind | [5 empty] | Open Power System Data | http://data.open-power-system-data.org/renewable_power_plants/2016-10-21/ | Open Power System Data | [14 empty] | 21.76 | HYDRO-V1 | HYDRO-V1 | HYDRO-V1 | HYDRO-V1 | HYDRO-V1 | 20.87%
FRA | France | Saint-Allouestre |  | WRI1024562 | 9.693 | 47.9081 | -2.7358 | Wind | [5 empty] | Open Power System Data | http://data.open-power-system-data.org/renewable_power_plants/2016-10-21/ | Open Power System Data | [14 empty] | 17.72 | NO-ESTIMATION | NO-ESTIMATION | NO-ESTIMATION | NO-ESTIMATION | NO-ESTIMATION | 20.87%
FRA | France | Moisy |  | WRI1024019 | 23.65 | 47.9183 | 1.3185 | Wind | [5 empty] | Open Power System Data | http://data.open-power-system-data.org/renewable_power_plants/2016-10-21/ | Open Power System Data | [14 empty] | 43.25 | HYDRO-V1 | HYDRO-V1 | HYDRO-V1 | HYDRO-V1 | HYDRO-V1 | 20.88%
FRA | France | GuÃ©gon |  | WRI1024527 | 10 | 47.9251 | -2.5859 | Wind | [5 empty] | Open Power System Data | http://data.open-power-system-data.org/renewable_power_plants/2016-10-21/ | Open Power System Data | [14 empty] | 18.28 | HYDRO-V1 | HYDRO-V1 | HYDRO-V1 | HYDRO-V1 | HYDRO-V1 | 20.87%
FRA | France | MorÃ©ac |  | WRI1024119 | 16 | 47.9329 | -2.8040 | Wind | [5 empty] | Open Power System Data | http://data.open-power-system-data.org/renewable_power_plants/2016-10-21/ | Open Power System Data | 1110941 | [13 empty] | 29.26 | HYDRO-V1 | HYDRO-V1 | HYDRO-V1 | HYDRO-V1 | HYDRO-V1 | 20.88%
FRA | France | Radenac |  | WRI1024683 | 8.2 | 47.9488 | -2.7136 | Wind | [5 empty] | Open Power System Data | http://data.open-power-system-data.org/renewable_power_plants/2016-10-21/ | Open Power System Data | [14 empty] | 14.99 | HYDRO-V1 | HYDRO-V1 | HYDRO-V1 | HYDRO-V1 | HYDRO-V1 | 20.87%
FRA | France | CampÃ©nÃ©ac |  | WRI1024298 | 12 | 47.9624 | -2.2778 | Wind | [5 empty] | Open Power System Data | http://data.open-power-system-data.org/renewable_power_plants/2016-10-21/ | Open Power System Data | [14 empty] | 21.94 | NO-ESTIMATION | NO-ESTIMATION | NO-ESTIMATION | NO-ESTIMATION | NO-ESTIMATION | 20.87%
FRA | France | Plogastel-Saint-Germain |  | WRI1024586 | 9.2 | 47.9773 | -4.2636 | Wind | [5 empty] | Open Power System Data | http://data.open-power-system-data.org/renewable_power_plants/2016-10-21/ | Open Power System Data | 1080936 | [13 empty] | 16.82 | HYDRO-V1 | HYDRO-V1 | HYDRO-V1 | HYDRO-V1 | HYDRO-V1 | 20.87%
FRA | France | Maxent |  | WRI1024846 | 6 | 47.9783 | -2.0162 | Wind | [5 empty] | Open Power System Data | http://data.open-power-system-data.org/renewable_power_plants/2016-10-21/ | Open Power System Data | 1089469 | [13 empty] | 10.97 | NO-ESTIMATION | NO-ESTIMATION | NO-ESTIMATION | NO-ESTIMATION | CAPACITY-FACTOR-V1 | 20.87%
FRA | France | PlozÃ©vet |  | WRI1024842 | 6 | 47.9828 | -4.4092 | Wind | [5 empty] | Open Power System Data | http://data.open-power-system-data.org/renewable_power_plants/2016-10-21/ | Open Power System Data | [14 empty] | 10.97 | HYDRO-V1 | HYDRO-V1 | HYDRO-V1 | HYDRO-V1 | HYDRO-V1 | 20.87%
FRA | France | Vitry-lÃ¨s-Nogent |  | WRI1025004 | 4.05 | 47.9864 | 5.3435 | Wind | [5 empty] | Open Power System Data | http://data.open-power-system-data.org/renewable_power_plants/2016-10-21/ | Open Power System Data | [14 empty] | 7.4 | HYDRO-V1 | HYDRO-V1 | HYDRO-V1 | HYDRO-V1 | HYDRO-V1 | 20.86%
FRA | France | LanouÃ©e |  | WRI1024719 | 8 | 47.9870 | -2.5759 | Wind | [5 empty] | Open Power System Data | http://data.open-power-system-data.org/renewable_power_plants/2016-10-21/ | Open Power System Data | [14 empty] | 14.63 | HYDRO-V1 | HYDRO-V1 | HYDRO-V1 | HYDRO-V1 | HYDRO-V1 | 20.88%
FRA | France | Poinson-lÃ¨s-Nogent |  | WRI1023995 | 24.3 | 47.9915 | 5.3802 | Wind | [5 empty] | Open Power System Data | http://data.open-power-system-data.org/renewable_power_plants/2016-10-21/ | Open Power System Data | [14 empty] | 44.43 | HYDRO-V1 | HYDRO-V1 | HYDRO-V1 | HYDRO-V1 | HYDRO-V1 | 20.87%
FRA | France | Pleugriffet |  | WRI1024530 | 10 | 47.9940 | -2.6913 | Wind | [5 empty] | Open Power System Data | http://data.open-power-system-data.org/renewable_power_plants/2016-10-21/ | Open Power System Data | 1080253 | [13 empty] | 18.28 | NO-ESTIMATION | NO-ESTIMATION | NO-ESTIMATION | NO-ESTIMATION | CAPACITY-FACTOR-V1 | 20.87%
FRA | France | PlÃ©lan-le-Grand |  | WRI1024263 | 12 | 47.9966 | -2.0797 | Wind | [5 empty] | Open Power System Data | http://data.open-power-system-data.org/renewable_power_plants/2016-10-21/ | Open Power System Data | 1074534 | [13 empty] | 21.94 | HYDRO-V1 | HYDRO-V1 | HYDRO-V1 | HYDRO-V1 | HYDRO-V1 | 20.87%
FRA | France | Tournoisis |  | WRI1023958 | 36 | 48.0009 | 1.6034 | Wind | [5 empty] | Open Power System Data | http://data.open-power-system-data.org/renewable_power_plants/2016-10-21/ | Open Power System Data | [14 empty] | 65.83 | NO-ESTIMATION | NO-ESTIMATION | NO-ESTIMATION | NO-ESTIMATION | NO-ESTIMATION | 20.87%
FRA | France | Saint-Malo-des-Trois-Fontaines |  | WRI1024445 | 10.5 | 48.0171 | -2.4690 | Wind | [5 empty] | Open Power System Data | http://data.open-power-system-data.org/renewable_power_plants/2016-10-21/ | Open Power System Data | [14 empty] | 19.2 | NO-ESTIMATION | NO-ESTIMATION | NO-ESTIMATION | NO-ESTIMATION | NO-ESTIMATION | 20.87%
FRA | France | Mahalon |  | WRI1024841 | 6 | 48.0271 | -4.4191 | Wind | [5 empty] | Open Power System Data | http://data.open-power-system-data.org/renewable_power_plants/2016-10-21/ | Open Power System Data | [14 empty] | 10.97 | HYDRO-V1 | HYDRO-V1 | HYDRO-V1 | HYDRO-V1 | HYDRO-V1 | 20.87%
FRA | France | ScaÃ«r |  | WRI1024384 | 11.5 | 48.0279 | -3.7304 | Wind | [5 empty] | Open Power System Data | http://data.open-power-system-data.org/renewable_power_plants/2016-10-21/ | Open Power System Data | [14 empty] | 21.03 | NO-ESTIMATION | NO-ESTIMATION | WIND-V1 | WIND-V1 | WIND-V1 | 20.88%
FRA | France | Is-en-Bassigny |  | WRI1024285 | 12 | 48.0345 | 5.4470 | Wind | [5 empty] | Open Power System Data | http://data.open-power-system-data.org/renewable_power_plants/2016-10-21/ | Open Power System Data | 1074606 | [13 empty] | 21.94 | NO-ESTIMATION | NO-ESTIMATION | NO-ESTIMATION | NO-ESTIMATION | CAPACITY-FACTOR-V1 | 20.87%
FRA | France | Guern |  | WRI1024718 | 8 | 48.0346 | -3.1022 | Wind | [5 empty] | Open Power System Data | http://data.open-power-system-data.org/renewable_power_plants/2016-10-21/ | Open Power System Data | 1079668 | [13 empty] | 14.63 | HYDRO-V1 | HYDRO-V1 | HYDRO-V1 | HYDRO-V1 | HYDRO-V1 | 20.88%
FRA | France | CrÃ©din |  | WRI1024045 | 20.4 | 48.0390 | -2.7652 | Wind | [5 empty] | Open Power System Data | http://data.open-power-system-data.org/renewable_power_plants/2016-10-21/ | Open Power System Data | [14 empty] | 37.3 | HYDRO-V1 | HYDRO-V1 | HYDRO-V1 | HYDRO-V1 | HYDRO-V1 | 20.87%
FRA | France | Patay |  | WRI1024275 | 12 | 48.0509 | 1.6938 | Wind | [5 empty] | Open Power System Data | http://data.open-power-system-data.org/renewable_power_plants/2016-10-21/ | Open Power System Data | [14 empty] | 21.94 | NO-ESTIMATION | NO-ESTIMATION | NO-ESTIMATION | NO-ESTIMATION | CAPACITY-FACTOR-V1 | 20.87%
FRA | France | Mohon |  | WRI1024302 | 12 | 48.0634 | -2.4945 | Wind | [5 empty] | Open Power System Data | http://data.open-power-system-data.org/renewable_power_plants/2016-10-21/ | Open Power System Data | [14 empty] | 21.94 | NO-ESTIMATION | NO-ESTIMATION | NO-ESTIMATION | NO-ESTIMATION | CAPACITY-FACTOR-V1 | 20.87%
FRA | France | Beuzec-Cap-Sizun |  | WRI1025443 | 1.5 | 48.0717 | -4.5071 | Wind | [5 empty] | Open Power System Data | http://data.open-power-system-data.org/renewable_power_plants/2016-10-21/ | Open Power System Data | 1057184 | [13 empty] | 2.74 | HYDRO-V1 | HYDRO-V1 | HYDRO-V1 | HYDRO-V1 | HYDRO-V1 | 20.85%
FRA | France | Mauron |  | WRI1024529 | 10 | 48.0827 | -2.3048 | Wind | [5 empty] | Open Power System Data | http://data.open-power-system-data.org/renewable_power_plants/2016-10-21/ | Open Power System Data | 1075116 | [13 empty] | 18.28 | NO-ESTIMATION | NO-ESTIMATION | NO-ESTIMATION | NO-ESTIMATION | CAPACITY-FACTOR-V1 | 20.87%
FRA | France | Saint-Ã‰tienne-du-GuÃ©-de-l'Isle |  | WRI1024631 | 8.8 | 48.0853 | -2.6433 | Wind | [5 empty] | Open Power System Data | http://data.open-power-system-data.org/renewable_power_plants/2016-10-21/ | Open Power System Data | [14 empty] | 16.09 | NO-ESTIMATION | NO-ESTIMATION | NO-ESTIMATION | NO-ESTIMATION | CAPACITY-FACTOR-V1 | 20.87%
FRA | France | Lanques-sur-Rognon |  | WRI1024523 | 10 | 48.0879 | 5.3698 | Wind | [5 empty] | Open Power System Data | http://data.open-power-system-data.org/renewable_power_plants/2016-10-21/ | Open Power System Data | [14 empty] | 18.28 | NO-ESTIMATION | NO-ESTIMATION | NO-ESTIMATION | NO-ESTIMATION | NO-ESTIMATION | 20.87%
FRA | France | Terminiers |  | WRI1024034 | 21.4 | 48.0896 | 1.7296 | Wind | [5 empty] | Open Power System Data | http://data.open-power-system-data.org/renewable_power_plants/2016-10-21/ | Open Power System Data | [14 empty] | 39.13 | NO-ESTIMATION | NO-ESTIMATION | NO-ESTIMATION | NO-ESTIMATION | NO-ESTIMATION | 20.87%
FRA | France | Gueltas |  | WRI1024574 | 9.3 | 48.0915 | -2.8110 | Wind | [5 empty] | Open Power System Data | http://data.open-power-system-data.org/renewable_power_plants/2016-10-21/ | Open Power System Data | [14 empty] | 17 | NO-ESTIMATION | NO-ESTIMATION | NO-ESTIMATION | NO-ESTIMATION | NO-ESTIMATION | 20.87%
FRA | France | SÃ©glien |  | WRI1024578 | 9.25 | 48.1024 | -3.1517 | Wind | [5 empty] | Open Power System Data | http://data.open-power-system-data.org/renewable_power_plants/2016-10-21/ | Open Power System Data | 1066112 | [13 empty] | 16.91 | NO-ESTIMATION | NO-ESTIMATION | NO-ESTIMATION | NO-ESTIMATION | CAPACITY-FACTOR-V1 | 20.87%
FRA | France | Biesles |  | WRI1024283 | 12 | 48.1029 | 5.2862 | Wind | [5 empty] | Open Power System Data | http://data.open-power-system-data.org/renewable_power_plants/2016-10-21/ | Open Power System Data | 1112953 | [13 empty] | 21.94 | NO-ESTIMATION | NO-ESTIMATION | NO-ESTIMATION | NO-ESTIMATION | NO-ESTIMATION | 20.87%
FRA | France | Plumieux |  | WRI1024642 | 8.6 | 48.1059 | -2.5909 | Wind | [5 empty] | Open Power System Data | http://data.open-power-system-data.org/renewable_power_plants/2016-10-21/ | Open Power System Data | [14 empty] | 15.72 | NO-ESTIMATION | NO-ESTIMATION | NO-ESTIMATION | NO-ESTIMATION | NO-ESTIMATION | 20.87%
FRA | France | Iffendic |  | WRI1025233 | 2.2 | 48.1139 | -2.0243 | Wind | [5 empty] | Open Power System Data | http://data.open-power-system-data.org/renewable_power_plants/2016-10-21/ | Open Power System Data | 1068943 | [13 empty] | 4.02 | NO-ESTIMATION | NO-ESTIMATION | NO-ESTIMATION | NO-ESTIMATION | NO-ESTIMATION | 20.86%
FRA | France | Roudouallec |  | WRI1024872 | 5.6 | 48.1202 | -3.6944 | Wind | [5 empty] | Open Power System Data | http://data.open-power-system-data.org/renewable_power_plants/2016-10-21/ | Open Power System Data | 1079684 | [13 empty] | 10.24 | NO-ESTIMATION | NO-ESTIMATION | NO-ESTIMATION | NO-ESTIMATION | CAPACITY-FACTOR-V1 | 20.87%
FRA | France | Cormainville |  | WRI1023941 | 60 | 48.1207 | 1.6160 | Wind | [5 empty] | Open Power System Data | http://data.open-power-system-data.org/renewable_power_plants/2016-10-21/ | Open Power System Data | 1107396 | [13 empty] | 109.72 | NO-ESTIMATION | NO-ESTIMATION | NO-ESTIMATION | NO-ESTIMATION | CAPACITY-FACTOR-V1 | 20.88%
FRA | France | LangoÃ«lan |  | WRI1025286 | 2 | 48.1209 | -3.2335 | Wind | [5 empty] | Open Power System Data | http://data.open-power-system-data.org/renewable_power_plants/2016-10-21/ | Open Power System Data | 1062799 | [13 empty] | 3.65 | NO-ESTIMATION | NO-ESTIMATION | NO-ESTIMATION | NO-ESTIMATION | CAPACITY-FACTOR-V1 | 20.83%
FRA | France | MÃ©nÃ©ac |  | WRI1024827 | 6.1 | 48.1316 | -2.4536 | Wind | [5 empty] | Open Power System Data | http://data.open-power-system-data.org/renewable_power_plants/2016-10-21/ | Open Power System Data | [14 empty] | 11.15 | NO-ESTIMATION | NO-ESTIMATION | NO-ESTIMATION | NO-ESTIMATION | CAPACITY-FACTOR-V1 | 20.87%
FRA | France | Esnouveaux |  | WRI1024521 | 10 | 48.1324 | 5.3485 | Wind | [5 empty] | Open Power System Data | http://data.open-power-system-data.org/renewable_power_plants/2016-10-21/ | Open Power System Data | [14 empty] | 18.28 | NO-ESTIMATION | NO-ESTIMATION | NO-ESTIMATION | NO-ESTIMATION | CAPACITY-FACTOR-V1 | 20.87%
FRA | France | Chervey |  | WRI1024186 | 12.5 | 48.1346 | 4.4899 | Wind | [5 empty] | Open Power System Data | http://data.open-power-system-data.org/renewable_power_plants/2016-10-21/ | Open Power System Data | [14 empty] | 22.85 | HYDRO-V1 | HYDRO-V1 | HYDRO-V1 | HYDRO-V1 | HYDRO-V1 | 20.87%
FRA | France | Bertignolles |  | WRI1024820 | 6.2 | 48.1367 | 4.5125 | Wind | [5 empty] | Open Power System Data | http://data.open-power-system-data.org/renewable_power_plants/2016-10-21/ | Open Power System Data | [14 empty] | 11.33 | NO-ESTIMATION | NO-ESTIMATION | NO-ESTIMATION | NO-ESTIMATION | NO-ESTIMATION | 20.86%
FRA | France | Saint-BarnabÃ© |  | WRI1024256 | 12 | 48.1385 | -2.7018 | Wind | [5 empty] | Open Power System Data | http://data.open-power-system-data.org/renewable_power_plants/2016-10-21/ | Open Power System Data | [14 empty] | 21.94 | HYDRO-V1 | HYDRO-V1 | HYDRO-V1 | HYDRO-V1 | HYDRO-V1 | 20.87%
FRA | France | Ã‰guilly-sous-Bois |  | WRI1024187 | 12.5 | 48.1391 | 4.5380 | Wind | [5 empty] | Open Power System Data | http://data.open-power-system-data.org/renewable_power_plants/2016-10-21/ | Open Power System Data | [14 empty] | 22.85 | HYDRO-V1 | HYDRO-V1 | HYDRO-V1 | HYDRO-V1 | HYDRO-V1 | 20.87%
FRA | France | Silfiac |  | WRI1025063 | 3.4 | 48.1448 | -3.1732 | Wind | [5 empty] | Open Power System Data | http://data.open-power-system-data.org/renewable_power_plants/2016-10-21/ | Open Power System Data | [14 empty] | 6.21 | WIND-V1 | WIND-V1 | WIND-V1 | WIND-V1 | WIND-V1 | 20.85%
FRA | France | Kergrist |  | WRI1024064 | 19.7 | 48.1474 | -2.9286 | Wind | [5 empty] | Open Power System Data | http://data.open-power-system-data.org/renewable_power_plants/2016-10-21/ | Open Power System Data | 1088561 | [13 empty] | 36.02 | HYDRO-V1 | HYDRO-V1 | HYDRO-V1 | HYDRO-V1 | HYDRO-V1 | 20.87%
FRA | France | Santilly |  | WRI1024506 | 10 | 48.1488 | 1.8797 | Wind | [5 empty] | Open Power System Data | http://data.open-power-system-data.org/renewable_power_plants/2016-10-21/ | Open Power System Data | [14 empty] | 18.28 | HYDRO-V1 | HYDRO-V1 | HYDRO-V1 | HYDRO-V1 | HYDRO-V1 | 20.87%
FRA | France | Cast |  | WRI1024507 | 10 | 48.1489 | -4.1185 | Wind | [5 empty] | Open Power System Data | http://data.open-power-system-data.org/renewable_power_plants/2016-10-21/ | Open Power System Data | 1065955 | [13 empty] | 18.28 | HYDRO-V1 | HYDRO-V1 | HYDRO-V1 | HYDRO-V1 | HYDRO-V1 | 20.87%
FRA | France | Jouy-en-Pithiverais |  | WRI1024273 | 12 | 48.1498 | 2.1307 | Wind | [5 empty] | Open Power System Data | http://data.open-power-system-data.org/renewable_power_plants/2016-10-21/ | Open Power System Data | 1087477 | [13 empty] | 21.94 | HYDRO-V1 | HYDRO-V1 | HYDRO-V1 | HYDRO-V1 | HYDRO-V1 | 20.87%
FRA | France | Coulours |  | WRI1024550 | 10 | 48.1620 | 3.5941 | Wind | [5 empty] | Open Power System Data | http://data.open-power-system-data.org/renewable_power_plants/2016-10-21/ | Open Power System Data | 1107154 | [13 empty] | 18.28 | NO-ESTIMATION | NO-ESTIMATION | NO-ESTIMATION | NO-ESTIMATION | NO-ESTIMATION | 20.87%
FRA | France | Bazoches-les-Gallerandes |  | WRI1024272 | 12 | 48.1625 | 2.0514 | Wind | [5 empty] | Open Power System Data | http://data.open-power-system-data.org/renewable_power_plants/2016-10-21/ | Open Power System Data | [14 empty] | 21.94 | NO-ESTIMATION | NO-ESTIMATION | NO-ESTIMATION | NO-ESTIMATION | WIND-V1 | 20.87%
FRA | France | Les SiÃ¨ges |  | WRI1024736 | 8 | 48.1720 | 3.5343 | Wind | [5 empty] | Open Power System Data | http://data.open-power-system-data.org/renewable_power_plants/2016-10-21/ | Open Power System Data | [14 empty] | 14.63 | NO-ESTIMATION | NO-ESTIMATION | NO-ESTIMATION | NO-ESTIMATION | CAPACITY-FACTOR-V1 | 20.88%
FRA | France | Pithiviers-le-Vieil |  | WRI1024512 | 10 | 48.1741 | 2.2062 | Wind | [5 empty] | Open Power System Data | http://data.open-power-system-data.org/renewable_power_plants/2016-10-21/ | Open Power System Data | [14 empty] | 18.28 | NO-ESTIMATION | NO-ESTIMATION | NO-ESTIMATION | NO-ESTIMATION | CAPACITY-FACTOR-V1 | 20.87%
FRA | France | Poinville |  | WRI1023959 | 35.75 | 48.1746 | 1.9099 | Wind | [5 empty] | Open Power System Data | http://data.open-power-system-data.org/renewable_power_plants/2016-10-21/ | Open Power System Data | [14 empty] | 65.37 | NO-ESTIMATION | NO-ESTIMATION | NO-ESTIMATION | NO-ESTIMATION | NO-ESTIMATION | 20.87%
FRA | France | BalazÃ© |  | WRI1024457 | 10.3 | 48.1781 | -1.1828 | Wind | [5 empty] | Open Power System Data | http://data.open-power-system-data.org/renewable_power_plants/2016-10-21/ | Open Power System Data | 1082999 | [13 empty] | 18.83 | NO-ESTIMATION | NO-ESTIMATION | NO-ESTIMATION | NO-ESTIMATION | CAPACITY-FACTOR-V1 | 20.87%
FRA | France | Plomodiern |  | WRI1024262 | 12 | 48.1809 | -4.2170 | Wind | [5 empty] | Open Power System Data | http://data.open-power-system-data.org/renewable_power_plants/2016-10-21/ | Open Power System Data | 1078979 | [13 empty] | 21.94 | NO-ESTIMATION | NO-ESTIMATION | NO-ESTIMATION | NO-ESTIMATION | CAPACITY-FACTOR-V1 | 20.87%
FRA | France | Saint-Coulitz |  | WRI1024632 | 8.8 | 48.1822 | -4.0672 | Wind | [5 empty] | Open Power System Data | http://data.open-power-system-data.org/renewable_power_plants/2016-10-21/ | Open Power System Data | 1079679 | [13 empty] | 16.09 | NO-ESTIMATION | NO-ESTIMATION | NO-ESTIMATION | NO-ESTIMATION | CAPACITY-FACTOR-V1 | 20.87%
FRA | France | La PrÃ©nessaye |  | WRI1024499 | 10 | 48.1859 | -2.6476 | Wind | [5 empty] | Open Power System Data | http://data.open-power-system-data.org/renewable_power_plants/2016-10-21/ | Open Power System Data | [14 empty] | 18.28 | NO-ESTIMATION | NO-ESTIMATION | NO-ESTIMATION | NO-ESTIMATION | CAPACITY-FACTOR-V1 | 20.87%
FRA | France | Greneville-en-Beauce |  | WRI1023991 | 25 | 48.1892 | 2.1103 | Wind | [5 empty] | Open Power System Data | http://data.open-power-system-data.org/renewable_power_plants/2016-10-21/ | Open Power System Data | [14 empty] | 45.71 | NO-ESTIMATION | NO-ESTIMATION | NO-ESTIMATION | NO-ESTIMATION | CAPACITY-FACTOR-V1 | 20.87%
FRA | France | Janville |  | WRI1024048 | 20.1 | 48.2008 | 1.8895 | Wind | [5 empty] | Open Power System Data | http://data.open-power-system-data.org/renewable_power_plants/2016-10-21/ | Open Power System Data | [14 empty] | 36.75 | HYDRO-V1 | HYDRO-V1 | HYDRO-V1 | HYDRO-V1 | HYDRO-V1 | 20.87%
FRA | France | Neuvy-en-Dunois |  | WRI1024006 | 24 | 48.2026 | 1.5358 | Wind | [5 empty] | Open Power System Data | http://data.open-power-system-data.org/renewable_power_plants/2016-10-21/ | Open Power System Data | [14 empty] | 43.89 | HYDRO-V1 | HYDRO-V1 | HYDRO-V1 | HYDRO-V1 | HYDRO-V1 | 20.88%
FRA | France | ChÃ¢teaulin |  | WRI1024508 | 10 | 48.2033 | -4.0733 | Wind | [5 empty] | Open Power System Data | http://data.open-power-system-data.org/renewable_power_plants/2016-10-21/ | Open Power System Data | 1065956 | [13 empty] | 18.28 | NO-ESTIMATION | NO-ESTIMATION | NO-ESTIMATION | NO-ESTIMATION | CAPACITY-FACTOR-V1 | 20.87%
FRA | France | Saint-Guen |  | WRI1024584 | 9.2 | 48.2112 | -2.9132 | Wind | [5 empty] | Open Power System Data | http://data.open-power-system-data.org/renewable_power_plants/2016-10-21/ | Open Power System Data | [14 empty] | 16.82 | NO-ESTIMATION | NO-ESTIMATION | WIND-V1 | WIND-V1 | WIND-V1 | 20.87%
FRA | France | Guigneville |  | WRI1024084 | 18 | 48.2157 | 2.1730 | Wind | [5 empty] | Open Power System Data | http://data.open-power-system-data.org/renewable_power_plants/2016-10-21/ | Open Power System Data | [14 empty] | 32.91 | HYDRO-V1 | HYDRO-V1 | HYDRO-V1 | HYDRO-V1 | HYDRO-V1 | 20.87%
FRA | France | DinÃ©ault |  | WRI1025615 | 1.2 | 48.2166 | -4.1674 | Wind | [5 empty] | Open Power System Data | http://data.open-power-system-data.org/renewable_power_plants/2016-10-21/ | Open Power System Data | 1057189 | [13 empty] | 2.19 | HYDRO-V1 | HYDRO-V1 | HYDRO-V1 | HYDRO-V1 | HYDRO-V1 | 20.83%
FRA | France | Caurel |  | WRI1024985 | 4.25 | 48.2173 | -3.0396 | Wind | [5 empty] | Open Power System Data | http://data.open-power-system-data.org/renewable_power_plants/2016-10-21/ | Open Power System Data | [14 empty] | 7.77 | HYDRO-V1 | HYDRO-V1 | HYDRO-V1 | HYDRO-V1 | HYDRO-V1 | 20.87%
FRA | France | Molinons |  | WRI1024552 | 10 | 48.2212 | 3.5436 | Wind | [5 empty] | Open Power System Data | http://data.open-power-system-data.org/renewable_power_plants/2016-10-21/ | Open Power System Data | 1117239 | [13 empty] | 18.28 | NO-ESTIMATION | NO-ESTIMATION | NO-ESTIMATION | NO-ESTIMATION | CAPACITY-FACTOR-V1 | 20.87%
FRA | France | Charmont-en-Beauce |  | WRI1023975 | 30 | 48.2232 | 2.1458 | Wind | [5 empty] | Open Power System Data | http://data.open-power-system-data.org/renewable_power_plants/2016-10-21/ | Open Power System Data | [14 empty] | 54.86 | HYDRO-V1 | HYDRO-V1 | HYDRO-V1 | HYDRO-V1 | HYDRO-V1 | 20.88%
FRA | France | Alluyes |  | WRI1024260 | 12 | 48.2290 | 1.3648 | Wind | [5 empty] | Open Power System Data | http://data.open-power-system-data.org/renewable_power_plants/2016-10-21/ | Open Power System Data | [14 empty] | 21.94 | HYDRO-V1 | HYDRO-V1 | HYDRO-V1 | HYDRO-V1 | HYDRO-V1 | 20.87%
FRA | France | Les ClÃ©rimois |  | WRI1024735 | 8 | 48.2292 | 3.4571 | Wind | [5 empty] | Open Power System Data | http://data.open-power-system-data.org/renewable_power_plants/2016-10-21/ | Open Power System Data | 1088612 | [13 empty] | 14.63 | HYDRO-V1 | HYDRO-V1 | HYDRO-V1 | HYDRO-V1 | HYDRO-V1 | 20.88%
FRA | France | Oinville-Saint-Liphard |  | WRI1024040 | 20.8 | 48.2347 | 1.9242 | Wind | [5 empty] | Open Power System Data | http://data.open-power-system-data.org/renewable_power_plants/2016-10-21/ | Open Power System Data | [14 empty] | 38.03 | NO-ESTIMATION | NO-ESTIMATION | NO-ESTIMATION | NO-ESTIMATION | NO-ESTIMATION | 20.87%
FRA | France | JuillÃ© |  | WRI1024433 | 10.8 | 48.2444 | 0.1260 | Wind | [5 empty] | Open Power System Data | http://data.open-power-system-data.org/renewable_power_plants/2016-10-21/ | Open Power System Data | [14 empty] | 19.75 | NO-ESTIMATION | NO-ESTIMATION | NO-ESTIMATION | NO-ESTIMATION | NO-ESTIMATION | 20.88%
FRA | France | Bais |  | WRI1025212 | 2.3 | 48.2525 | -0.3570 | Wind | [5 empty] | Open Power System Data | http://data.open-power-system-data.org/renewable_power_plants/2016-10-21/ | Open Power System Data | [14 empty] | 4.2 | NO-ESTIMATION | NO-ESTIMATION | NO-ESTIMATION | NO-ESTIMATION | CAPACITY-FACTOR-V1 | 20.85%
FRA | France | Hambers |  | WRI1024680 | 8.2 | 48.2540 | -0.4261 | Wind | [5 empty] | Open Power System Data | http://data.open-power-system-data.org/renewable_power_plants/2016-10-21/ | Open Power System Data | [14 empty] | 14.99 | NO-ESTIMATION | NO-ESTIMATION | NO-ESTIMATION | NO-ESTIMATION | NO-ESTIMATION | 20.87%
FRA | France | Kergrist-MoÃ«lou |  | WRI1023983 | 27.3 | 48.2773 | -3.3330 | Wind | [5 empty] | Open Power System Data | http://data.open-power-system-data.org/renewable_power_plants/2016-10-21/ | Open Power System Data | 1088561 | [13 empty] | 49.92 | HYDRO-V1 | HYDRO-V1 | HYDRO-V1 | HYDRO-V1 | HYDRO-V1 | 20.87%
FRA | France | Saint-GouÃ©no |  | WRI1024857 | 5.95 | 48.2799 | -2.5560 | Wind | [5 empty] | Open Power System Data | http://data.open-power-system-data.org/renewable_power_plants/2016-10-21/ | Open Power System Data | [14 empty] | 10.88 | NO-ESTIMATION | NO-ESTIMATION | NO-ESTIMATION | NO-ESTIMATION | CAPACITY-FACTOR-V1 | 20.87%
FRA | France | Trans |  | WRI1024780 | 6.9 | 48.2832 | -0.3087 | Wind | [5 empty] | Open Power System Data | http://data.open-power-system-data.org/renewable_power_plants/2016-10-21/ | Open Power System Data | [14 empty] | 12.61 | HYDRO-V1 | HYDRO-V1 | HYDRO-V1 | HYDRO-V1 | HYDRO-V1 | 20.86%
FRA | France | PlounÃ©vez-Quintin |  | WRI1025280 | 2 | 48.2853 | -3.2406 | Wind | [5 empty] | Open Power System Data | http://data.open-power-system-data.org/renewable_power_plants/2016-10-21/ | Open Power System Data | [14 empty] | 3.65 | HYDRO-V1 | HYDRO-V1 | HYDRO-V1 | HYDRO-V1 | HYDRO-V1 | 20.83%
FRA | France | Collorec |  | WRI1024656 | 8.4 | 48.2915 | -3.7716 | Wind | [5 empty] | Open Power System Data | http://data.open-power-system-data.org/renewable_power_plants/2016-10-21/ | Open Power System Data | [14 empty] | 15.36 | HYDRO-V1 | HYDRO-V1 | HYDRO-V1 | HYDRO-V1 | HYDRO-V1 | 20.87%
FRA | France | Guindrecourt-sur-Blaise |  | WRI1024715 | 8 | 48.2978 | 4.9800 | Wind | [5 empty] | Open Power System Data | http://data.open-power-system-data.org/renewable_power_plants/2016-10-21/ | Open Power System Data | [14 empty] | 14.63 | NO-ESTIMATION | NO-ESTIMATION | NO-ESTIMATION | NO-ESTIMATION | CAPACITY-FACTOR-V1 | 20.88%
FRA | France | LÃ©vigny |  | WRI1024492 | 10 | 48.2979 | 4.7074 | Wind | [5 empty] | Open Power System Data | http://data.open-power-system-data.org/renewable_power_plants/2016-10-21/ | Open Power System Data | 1072415 | [13 empty] | 18.28 | HYDRO-V1 | HYDRO-V1 | HYDRO-V1 | HYDRO-V1 | HYDRO-V1 | 20.87%
FRA | France | Sermaises |  | WRI1024276 | 12 | 48.2985 | 2.2037 | Wind | [5 empty] | Open Power System Data | http://data.open-power-system-data.org/renewable_power_plants/2016-10-21/ | Open Power System Data | [14 empty] | 21.94 | HYDRO-V1 | HYDRO-V1 | HYDRO-V1 | HYDRO-V1 | HYDRO-V1 | 20.87%
FRA | France | Beauvilliers |  | WRI1024383 | 11.5 | 48.3004 | 1.6548 | Wind | [5 empty] | Open Power System Data | http://data.open-power-system-data.org/renewable_power_plants/2016-10-21/ | Open Power System Data | [14 empty] | 21.03 | NO-ESTIMATION | NO-ESTIMATION | NO-ESTIMATION | NO-ESTIMATION | NO-ESTIMATION | 20.88%
FRA | France | CerisiÃ¨res |  | WRI1024714 | 8 | 48.3086 | 5.0777 | Wind | [5 empty] | Open Power System Data | http://data.open-power-system-data.org/renewable_power_plants/2016-10-21/ | Open Power System Data | [14 empty] | 14.63 | NO-ESTIMATION | NO-ESTIMATION | NO-ESTIMATION | NO-ESTIMATION | NO-ESTIMATION | 20.88%
FRA | France | Ambonville |  | WRI1024520 | 10 | 48.3139 | 5.0106 | Wind | [5 empty] | Open Power System Data | http://data.open-power-system-data.org/renewable_power_plants/2016-10-21/ | Open Power System Data | [14 empty] | 18.28 | NO-ESTIMATION | NO-ESTIMATION | NO-ESTIMATION | NO-ESTIMATION | CAPACITY-FACTOR-V1 | 20.87%
FRA | France | PlouyÃ© |  | WRI1025107 | 3 | 48.3202 | -3.7343 | Wind | [5 empty] | Open Power System Data | http://data.open-power-system-data.org/renewable_power_plants/2016-10-21/ | Open Power System Data | 1057201 | [13 empty] | 5.48 | NO-ESTIMATION | NO-ESTIMATION | NO-ESTIMATION | NO-ESTIMATION | CAPACITY-FACTOR-V1 | 20.85%
FRA | France | RouÃ©court |  | WRI1024287 | 12 | 48.3284 | 5.0753 | Wind | [5 empty] | Open Power System Data | http://data.open-power-system-data.org/renewable_power_plants/2016-10-21/ | Open Power System Data | [14 empty] | 21.94 | NO-ESTIMATION | NO-ESTIMATION | NO-ESTIMATION | NO-ESTIMATION | CAPACITY-FACTOR-V1 | 20.87%
FRA | France | Boisville-la-Saint-PÃ¨re |  | WRI1024585 | 9.2 | 48.3314 | 1.7002 | Wind | [5 empty] | Open Power System Data | http://data.open-power-system-data.org/renewable_power_plants/2016-10-21/ | Open Power System Data | [14 empty] | 16.82 | NO-ESTIMATION | NO-ESTIMATION | NO-ESTIMATION | NO-ESTIMATION | CAPACITY-FACTOR-V1 | 20.87%
FRA | France | Louville-la-Chenard |  | WRI1023956 | 36 | 48.3358 | 1.7911 | Wind | [5 empty] | Open Power System Data | http://data.open-power-system-data.org/renewable_power_plants/2016-10-21/ | Open Power System Data | 1113091 | [13 empty] | 65.83 | NO-ESTIMATION | NO-ESTIMATION | NO-ESTIMATION | NO-ESTIMATION | CAPACITY-FACTOR-V1 | 20.87%
FRA | France | RÃ©clainville |  | WRI1024840 | 6 | 48.3381 | 1.7387 | Wind | [5 empty] | Open Power System Data | http://data.open-power-system-data.org/renewable_power_plants/2016-10-21/ | Open Power System Data | [14 empty] | 10.97 | HYDRO-V1 | HYDRO-V1 | HYDRO-V1 | HYDRO-V1 | HYDRO-V1 | 20.87%
FRA | France | Le Haut-Corlay |  | WRI1024613 | 9 | 48.3407 | -3.0326 | Wind | [5 empty] | Open Power System Data | http://data.open-power-system-data.org/renewable_power_plants/2016-10-21/ | Open Power System Data | 1065949 | [13 empty] | 16.45 | NO-ESTIMATION | NO-ESTIMATION | NO-ESTIMATION | NO-ESTIMATION | NO-ESTIMATION | 20.87%
FRA | France | Allonnes |  | WRI1023946 | 52.275 | 48.3407 | 1.6760 | Wind | [5 empty] | Open Power System Data | http://data.open-power-system-data.org/renewable_power_plants/2016-10-21/ | Open Power System Data | 1089247 | [13 empty] | 95.59 | NO-ESTIMATION | NO-ESTIMATION | NO-ESTIMATION | NO-ESTIMATION | CAPACITY-FACTOR-V1 | 20.87%
FRA | France | TrÃ©bry |  | WRI1024614 | 9 | 48.3456 | -2.5575 | Wind | [5 empty] | Open Power System Data | http://data.open-power-system-data.org/renewable_power_plants/2016-10-21/ | Open Power System Data | 1065947 | [13 empty] | 16.45 | NO-ESTIMATION | NO-ESTIMATION | NO-ESTIMATION | NO-ESTIMATION | CAPACITY-FACTOR-V1 | 20.87%
FRA | France | Yvignac-la-Tour |  | WRI1024705 | 8 | 48.3493 | -2.1711 | Wind | [5 empty] | Open Power System Data | http://data.open-power-system-data.org/renewable_power_plants/2016-10-21/ | Open Power System Data | 1095986 | [13 empty] | 14.63 | NO-ESTIMATION | NO-ESTIMATION | NO-ESTIMATION | NO-ESTIMATION | CAPACITY-FACTOR-V1 | 20.88%
FRA | France | Pussay |  | WRI1024600 | 9.2 | 48.3506 | 1.9985 | Wind | [5 empty] | Open Power System Data | http://data.open-power-system-data.org/renewable_power_plants/2016-10-21/ | Open Power System Data | [14 empty] | 16.82 | NO-ESTIMATION | NO-ESTIMATION | NO-ESTIMATION | NO-ESTIMATION | CAPACITY-FACTOR-V1 | 20.87%
FRA | France | ChampÃ©on |  | WRI1024948 | 4.6 | 48.3561 | -0.5127 | Wind | [5 empty] | Open Power System Data | http://data.open-power-system-data.org/renewable_power_plants/2016-10-21/ | Open Power System Data | [14 empty] | 8.41 | NO-ESTIMATION | NO-ESTIMATION | NO-ESTIMATION | NO-ESTIMATION | CAPACITY-FACTOR-V1 | 20.87%
FRA | France | La Haie-Traversaine |  | WRI1024289 | 12 | 48.3589 | -0.6132 | Wind | [5 empty] | Open Power System Data | http://data.open-power-system-data.org/renewable_power_plants/2016-10-21/ | Open Power System Data | 1113082 | [13 empty] | 21.94 | NO-ESTIMATION | NO-ESTIMATION | NO-ESTIMATION | NO-ESTIMATION | CAPACITY-FACTOR-V1 | 20.87%
FRA | France | Lanrivain |  | WRI1024648 | 8.5 | 48.3593 | -3.2156 | Wind | [5 empty] | Open Power System Data | http://data.open-power-system-data.org/renewable_power_plants/2016-10-21/ | Open Power System Data | 1094530 | [13 empty] | 15.54 | NO-ESTIMATION | NO-ESTIMATION | NO-ESTIMATION | NO-ESTIMATION | CAPACITY-FACTOR-V1 | 20.87%
FRA | France | FlammerÃ©court |  | WRI1024522 | 10 | 48.3597 | 5.0437 | Wind | [5 empty] | Open Power System Data | http://data.open-power-system-data.org/renewable_power_plants/2016-10-21/ | Open Power System Data | [14 empty] | 18.28 | NO-ESTIMATION | NO-ESTIMATION | NO-ESTIMATION | NO-ESTIMATION | CAPACITY-FACTOR-V1 | 20.87%
FRA | France | Rehaincourt |  | WRI1024788 | 6.8 | 48.3614 | 6.4694 | Wind | [5 empty] | Open Power System Data | http://data.open-power-system-data.org/renewable_power_plants/2016-10-21/ | Open Power System Data | [14 empty] | 12.43 | NO-ESTIMATION | NO-ESTIMATION | NO-ESTIMATION | NO-ESTIMATION | CAPACITY-FACTOR-V1 | 20.87%
FRA | France | Lanfains |  | WRI1024754 | 7.5 | 48.3658 | -2.9117 | Wind | [5 empty] | Open Power System Data | http://data.open-power-system-data.org/renewable_power_plants/2016-10-21/ | Open Power System Data | 1065948 | [13 empty] | 13.71 | NO-ESTIMATION | NO-ESTIMATION | NO-ESTIMATION | NO-ESTIMATION | CAPACITY-FACTOR-V1 | 20.87%
FRA | France | Le Ham |  | WRI1024847 | 6 | 48.3734 | -0.3542 | Wind | [5 empty] | Open Power System Data | http://data.open-power-system-data.org/renewable_power_plants/2016-10-21/ | Open Power System Data | [14 empty] | 10.97 | HYDRO-V1 | HYDRO-V1 | HYDRO-V1 | HYDRO-V1 | HYDRO-V1 | 20.87%
FRA | France | Ã‰pizon |  | WRI1023936 | 80 | 48.3735 | 5.3222 | Wind | [5 empty] | Open Power System Data | http://data.open-power-system-data.org/renewable_power_plants/2016-10-21/ | Open Power System Data | [14 empty] | 146.3 | HYDRO-V1 | HYDRO-V1 | HYDRO-V1 | HYDRO-V1 | HYDRO-V1 | 20.88%
FRA | France | Saint-Bihy |  | WRI1025084 | 3.2 | 48.3754 | -2.9682 | Wind | [5 empty] | Open Power System Data | http://data.open-power-system-data.org/renewable_power_plants/2016-10-21/ | Open Power System Data | 1106593 | [13 empty] | 5.85 | NO-ESTIMATION | NO-ESTIMATION | WIND-V1 | WIND-V1 | WIND-V1 | 20.87%
FRA | France | Payns |  | WRI1024052 | 20 | 48.3756 | 3.9579 | Wind | [5 empty] | Open Power System Data | http://data.open-power-system-data.org/renewable_power_plants/2016-10-21/ | Open Power System Data | [14 empty] | 36.57 | NO-ESTIMATION | NO-ESTIMATION | NO-ESTIMATION | NO-ESTIMATION | WIND-V1 | 20.87%
FRA | France | Gommerville |  | WRI1023979 | 27.85 | 48.3788 | 1.8827 | Wind | [5 empty] | Open Power System Data | http://data.open-power-system-data.org/renewable_power_plants/2016-10-21/ | Open Power System Data | [14 empty] | 50.93 | NO-ESTIMATION | NO-ESTIMATION | NO-ESTIMATION | NO-ESTIMATION | WIND-V1 | 20.88%
FRA | France | Crennes-sur-FraubÃ©e |  | WRI1024524 | 10 | 48.3824 | -0.2658 | Wind | [5 empty] | Open Power System Data | http://data.open-power-system-data.org/renewable_power_plants/2016-10-21/ | Open Power System Data | [14 empty] | 18.28 | NO-ESTIMATION | NO-ESTIMATION | NO-ESTIMATION | NO-ESTIMATION | CAPACITY-FACTOR-V1 | 20.87%
FRA | France | Saint-Servais |  | WRI1024826 | 6.1 | 48.3862 | -3.3740 | Wind | [5 empty] | Open Power System Data | http://data.open-power-system-data.org/renewable_power_plants/2016-10-21/ | Open Power System Data | 1076174 | [13 empty] | 11.15 | NO-ESTIMATION | NO-ESTIMATION | NO-ESTIMATION | NO-ESTIMATION | CAPACITY-FACTOR-V1 | 20.87%
FRA | France | Mergey |  | WRI1024231 | 12 | 48.3958 | 4.0326 | Wind | [5 empty] | Open Power System Data | http://data.open-power-system-data.org/renewable_power_plants/2016-10-21/ | Open Power System Data | [14 empty] | 21.94 | WIND-V1 | WIND-V1 | WIND-V1 | WIND-V1 | WIND-V1 | 20.87%
FRA | France | FerriÃ¨re-et-Lafolie |  | WRI1024284 | 12 | 48.3990 | 5.0753 | Wind | [5 empty] | Open Power System Data | http://data.open-power-system-data.org/renewable_power_plants/2016-10-21/ | Open Power System Data | [14 empty] | 21.94 | HYDRO-V1 | HYDRO-V1 | HYDRO-V1 | HYDRO-V1 | HYDRO-V1 | 20.87%
FRA | France | Ploumoguer |  | WRI1024867 | 5.7 | 48.3996 | -4.7157 | Wind | [5 empty] | Open Power System Data | http://data.open-power-system-data.org/renewable_power_plants/2016-10-21/ | Open Power System Data | 1057435 | [13 empty] | 10.42 | HYDRO-V1 | HYDRO-V1 | HYDRO-V1 | HYDRO-V1 | HYDRO-V1 | 20.87%
FRA | France | Dirinon |  | WRI1025375 | 1.7 | 48.4011 | -4.2693 | Wind | [5 empty] | Open Power System Data | http://data.open-power-system-data.org/renewable_power_plants/2016-10-21/ | Open Power System Data | [14 empty] | 3.1 | HYDRO-V1 | HYDRO-V1 | HYDRO-V1 | HYDRO-V1 | HYDRO-V1 | 20.82%
FRA | France | Magoar |  | WRI1024871 | 5.6 | 48.4015 | -3.1771 | Wind | [5 empty] | Open Power System Data | http://data.open-power-system-data.org/renewable_power_plants/2016-10-21/ | Open Power System Data | 1072417 | [13 empty] | 10.24 | NO-ESTIMATION | NO-ESTIMATION | NO-ESTIMATION | NO-ESTIMATION | NO-ESTIMATION | 20.87%
FRA | France | MaÃ«l-Pestivien |  | WRI1024837 | 6 | 48.4038 | -3.2901 | Wind | [5 empty] | Open Power System Data | http://data.open-power-system-data.org/renewable_power_plants/2016-10-21/ | Open Power System Data | [14 empty] | 10.97 | NO-ESTIMATION | NO-ESTIMATION | NO-ESTIMATION | NO-ESTIMATION | CAPACITY-FACTOR-V1 | 20.87%
FRA | France | SaviÃ¨res |  | WRI1024234 | 12 | 48.4056 | 3.9341 | Wind | [5 empty] | Open Power System Data | http://data.open-power-system-data.org/renewable_power_plants/2016-10-21/ | Open Power System Data | [14 empty] | 21.94 | HYDRO-V1 | HYDRO-V1 | HYDRO-V1 | HYDRO-V1 | HYDRO-V1 | 20.87%
FRA | France | ChantrignÃ© |  | WRI1024591 | 9.2 | 48.4126 | -0.5606 | Wind | [5 empty] | Open Power System Data | http://data.open-power-system-data.org/renewable_power_plants/2016-10-21/ | Open Power System Data | [14 empty] | 16.82 | HYDRO-V1 | HYDRO-V1 | HYDRO-V1 | HYDRO-V1 | HYDRO-V1 | 20.87%
FRA | France | Plestan |  | WRI1024148 | 14 | 48.4145 | -2.4415 | Wind | [5 empty] | Open Power System Data | http://data.open-power-system-data.org/renewable_power_plants/2016-10-21/ | Open Power System Data | 1080044 | [13 empty] | 25.6 | NO-ESTIMATION | NO-ESTIMATION | NO-ESTIMATION | NO-ESTIMATION | WIND-V1 | 20.87%
FRA | France | Chermisey |  | WRI1024734 | 8 | 48.4149 | 5.5678 | Wind | [5 empty] | Open Power System Data | http://data.open-power-system-data.org/renewable_power_plants/2016-10-21/ | Open Power System Data | 1078192 | [13 empty] | 14.63 | HYDRO-V1 | HYDRO-V1 | HYDRO-V1 | HYDRO-V1 | HYDRO-V1 | 20.88%
FRA | France | Charmont-sous-Barbuise |  | WRI1024002 | 24 | 48.4155 | 4.1812 | Wind | [5 empty] | Open Power System Data | http://data.open-power-system-data.org/renewable_power_plants/2016-10-21/ | Open Power System Data | 1078778 | [13 empty] | 43.89 | NO-ESTIMATION | NO-ESTIMATION | NO-ESTIMATION | NO-ESTIMATION | CAPACITY-FACTOR-V1 | 20.88%
FRA | France | Saint-Gildas |  | WRI1024583 | 9.2 | 48.4222 | -3.0068 | Wind | [5 empty] | Open Power System Data | http://data.open-power-system-data.org/renewable_power_plants/2016-10-21/ | Open Power System Data | [14 empty] | 16.82 | NO-ESTIMATION | NO-ESTIMATION | NO-ESTIMATION | NO-ESTIMATION | NO-ESTIMATION | 20.87%
FRA | France | Seraumont |  | WRI1024471 | 10.25 | 48.4311 | 5.6079 | Wind | [5 empty] | Open Power System Data | http://data.open-power-system-data.org/renewable_power_plants/2016-10-21/ | Open Power System Data | [14 empty] | 18.74 | NO-ESTIMATION | NO-ESTIMATION | NO-ESTIMATION | NO-ESTIMATION | CAPACITY-FACTOR-V1 | 20.87%
FRA | France | Avant-lÃ¨s-Marcilly |  | WRI1024491 | 10 | 48.4324 | 3.5599 | Wind | [5 empty] | Open Power System Data | http://data.open-power-system-data.org/renewable_power_plants/2016-10-21/ | Open Power System Data | [14 empty] | 18.28 | WIND-V1 | WIND-V1 | WIND-V1 | WIND-V1 | WIND-V1 | 20.87%
FRA | France | Saint-Cyr-en-Pail |  | WRI1024465 | 10.25 | 48.4335 | -0.2521 | Wind | [5 empty] | Open Power System Data | http://data.open-power-system-data.org/renewable_power_plants/2016-10-21/ | Open Power System Data | [14 empty] | 18.74 | NO-ESTIMATION | NO-ESTIMATION | NO-ESTIMATION | NO-ESTIMATION | NO-ESTIMATION | 20.87%
FRA | France | Chapelle-Vallon |  | WRI1024001 | 24 | 48.4344 | 4.0424 | Wind | [5 empty] | Open Power System Data | http://data.open-power-system-data.org/renewable_power_plants/2016-10-21/ | Open Power System Data | [14 empty] | 43.89 | WIND-V1 | WIND-V1 | WIND-V1 | WIND-V1 | WIND-V1 | 20.88%
FRA | France | TrÃ©meheuc |  | WRI1024264 | 12 | 48.4387 | -1.6977 | Wind | [5 empty] | Open Power System Data | http://data.open-power-system-data.org/renewable_power_plants/2016-10-21/ | Open Power System Data | 1079682 | [13 empty] | 21.94 | WIND-V1 | WIND-V1 | WIND-V1 | WIND-V1 | WIND-V1 | 20.87%
FRA | France | Orvilliers-Saint-Julien |  | WRI1024233 | 12 | 48.4388 | 3.8220 | Wind | [5 empty] | Open Power System Data | http://data.open-power-system-data.org/renewable_power_plants/2016-10-21/ | Open Power System Data | [14 empty] | 21.94 | WIND-V1 | WIND-V1 | WIND-V1 | WIND-V1 | WIND-V1 | 20.87%
FRA | France | Plouarzel |  | WRI1025060 | 3.4 | 48.4390 | -4.7203 | Wind | [5 empty] | Open Power System Data | http://data.open-power-system-data.org/renewable_power_plants/2016-10-21/ | Open Power System Data | 1021725 | [13 empty] | 6.21 | WIND-V1 | WIND-V1 | WIND-V1 | WIND-V1 | WIND-V1 | 20.85%
FRA | France | Roinville |  | WRI1024707 | 8 | 48.4419 | 1.7561 | Wind | [5 empty] | Open Power System Data | http://data.open-power-system-data.org/renewable_power_plants/2016-10-21/ | Open Power System Data | 1070756 | [13 empty] | 14.63 | NO-ESTIMATION | NO-ESTIMATION | NO-ESTIMATION | NO-ESTIMATION | CAPACITY-FACTOR-V1 | 20.88%
FRA | France | Lassay-les-ChÃ¢teaux |  | WRI1024779 | 6.9 | 48.4421 | -0.4994 | Wind | [5 empty] | Open Power System Data | http://data.open-power-system-data.org/renewable_power_plants/2016-10-21/ | Open Power System Data | [14 empty] | 12.61 | HYDRO-V1 | HYDRO-V1 | HYDRO-V1 | HYDRO-V1 | HYDRO-V1 | 20.86%
FRA | France | Vaudeville-le-Haut |  | WRI1024681 | 8.2 | 48.4492 | 5.5892 | Wind | [5 empty] | Open Power System Data | http://data.open-power-system-data.org/renewable_power_plants/2016-10-21/ | Open Power System Data | [14 empty] | 14.99 | NO-ESTIMATION | NO-ESTIMATION | NO-ESTIMATION | NO-ESTIMATION | CAPACITY-FACTOR-V1 | 20.87%
FRA | France | Fontaine-MÃ¢con |  | WRI1024197 | 12.3 | 48.4581 | 3.5073 | Wind | [5 empty] | Open Power System Data | http://data.open-power-system-data.org/renewable_power_plants/2016-10-21/ | Open Power System Data | 1081102 | [13 empty] | 22.49 | NO-ESTIMATION | NO-ESTIMATION | WIND-V1 | WIND-V1 | WIND-V1 | 20.87%
FRA | France | Lohuec |  | WRI1024572 | 9.35 | 48.4624 | -3.5264 | Wind | [5 empty] | Open Power System Data | http://data.open-power-system-data.org/renewable_power_plants/2016-10-21/ | Open Power System Data | [14 empty] | 17.09 | NO-ESTIMATION | NO-ESTIMATION | NO-ESTIMATION | NO-ESTIMATION | CAPACITY-FACTOR-V1 | 20.87%
FRA | France | LanrivoarÃ© |  | WRI1024886 | 5.3 | 48.4659 | -4.6345 | Wind | [5 empty] | Open Power System Data | http://data.open-power-system-data.org/renewable_power_plants/2016-10-21/ | Open Power System Data | [14 empty] | 9.69 | NO-ESTIMATION | NO-ESTIMATION | NO-ESTIMATION | NO-ESTIMATION | NO-ESTIMATION | 20.87%
FRA | France | Bourbriac |  | WRI1024498 | 10 | 48.4661 | -3.1996 | Wind | [5 empty] | Open Power System Data | http://data.open-power-system-data.org/renewable_power_plants/2016-10-21/ | Open Power System Data | 1079670 | [13 empty] | 18.28 | NO-ESTIMATION | NO-ESTIMATION | NO-ESTIMATION | NO-ESTIMATION | CAPACITY-FACTOR-V1 | 20.87%
FRA | France | Lamballe |  | WRI1024582 | 9.2 | 48.4687 | -2.4951 | Wind | [5 empty] | Open Power System Data | http://data.open-power-system-data.org/renewable_power_plants/2016-10-21/ | Open Power System Data | [14 empty] | 16.82 | HYDRO-V1 | HYDRO-V1 | HYDRO-V1 | HYDRO-V1 | HYDRO-V1 | 20.87%
FRA | France | Vouthon-Haut |  | WRI1024467 | 10.25 | 48.4742 | 5.6026 | Wind | [5 empty] | Open Power System Data | http://data.open-power-system-data.org/renewable_power_plants/2016-10-21/ | Open Power System Data | [14 empty] | 18.74 | NO-ESTIMATION | NO-ESTIMATION | NO-ESTIMATION | NO-ESTIMATION | NO-ESTIMATION | 20.87%
FRA | France | Pont-Melvez |  | WRI1024065 | 19.5 | 48.4743 | -3.2847 | Wind | [5 empty] | Open Power System Data | http://data.open-power-system-data.org/renewable_power_plants/2016-10-21/ | Open Power System Data | [14 empty] | 35.66 | NO-ESTIMATION | NO-ESTIMATION | NO-ESTIMATION | NO-ESTIMATION | CAPACITY-FACTOR-V1 | 20.88%
FRA | France | Droupt-Saint-Basle |  | WRI1024195 | 12.3 | 48.4802 | 3.9571 | Wind | [5 empty] | Open Power System Data | http://data.open-power-system-data.org/renewable_power_plants/2016-10-21/ | Open Power System Data | [14 empty] | 22.49 | NO-ESTIMATION | NO-ESTIMATION | NO-ESTIMATION | NO-ESTIMATION | CAPACITY-FACTOR-V1 | 20.87%
FRA | France | Les Grandes-Chapelles |  | WRI1023953 | 36.3 | 48.4837 | 4.0087 | Wind | [5 empty] | Open Power System Data | http://data.open-power-system-data.org/renewable_power_plants/2016-10-21/ | Open Power System Data | 1072423 | [13 empty] | 66.38 | NO-ESTIMATION | NO-ESTIMATION | NO-ESTIMATION | NO-ESTIMATION | CAPACITY-FACTOR-V1 | 20.88%
FRA | France | ChÃ¢tres |  | WRI1024753 | 7.5 | 48.4929 | 3.8369 | Wind | [5 empty] | Open Power System Data | http://data.open-power-system-data.org/renewable_power_plants/2016-10-21/ | Open Power System Data | [14 empty] | 13.71 | NO-ESTIMATION | NO-ESTIMATION | NO-ESTIMATION | NO-ESTIMATION | CAPACITY-FACTOR-V1 | 20.87%
FRA | France | Ortillon |  | WRI1023963 | 35 | 48.4931 | 4.2335 | Wind | [5 empty] | Open Power System Data | http://data.open-power-system-data.org/renewable_power_plants/2016-10-21/ | Open Power System Data | [14 empty] | 64 | HYDRO-V1 | HYDRO-V1 | HYDRO-V1 | HYDRO-V1 | HYDRO-V1 | 20.87%
FRA | France | Plougras |  | WRI1024838 | 6 | 48.4965 | -3.5645 | Wind | [5 empty] | Open Power System Data | http://data.open-power-system-data.org/renewable_power_plants/2016-10-21/ | Open Power System Data | 1051660 | [13 empty] | 10.97 | NO-ESTIMATION | NO-ESTIMATION | NO-ESTIMATION | NO-ESTIMATION | CAPACITY-FACTOR-V1 | 20.87%
FRA | France | Nozay |  | WRI1024232 | 12 | 48.5000 | 4.0825 | Wind | [5 empty] | Open Power System Data | http://data.open-power-system-data.org/renewable_power_plants/2016-10-21/ | Open Power System Data | [14 empty] | 21.94 | HYDRO-V1 | HYDRO-V1 | HYDRO-V1 | HYDRO-V1 | HYDRO-V1 | 20.87%
FRA | France | Droupt-Sainte-Marie |  | WRI1024196 | 12.3 | 48.5017 | 3.9386 | Wind | [5 empty] | Open Power System Data | http://data.open-power-system-data.org/renewable_power_plants/2016-10-21/ | Open Power System Data | [14 empty] | 22.49 | HYDRO-V1 | HYDRO-V1 | HYDRO-V1 | HYDRO-V1 | HYDRO-V1 | 20.87%
FRA | France | Plourin |  | WRI1025061 | 3.4 | 48.5026 | -4.6843 | Wind | [5 empty] | Open Power System Data | http://data.open-power-system-data.org/renewable_power_plants/2016-10-21/ | Open Power System Data | 1046002 | [13 empty] | 6.21 | NO-ESTIMATION | NO-ESTIMATION | NO-ESTIMATION | NO-ESTIMATION | CAPACITY-FACTOR-V1 | 20.85%
FRA | France | Pleyber-Christ |  | WRI1024690 | 8.1 | 48.5106 | -3.8717 | Wind | [5 empty] | Open Power System Data | http://data.open-power-system-data.org/renewable_power_plants/2016-10-21/ | Open Power System Data | [14 empty] | 14.81 | NO-ESTIMATION | NO-ESTIMATION | NO-ESTIMATION | NO-ESTIMATION | CAPACITY-FACTOR-V1 | 20.87%
FRA | France | Amanty |  | WRI1024201 | 12.3 | 48.5156 | 5.6050 | Wind | [5 empty] | Open Power System Data | http://data.open-power-system-data.org/renewable_power_plants/2016-10-21/ | Open Power System Data | [14 empty] | 22.49 | NO-ESTIMATION | NO-ESTIMATION | NO-ESTIMATION | NO-ESTIMATION | CAPACITY-FACTOR-V1 | 20.87%
FRA | France | MoustÃ©ru |  | WRI1024111 | 16.2 | 48.5289 | -3.2349 | Wind | [5 empty] | Open Power System Data | http://data.open-power-system-data.org/renewable_power_plants/2016-10-21/ | Open Power System Data | [14 empty] | 29.62 | NO-ESTIMATION | NO-ESTIMATION | NO-ESTIMATION | NO-ESTIMATION | CAPACITY-FACTOR-V1 | 20.87%
FRA | France | Plouguin |  | WRI1024021 | 23.29 | 48.5290 | -4.5933 | Wind | [5 empty] | Open Power System Data | http://data.open-power-system-data.org/renewable_power_plants/2016-10-21/ | Open Power System Data | 1059480 | [13 empty] | 42.59 | NO-ESTIMATION | NO-ESTIMATION | NO-ESTIMATION | NO-ESTIMATION | CAPACITY-FACTOR-V1 | 20.88%
FRA | France | RhÃ¨ges |  | WRI1024198 | 12.3 | 48.5322 | 3.9947 | Wind | [5 empty] | Open Power System Data | http://data.open-power-system-data.org/renewable_power_plants/2016-10-21/ | Open Power System Data | [14 empty] | 22.49 | NO-ESTIMATION | NO-ESTIMATION | NO-ESTIMATION | NO-ESTIMATION | CAPACITY-FACTOR-V1 | 20.87%
FRA | France | Bonnet |  | WRI1024008 | 24 | 48.5335 | 5.4100 | Wind | [5 empty] | Open Power System Data | http://data.open-power-system-data.org/renewable_power_plants/2016-10-21/ | Open Power System Data | 1067032 | [13 empty] | 43.89 | NO-ESTIMATION | NO-ESTIMATION | NO-ESTIMATION | NO-ESTIMATION | CAPACITY-FACTOR-V1 | 20.88%
FRA | France | PloudalmÃ©zeau |  | WRI1024604 | 9.1 | 48.5372 | -4.6694 | Wind | [5 empty] | Open Power System Data | http://data.open-power-system-data.org/renewable_power_plants/2016-10-21/ | Open Power System Data | 1079677 | [13 empty] | 16.64 | NO-ESTIMATION | NO-ESTIMATION | NO-ESTIMATION | NO-ESTIMATION | CAPACITY-FACTOR-V1 | 20.87%
FRA | France | Plouvien |  | WRI1024451 | 10.4 | 48.5397 | -4.4658 | Wind | [5 empty] | Open Power System Data | http://data.open-power-system-data.org/renewable_power_plants/2016-10-21/ | Open Power System Data | 1064853 | [13 empty] | 19.01 | NO-ESTIMATION | NO-ESTIMATION | NO-ESTIMATION | NO-ESTIMATION | CAPACITY-FACTOR-V1 | 20.87%
FRA | France | Longueville-sur-Aube |  | WRI1023992 | 24.8 | 48.5513 | 3.9133 | Wind | [5 empty] | Open Power System Data | http://data.open-power-system-data.org/renewable_power_plants/2016-10-21/ | Open Power System Data | 1106002 | [13 empty] | 45.35 | NO-ESTIMATION | NO-ESTIMATION | NO-ESTIMATION | NO-ESTIMATION | CAPACITY-FACTOR-V1 | 20.87%
FRA | France | Houdelaincourt |  | WRI1024294 | 12 | 48.5517 | 5.4565 | Wind | [5 empty] | Open Power System Data | http://data.open-power-system-data.org/renewable_power_plants/2016-10-21/ | Open Power System Data | [14 empty] | 21.94 | NO-ESTIMATION | NO-ESTIMATION | NO-ESTIMATION | NO-ESTIMATION | CAPACITY-FACTOR-V1 | 20.87%
FRA | France | PÃ©rigny-la-Rose |  | WRI1024146 | 14 | 48.5539 | 3.6246 | Wind | [5 empty] | Open Power System Data | http://data.open-power-system-data.org/renewable_power_plants/2016-10-21/ | Open Power System Data | [14 empty] | 25.6 | NO-ESTIMATION | NO-ESTIMATION | NO-ESTIMATION | NO-ESTIMATION | CAPACITY-FACTOR-V1 | 20.87%
FRA | France | Saint-Alban |  | WRI1024500 | 10 | 48.5547 | -2.5089 | Wind | [5 empty] | Open Power System Data | http://data.open-power-system-data.org/renewable_power_plants/2016-10-21/ | Open Power System Data | [14 empty] | 18.28 | NO-ESTIMATION | NO-ESTIMATION | NO-ESTIMATION | NO-ESTIMATION | CAPACITY-FACTOR-V1 | 20.87%
FRA | France | Esclavolles-Lurey |  | WRI1024150 | 14 | 48.5549 | 3.6499 | Wind | [5 empty] | Open Power System Data | http://data.open-power-system-data.org/renewable_power_plants/2016-10-21/ | Open Power System Data | [14 empty] | 25.6 | HYDRO-V1 | HYDRO-V1 | HYDRO-V1 | HYDRO-V1 | HYDRO-V1 | 20.87%
FRA | France | BaudignÃ©court |  | WRI1024290 | 12 | 48.5653 | 5.4588 | Wind | [5 empty] | Open Power System Data | http://data.open-power-system-data.org/renewable_power_plants/2016-10-21/ | Open Power System Data | 1078190 | [13 empty] | 21.94 | HYDRO-V1 | HYDRO-V1 | HYDRO-V1 | HYDRO-V1 | HYDRO-V1 | 20.87%
FRA | France | Delouze-RosiÃ¨res |  | WRI1024009 | 24 | 48.5658 | 5.5315 | Wind | [5 empty] | Open Power System Data | http://data.open-power-system-data.org/renewable_power_plants/2016-10-21/ | Open Power System Data | [14 empty] | 43.89 | NO-ESTIMATION | NO-ESTIMATION | NO-ESTIMATION | NO-ESTIMATION | NO-ESTIMATION | 20.88%
FRA | France | Plouigneau |  | WRI1024509 | 10 | 48.5736 | -3.7035 | Wind | [5 empty] | Open Power System Data | http://data.open-power-system-data.org/renewable_power_plants/2016-10-21/ | Open Power System Data | 1072383 | [13 empty] | 18.28 | NO-ESTIMATION | NO-ESTIMATION | NO-ESTIMATION | WIND-V1 | WIND-V1 | 20.87%
FRA | France | LhuÃ®tre |  | WRI1024003 | 24 | 48.5808 | 4.2739 | Wind | [5 empty] | Open Power System Data | http://data.open-power-system-data.org/renewable_power_plants/2016-10-21/ | Open Power System Data | 1112954 | [13 empty] | 43.89 | NO-ESTIMATION | NO-ESTIMATION | NO-ESTIMATION | NO-ESTIMATION | NO-ESTIMATION | 20.88%
FRA | France | ViÃ¢pres-le-Petit |  | WRI1025279 | 2 | 48.5816 | 4.0530 | Wind | [5 empty] | Open Power System Data | http://data.open-power-system-data.org/renewable_power_plants/2016-10-21/ | Open Power System Data | [14 empty] | 3.65 | HYDRO-V1 | HYDRO-V1 | HYDRO-V1 | HYDRO-V1 | HYDRO-V1 | 20.83%
FRA | France | Plouisy |  | WRI1024787 | 6.8 | 48.5841 | -3.1911 | Wind | [5 empty] | Open Power System Data | http://data.open-power-system-data.org/renewable_power_plants/2016-10-21/ | Open Power System Data | 1088964 | [13 empty] | 12.43 | HYDRO-V1 | HYDRO-V1 | HYDRO-V1 | HYDRO-V1 | HYDRO-V1 | 20.87%
FRA | France | Vouarces |  | WRI1024281 | 12 | 48.5924 | 3.8911 | Wind | [5 empty] | Open Power System Data | http://data.open-power-system-data.org/renewable_power_plants/2016-10-21/ | Open Power System Data | [14 empty] | 21.94 | HYDRO-V1 | HYDRO-V1 | HYDRO-V1 | HYDRO-V1 | HYDRO-V1 | 20.87%
FRA | France | TrÃ©mont |  | WRI1025188 | 2.4 | 48.5993 | 0.2735 | Wind | [5 empty] | Open Power System Data | http://data.open-power-system-data.org/renewable_power_plants/2016-10-21/ | Open Power System Data | [14 empty] | 4.38 | HYDRO-V1 | HYDRO-V1 | HYDRO-V1 | HYDRO-V1 | HYDRO-V1 | 20.83%
FRA | France | AllibaudiÃ¨res |  | WRI1023962 | 35 | 48.6071 | 4.1483 | Wind | [5 empty] | Open Power System Data | http://data.open-power-system-data.org/renewable_power_plants/2016-10-21/ | Open Power System Data | [14 empty] | 64 | WIND-V1 | WIND-V1 | WIND-V1 | WIND-V1 | WIND-V1 | 20.87%
FRA | France | Marsangis |  | WRI1024517 | 10 | 48.6116 | 3.8527 | Wind | [5 empty] | Open Power System Data | http://data.open-power-system-data.org/renewable_power_plants/2016-10-21/ | Open Power System Data | [14 empty] | 18.28 | NO-ESTIMATION | NO-ESTIMATION | NO-ESTIMATION | NO-ESTIMATION | CAPACITY-FACTOR-V1 | 20.87%
FRA | France | Repaix |  | WRI1024174 | 13.2 | 48.6125 | 6.8308 | Wind | [5 empty] | Open Power System Data | http://data.open-power-system-data.org/renewable_power_plants/2016-10-21/ | Open Power System Data | [14 empty] | 24.13 | NO-ESTIMATION | NO-ESTIMATION | NO-ESTIMATION | NO-ESTIMATION | CAPACITY-FACTOR-V1 | 20.87%
FRA | France | Saint-Ouen-Domprot |  | WRI1024519 | 10 | 48.6140 | 4.3926 | Wind | [5 empty] | Open Power System Data | http://data.open-power-system-data.org/renewable_power_plants/2016-10-21/ | Open Power System Data | [14 empty] | 18.28 | NO-ESTIMATION | NO-ESTIMATION | NO-ESTIMATION | NO-ESTIMATION | CAPACITY-FACTOR-V1 | 20.87%
FRA | France | Gogney |  | WRI1024633 | 8.8 | 48.6146 | 6.8693 | Wind | [5 empty] | Open Power System Data | http://data.open-power-system-data.org/renewable_power_plants/2016-10-21/ | Open Power System Data | [14 empty] | 16.09 | NO-ESTIMATION | NO-ESTIMATION | NO-ESTIMATION | NO-ESTIMATION | CAPACITY-FACTOR-V1 | 20.87%
FRA | France | Reffroy |  | WRI1024203 | 12.3 | 48.6263 | 5.4708 | Wind | [5 empty] | Open Power System Data | http://data.open-power-system-data.org/renewable_power_plants/2016-10-21/ | Open Power System Data | [14 empty] | 22.49 | NO-ESTIMATION | WIND-V1 | WIND-V1 | WIND-V1 | WIND-V1 | 20.87%
FRA | France | Champfleury |  | WRI1023955 | 36 | 48.6299 | 4.0391 | Wind | [5 empty] | Open Power System Data | http://data.open-power-system-data.org/renewable_power_plants/2016-10-21/ | Open Power System Data | 1065950 | [13 empty] | 65.83 | NO-ESTIMATION | NO-ESTIMATION | NO-ESTIMATION | NO-ESTIMATION | CAPACITY-FACTOR-V1 | 20.87%
FRA | France | Igney |  | WRI1024173 | 13.2 | 48.6327 | 6.8196 | Wind | [5 empty] | Open Power System Data | http://data.open-power-system-data.org/renewable_power_plants/2016-10-21/ | Open Power System Data | [14 empty] | 24.13 | HYDRO-V1 | HYDRO-V1 | HYDRO-V1 | HYDRO-V1 | HYDRO-V1 | 20.87%
FRA | France | Marson-sur-Barboure |  | WRI1024202 | 12.3 | 48.6353 | 5.4438 | Wind | [5 empty] | Open Power System Data | http://data.open-power-system-data.org/renewable_power_plants/2016-10-21/ | Open Power System Data | [14 empty] | 22.49 | HYDRO-V1 | HYDRO-V1 | HYDRO-V1 | HYDRO-V1 | HYDRO-V1 | 20.87%
FRA | France | Pluzunet |  | WRI1024839 | 6 | 48.6365 | -3.3706 | Wind | [5 empty] | Open Power System Data | http://data.open-power-system-data.org/renewable_power_plants/2016-10-21/ | Open Power System Data | 1079675 | [13 empty] | 10.97 | NO-ESTIMATION | NO-ESTIMATION | NO-ESTIMATION | NO-ESTIMATION | CAPACITY-FACTOR-V1 | 20.87%
FRA | France | BovÃ©e-sur-Barboure |  | WRI1024292 | 12 | 48.6371 | 5.5094 | Wind | [5 empty] | Open Power System Data | http://data.open-power-system-data.org/renewable_power_plants/2016-10-21/ | Open Power System Data | [14 empty] | 21.94 | NO-ESTIMATION | NO-ESTIMATION | NO-ESTIMATION | NO-ESTIMATION | CAPACITY-FACTOR-V1 | 20.87%
FRA | France | Thaas |  | WRI1024280 | 12 | 48.6395 | 3.8703 | Wind | [5 empty] | Open Power System Data | http://data.open-power-system-data.org/renewable_power_plants/2016-10-21/ | Open Power System Data | [14 empty] | 21.94 | NO-ESTIMATION | NO-ESTIMATION | NO-ESTIMATION | NO-ESTIMATION | NO-ESTIMATION | 20.87%
FRA | France | Le Meix-Tiercelin |  | WRI1024518 | 10 | 48.6397 | 4.4414 | Wind | [5 empty] | Open Power System Data | http://data.open-power-system-data.org/renewable_power_plants/2016-10-21/ | Open Power System Data | [14 empty] | 18.28 | HYDRO-V1 | HYDRO-V1 | HYDRO-V1 | HYDRO-V1 | HYDRO-V1 | 20.87%
FRA | France | Foulcrey |  | WRI1024175 | 13.2 | 48.6398 | 6.8677 | Wind | [5 empty] | Open Power System Data | http://data.open-power-system-data.org/renewable_power_plants/2016-10-21/ | Open Power System Data | [14 empty] | 24.13 | NO-ESTIMATION | NO-ESTIMATION | NO-ESTIMATION | NO-ESTIMATION | CAPACITY-FACTOR-V1 | 20.87%
FRA | France | Menaucourt |  | WRI1024295 | 12 | 48.6560 | 5.3623 | Wind | [5 empty] | Open Power System Data | http://data.open-power-system-data.org/renewable_power_plants/2016-10-21/ | Open Power System Data | 1084226 | [13 empty] | 21.94 | NO-ESTIMATION | NO-ESTIMATION | NO-ESTIMATION | NO-ESTIMATION | CAPACITY-FACTOR-V1 | 20.87%
FRA | France | Les Essarts-le-Vicomte |  | WRI1024200 | 12.3 | 48.6649 | 3.5534 | Wind | [5 empty] | Open Power System Data | http://data.open-power-system-data.org/renewable_power_plants/2016-10-21/ | Open Power System Data | [14 empty] | 22.49 | NO-ESTIMATION | NO-ESTIMATION | WIND-V1 | WIND-V1 | WIND-V1 | 20.87%
FRA | France | GourganÃ§on |  | WRI1023948 | 48 | 48.6674 | 4.0369 | Wind | [5 empty] | Open Power System Data | http://data.open-power-system-data.org/renewable_power_plants/2016-10-21/ | Open Power System Data | [14 empty] | 87.78 | WIND-V1 | WIND-V1 | WIND-V1 | WIND-V1 | WIND-V1 | 20.88%
FRA | France | Villemeux-sur-Eure |  | WRI1024261 | 12 | 48.6715 | 1.4578 | Wind | [5 empty] | Open Power System Data | http://data.open-power-system-data.org/renewable_power_plants/2016-10-21/ | Open Power System Data | [14 empty] | 21.94 | NO-ESTIMATION | NO-ESTIMATION | NO-ESTIMATION | NO-ESTIMATION | NO-ESTIMATION | 20.87%
FRA | France | Ger |  | WRI1024679 | 8.2 | 48.6717 | -0.8037 | Wind | [5 empty] | Open Power System Data | http://data.open-power-system-data.org/renewable_power_plants/2016-10-21/ | Open Power System Data | [14 empty] | 14.99 | NO-ESTIMATION | NO-ESTIMATION | NO-ESTIMATION | NO-ESTIMATION | CAPACITY-FACTOR-V1 | 20.87%
FRA | France | Semoine |  | WRI1024235 | 12 | 48.6737 | 4.0936 | Wind | [5 empty] | Open Power System Data | http://data.open-power-system-data.org/renewable_power_plants/2016-10-21/ | Open Power System Data | [14 empty] | 21.94 | WIND-V1 | WIND-V1 | WIND-V1 | WIND-V1 | WIND-V1 | 20.87%
FRA | France | MÃ©ligny-le-Grand |  | WRI1024717 | 8 | 48.6785 | 5.4936 | Wind | [5 empty] | Open Power System Data | http://data.open-power-system-data.org/renewable_power_plants/2016-10-21/ | Open Power System Data | 1068944 | [13 empty] | 14.63 | NO-ESTIMATION | NO-ESTIMATION | NO-ESTIMATION | NO-ESTIMATION | CAPACITY-FACTOR-V1 | 20.88%
FRA | France | Courdemanges |  | WRI1024777 | 6.9 | 48.6796 | 4.5086 | Wind | [5 empty] | Open Power System Data | http://data.open-power-system-data.org/renewable_power_plants/2016-10-21/ | Open Power System Data | [14 empty] | 12.61 | NO-ESTIMATION | NO-ESTIMATION | NO-ESTIMATION | WIND-V1 | WIND-V1 | 20.86%
FRA | France | Huiron |  | WRI1024778 | 6.9 | 48.6925 | 4.4950 | Wind | [5 empty] | Open Power System Data | http://data.open-power-system-data.org/renewable_power_plants/2016-10-21/ | Open Power System Data | [14 empty] | 12.61 | NO-ESTIMATION | NO-ESTIMATION | NO-ESTIMATION | WIND-V1 | WIND-V1 | 20.86%
FRA | France | MÃ©nil-la-Horgne |  | WRI1024444 | 10.5 | 48.7014 | 5.5318 | Wind | [5 empty] | Open Power System Data | http://data.open-power-system-data.org/renewable_power_plants/2016-10-21/ | Open Power System Data | 1074792 | [13 empty] | 19.2 | NO-ESTIMATION | NO-ESTIMATION | NO-ESTIMATION | NO-ESTIMATION | CAPACITY-FACTOR-V1 | 20.87%
FRA | France | Corroy |  | WRI1024101 | 17 | 48.7025 | 3.9576 | Wind | [5 empty] | Open Power System Data | http://data.open-power-system-data.org/renewable_power_plants/2016-10-21/ | Open Power System Data | [14 empty] | 31.08 | HYDRO-V1 | HYDRO-V1 | HYDRO-V1 | HYDRO-V1 | HYDRO-V1 | 20.87%
FRA | France | Laneuville-au-Rupt |  | WRI1024391 | 11.5 | 48.7072 | 5.5762 | Wind | [5 empty] | Open Power System Data | http://data.open-power-system-data.org/renewable_power_plants/2016-10-21/ | Open Power System Data | 1069059 | [13 empty] | 21.03 | HYDRO-V1 | HYDRO-V1 | HYDRO-V1 | HYDRO-V1 | HYDRO-V1 | 20.88%
FRA | France | Saint-Aubin-sur-Aire |  | WRI1024018 | 23.7 | 48.7149 | 5.4467 | Wind | [5 empty] | Open Power System Data | http://data.open-power-system-data.org/renewable_power_plants/2016-10-21/ | Open Power System Data | 1067860 | [13 empty] | 43.34 | HYDRO-V1 | HYDRO-V1 | HYDRO-V1 | HYDRO-V1 | HYDRO-V1 | 20.88%
FRA | France | Euvy |  | WRI1023982 | 27.5 | 48.7251 | 3.9935 | Wind | [5 empty] | Open Power System Data | http://data.open-power-system-data.org/renewable_power_plants/2016-10-21/ | Open Power System Data | [14 empty] | 50.29 | NO-ESTIMATION | NO-ESTIMATION | NO-ESTIMATION | NO-ESTIMATION | NO-ESTIMATION | 20.88%
FRA | France | Maisons-en-Champagne |  | WRI1024117 | 16 | 48.7366 | 4.4673 | Wind | [5 empty] | Open Power System Data | http://data.open-power-system-data.org/renewable_power_plants/2016-10-21/ | Open Power System Data | [14 empty] | 29.26 | NO-ESTIMATION | NO-ESTIMATION | WIND-V1 | WIND-V1 | WIND-V1 | 20.88%
FRA | France | Coole |  | WRI1024279 | 12 | 48.7395 | 4.3915 | Wind | [5 empty] | Open Power System Data | http://data.open-power-system-data.org/renewable_power_plants/2016-10-21/ | Open Power System Data | [14 empty] | 21.94 | NO-ESTIMATION | NO-ESTIMATION | WIND-V1 | WIND-V1 | WIND-V1 | 20.87%
FRA | France | Naives-RosiÃ¨res |  | WRI1024392 | 11.5 | 48.8005 | 5.2285 | Wind | [5 empty] | Open Power System Data | http://data.open-power-system-data.org/renewable_power_plants/2016-10-21/ | Open Power System Data | [14 empty] | 21.03 | NO-ESTIMATION | NO-ESTIMATION | NO-ESTIMATION | NO-ESTIMATION | CAPACITY-FACTOR-V1 | 20.88%
FRA | France | LavallÃ©e |  | WRI1025012 | 4 | 48.8081 | 5.3329 | Wind | [5 empty] | Open Power System Data | http://data.open-power-system-data.org/renewable_power_plants/2016-10-21/ | Open Power System Data | [14 empty] | 7.31 | NO-ESTIMATION | NO-ESTIMATION | NO-ESTIMATION | NO-ESTIMATION | NO-ESTIMATION | 20.86%
FRA | France | Ã‰rize-Saint-Dizier |  | WRI1024390 | 11.5 | 48.8107 | 5.2833 | Wind | [5 empty] | Open Power System Data | http://data.open-power-system-data.org/renewable_power_plants/2016-10-21/ | Open Power System Data | 1075117 | [13 empty] | 21.03 | HYDRO-V1 | HYDRO-V1 | HYDRO-V1 | HYDRO-V1 | HYDRO-V1 | 20.88%
FRA | France | Vitry-la-Ville |  | WRI1023967 | 34 | 48.8249 | 4.4015 | Wind | [5 empty] | Open Power System Data | http://data.open-power-system-data.org/renewable_power_plants/2016-10-21/ | Open Power System Data | 1068937 | [13 empty] | 62.17 | NO-ESTIMATION | NO-ESTIMATION | NO-ESTIMATION | NO-ESTIMATION | NO-ESTIMATION | 20.87%
FRA | France | Saint-Amand-sur-Fion |  | WRI1024090 | 17.9 | 48.8267 | 4.6109 | Wind | [5 empty] | Open Power System Data | http://data.open-power-system-data.org/renewable_power_plants/2016-10-21/ | Open Power System Data | [14 empty] | 32.73 | HYDRO-V1 | HYDRO-V1 | HYDRO-V1 | HYDRO-V1 | HYDRO-V1 | 20.87%
FRA | France | Levoncourt |  | WRI1025013 | 4 | 48.8276 | 5.3459 | Wind | [5 empty] | Open Power System Data | http://data.open-power-system-data.org/renewable_power_plants/2016-10-21/ | Open Power System Data | [14 empty] | 7.31 | HYDRO-V1 | HYDRO-V1 | HYDRO-V1 | HYDRO-V1 | HYDRO-V1 | 20.86%
FRA | France | Rully |  | WRI1024244 | 12 | 48.8290 | -0.7154 | Wind | [5 empty] | Open Power System Data | http://data.open-power-system-data.org/renewable_power_plants/2016-10-21/ | Open Power System Data | 1095982 | [13 empty] | 21.94 | HYDRO-V1 | HYDRO-V1 | HYDRO-V1 | HYDRO-V1 | HYDRO-V1 | 20.87%
FRA | France | Rumont |  | WRI1023993 | 24.6 | 48.8297 | 5.2712 | Wind | [5 empty] | Open Power System Data | http://data.open-power-system-data.org/renewable_power_plants/2016-10-21/ | Open Power System Data | [14 empty] | 44.98 | HYDRO-V1 | HYDRO-V1 | HYDRO-V1 | HYDRO-V1 | HYDRO-V1 | 20.87%
FRA | France | Clamanges |  | WRI1024483 | 10.02 | 48.8298 | 4.0833 | Wind | [5 empty] | Open Power System Data | http://data.open-power-system-data.org/renewable_power_plants/2016-10-21/ | Open Power System Data | 1078517 | [13 empty] | 18.32 | HYDRO-V1 | HYDRO-V1 | HYDRO-V1 | HYDRO-V1 | HYDRO-V1 | 20.87%
FRA | France | Bassu |  | WRI1024364 | 11.9 | 48.8343 | 4.6931 | Wind | [5 empty] | Open Power System Data | http://data.open-power-system-data.org/renewable_power_plants/2016-10-21/ | Open Power System Data | [14 empty] | 21.76 | HYDRO-V1 | HYDRO-V1 | HYDRO-V1 | HYDRO-V1 | HYDRO-V1 | 20.87%
FRA | France | Roman |  | WRI1024505 | 10 | 48.8364 | 1.0452 | Wind | [5 empty] | Open Power System Data | http://data.open-power-system-data.org/renewable_power_plants/2016-10-21/ | Open Power System Data | [14 empty] | 18.28 | NO-ESTIMATION | NO-ESTIMATION | NO-ESTIMATION | NO-ESTIMATION | CAPACITY-FACTOR-V1 | 20.87%
FRA | France | Fresnes-en-Saulnois |  | WRI1024366 | 11.9 | 48.8390 | 6.4393 | Wind | [5 empty] | Open Power System Data | http://data.open-power-system-data.org/renewable_power_plants/2016-10-21/ | Open Power System Data | 1073629 | [13 empty] | 21.76 | NO-ESTIMATION | NO-ESTIMATION | NO-ESTIMATION | NO-ESTIMATION | CAPACITY-FACTOR-V1 | 20.87%
FRA | France | AmelÃ©court |  | WRI1024304 | 12 | 48.8406 | 6.4881 | Wind | [5 empty] | Open Power System Data | http://data.open-power-system-data.org/renewable_power_plants/2016-10-21/ | Open Power System Data | 1069062 | [13 empty] | 21.94 | HYDRO-V1 | HYDRO-V1 | HYDRO-V1 | HYDRO-V1 | HYDRO-V1 | 20.87%
FRA | France | La ChaussÃ©e-sur-Marne |  | WRI1024026 | 22.25 | 48.8434 | 4.5435 | Wind | [5 empty] | Open Power System Data | http://data.open-power-system-data.org/renewable_power_plants/2016-10-21/ | Open Power System Data | [14 empty] | 40.68 | NO-ESTIMATION | NO-ESTIMATION | NO-ESTIMATION | NO-ESTIMATION | NO-ESTIMATION | 20.87%
FRA | France | Villeseneux |  | WRI1024210 | 12.25 | 48.8443 | 4.1431 | Wind | [5 empty] | Open Power System Data | http://data.open-power-system-data.org/renewable_power_plants/2016-10-21/ | Open Power System Data | [14 empty] | 22.4 | NO-ESTIMATION | NO-ESTIMATION | NO-ESTIMATION | NO-ESTIMATION | NO-ESTIMATION | 20.87%
FRA | France | Cernon |  | WRI1023977 | 28.9 | 48.8462 | 4.3626 | Wind | [5 empty] | Open Power System Data | http://data.open-power-system-data.org/renewable_power_plants/2016-10-21/ | Open Power System Data | [14 empty] | 52.85 | NO-ESTIMATION | NO-ESTIMATION | NO-ESTIMATION | NO-ESTIMATION | NO-ESTIMATION | 20.88%
FRA | France | Ã‰rize-la-BrÃ»lÃ©e |  | WRI1024526 | 10 | 48.8467 | 5.2753 | Wind | [5 empty] | Open Power System Data | http://data.open-power-system-data.org/renewable_power_plants/2016-10-21/ | Open Power System Data | [14 empty] | 18.28 | NO-ESTIMATION | NO-ESTIMATION | NO-ESTIMATION | NO-ESTIMATION | NO-ESTIMATION | 20.87%
FRA | France | Togny-aux-Boeufs |  | WRI1024030 | 22 | 48.8473 | 4.4212 | Wind | [5 empty] | Open Power System Data | http://data.open-power-system-data.org/renewable_power_plants/2016-10-21/ | Open Power System Data | [14 empty] | 40.23 | HYDRO-V1 | HYDRO-V1 | HYDRO-V1 | HYDRO-V1 | HYDRO-V1 | 20.87%
FRA | France | Omey |  | WRI1024991 | 4.2 | 48.8527 | 4.5095 | Wind | [5 empty] | Open Power System Data | http://data.open-power-system-data.org/renewable_power_plants/2016-10-21/ | Open Power System Data | [14 empty] | 7.68 | NO-ESTIMATION | NO-ESTIMATION | NO-ESTIMATION | WIND-V1 | WIND-V1 | 20.87%
FRA | France | Vanault-le-ChÃ¢tel |  | WRI1024650 | 8.5 | 48.8658 | 4.7049 | Wind | [5 empty] | Open Power System Data | http://data.open-power-system-data.org/renewable_power_plants/2016-10-21/ | Open Power System Data | 1065675 | [13 empty] | 15.54 | NO-ESTIMATION | NO-ESTIMATION | WIND-V1 | WIND-V1 | WIND-V1 | 20.87%
FRA | France | Pogny |  | WRI1024992 | 4.2 | 48.8662 | 4.4952 | Wind | [5 empty] | Open Power System Data | http://data.open-power-system-data.org/renewable_power_plants/2016-10-21/ | Open Power System Data | [14 empty] | 7.68 | NO-ESTIMATION | NO-ESTIMATION | NO-ESTIMATION | WIND-V1 | WIND-V1 | 20.87%
FRA | France | TrÃ©con |  | WRI1024209 | 12.25 | 48.8666 | 4.0876 | Wind | [5 empty] | Open Power System Data | http://data.open-power-system-data.org/renewable_power_plants/2016-10-21/ | Open Power System Data | [14 empty] | 22.4 | NO-ESTIMATION | NO-ESTIMATION | WIND-V1 | WIND-V1 | WIND-V1 | 20.87%
FRA | France | Francheville |  | WRI1024134 | 14.7 | 48.8791 | 4.5395 | Wind | [5 empty] | Open Power System Data | http://data.open-power-system-data.org/renewable_power_plants/2016-10-21/ | Open Power System Data | [14 empty] | 26.88 | NO-ESTIMATION | NO-ESTIMATION | WIND-V1 | WIND-V1 | WIND-V1 | 20.87%
FRA | France | Montbray |  | WRI1024516 | 10 | 48.8826 | -1.1090 | Wind | [5 empty] | Open Power System Data | http://data.open-power-system-data.org/renewable_power_plants/2016-10-21/ | Open Power System Data | 1112513 | [13 empty] | 18.28 | NO-ESTIMATION | NO-ESTIMATION | WIND-V1 | WIND-V1 | WIND-V1 | 20.87%
FRA | France | Raival |  | WRI1024297 | 12 | 48.8863 | 5.2511 | Wind | [5 empty] | Open Power System Data | http://data.open-power-system-data.org/renewable_power_plants/2016-10-21/ | Open Power System Data | 1084229 | [13 empty] | 21.94 | NO-ESTIMATION | NO-ESTIMATION | WIND-V1 | WIND-V1 | WIND-V1 | 20.87%
FRA | France | Germinon |  | WRI1023938 | 75 | 48.8867 | 4.1786 | Wind | [5 empty] | Open Power System Data | http://data.open-power-system-data.org/renewable_power_plants/2016-10-21/ | Open Power System Data | 1076175 | [13 empty] | 137.15 | NO-ESTIMATION | NO-ESTIMATION | WIND-V1 | WIND-V1 | WIND-V1 | 20.88%
FRA | France | Margueray |  | WRI1024515 | 10 | 48.8997 | -1.1266 | Wind | [5 empty] | Open Power System Data | http://data.open-power-system-data.org/renewable_power_plants/2016-10-21/ | Open Power System Data | 1112513 | [13 empty] | 18.28 | NO-ESTIMATION | NO-ESTIMATION | NO-ESTIMATION | NO-ESTIMATION | CAPACITY-FACTOR-V1 | 20.87%
FRA | France | Gavray |  | WRI1025283 | 2 | 48.9024 | -1.3303 | Wind | [5 empty] | Open Power System Data | http://data.open-power-system-data.org/renewable_power_plants/2016-10-21/ | Open Power System Data | 1068934 | [13 empty] | 3.65 | NO-ESTIMATION | NO-ESTIMATION | NO-ESTIMATION | NO-ESTIMATION | CAPACITY-FACTOR-V1 | 20.83%
FRA | France | CoupÃ©ville |  | WRI1024573 | 9.3 | 48.9043 | 4.6234 | Wind | [5 empty] | Open Power System Data | http://data.open-power-system-data.org/renewable_power_plants/2016-10-21/ | Open Power System Data | [14 empty] | 17 | NO-ESTIMATION | NO-ESTIMATION | NO-ESTIMATION | NO-ESTIMATION | CAPACITY-FACTOR-V1 | 20.87%
FRA | France | Sourdeval-les-Bois |  | WRI1025285 | 2 | 48.9120 | -1.2768 | Wind | [5 empty] | Open Power System Data | http://data.open-power-system-data.org/renewable_power_plants/2016-10-21/ | Open Power System Data | 1078784 | [13 empty] | 3.65 | HYDRO-V1 | HYDRO-V1 | HYDRO-V1 | HYDRO-V1 | HYDRO-V1 | 20.83%
FRA | France | Aubigny |  | WRI1024443 | 10.5 | 48.9140 | -0.2155 | Wind | [5 empty] | Open Power System Data | http://data.open-power-system-data.org/renewable_power_plants/2016-10-21/ | Open Power System Data | [14 empty] | 19.2 | NO-ESTIMATION | NO-ESTIMATION | NO-ESTIMATION | NO-ESTIMATION | CAPACITY-FACTOR-V1 | 20.87%
FRA | France | Ã‰rize-la-Petite |  | WRI1024293 | 12 | 48.9145 | 5.2374 | Wind | [5 empty] | Open Power System Data | http://data.open-power-system-data.org/renewable_power_plants/2016-10-21/ | Open Power System Data | [14 empty] | 21.94 | HYDRO-V1 | HYDRO-V1 | HYDRO-V1 | HYDRO-V1 | HYDRO-V1 | 20.87%
FRA | France | Soulangy |  | WRI1024494 | 10 | 48.9397 | -0.2143 | Wind | [5 empty] | Open Power System Data | http://data.open-power-system-data.org/renewable_power_plants/2016-10-21/ | Open Power System Data | 1078973 | [13 empty] | 18.28 | NO-ESTIMATION | NO-ESTIMATION | NO-ESTIMATION | NO-ESTIMATION | CAPACITY-FACTOR-V1 | 20.87%
FRA | France | Noirlieu |  | WRI1024365 | 11.9 | 48.9397 | 4.8048 | Wind | [5 empty] | Open Power System Data | http://data.open-power-system-data.org/renewable_power_plants/2016-10-21/ | Open Power System Data | [14 empty] | 21.76 | NO-ESTIMATION | NO-ESTIMATION | NO-ESTIMATION | NO-ESTIMATION | NO-ESTIMATION | 20.87%
FRA | France | Courcelles-sur-Aire |  | WRI1024057 | 20 | 48.9405 | 5.2336 | Wind | [5 empty] | Open Power System Data | http://data.open-power-system-data.org/renewable_power_plants/2016-10-21/ | Open Power System Data | 1069058 | [13 empty] | 36.57 | NO-ESTIMATION | NO-ESTIMATION | WIND-V1 | WIND-V1 | WIND-V1 | 20.87%
FRA | France | Destry |  | WRI1024306 | 12 | 48.9456 | 6.5856 | Wind | [5 empty] | Open Power System Data | http://data.open-power-system-data.org/renewable_power_plants/2016-10-21/ | Open Power System Data | [14 empty] | 21.94 | NO-ESTIMATION | NO-ESTIMATION | NO-ESTIMATION | NO-ESTIMATION | NO-ESTIMATION | 20.87%
FRA | France | Familly |  | WRI1024475 | 10.2 | 48.9607 | 0.3469 | Wind | [5 empty] | Open Power System Data | http://data.open-power-system-data.org/renewable_power_plants/2016-10-21/ | Open Power System Data | [14 empty] | 18.65 | HYDRO-V1 | HYDRO-V1 | HYDRO-V1 | HYDRO-V1 | HYDRO-V1 | 20.87%
FRA | France | Landroff |  | WRI1024120 | 16 | 48.9648 | 6.6172 | Wind | [5 empty] | Open Power System Data | http://data.open-power-system-data.org/renewable_power_plants/2016-10-21/ | Open Power System Data | [14 empty] | 29.26 | NO-ESTIMATION | NO-ESTIMATION | NO-ESTIMATION | NO-ESTIMATION | CAPACITY-FACTOR-V1 | 20.88%
FRA | France | Beausite |  | WRI1024291 | 12 | 48.9673 | 5.2126 | Wind | [5 empty] | Open Power System Data | http://data.open-power-system-data.org/renewable_power_plants/2016-10-21/ | Open Power System Data | [14 empty] | 21.94 | NO-ESTIMATION | NO-ESTIMATION | NO-ESTIMATION | WIND-V1 | WIND-V1 | 20.87%
FRA | France | Nelling |  | WRI1024782 | 6.9 | 48.9698 | 6.8646 | Wind | [5 empty] | Open Power System Data | http://data.open-power-system-data.org/renewable_power_plants/2016-10-21/ | Open Power System Data | [14 empty] | 12.61 | NO-ESTIMATION | NO-ESTIMATION | NO-ESTIMATION | NO-ESTIMATION | CAPACITY-FACTOR-V1 | 20.86%
FRA | France | GrÃ©ning |  | WRI1024781 | 6.9 | 48.9741 | 6.8413 | Wind | [5 empty] | Open Power System Data | http://data.open-power-system-data.org/renewable_power_plants/2016-10-21/ | Open Power System Data | 1084327 | [13 empty] | 12.61 | NO-ESTIMATION | NO-ESTIMATION | NO-ESTIMATION | NO-ESTIMATION | NO-ESTIMATION | 20.86%
FRA | France | Ã‰pense |  | WRI1024986 | 4.25 | 48.9745 | 4.8313 | Wind | [5 empty] | Open Power System Data | http://data.open-power-system-data.org/renewable_power_plants/2016-10-21/ | Open Power System Data | [14 empty] | 7.77 | NO-ESTIMATION | NO-ESTIMATION | NO-ESTIMATION | NO-ESTIMATION | CAPACITY-FACTOR-V1 | 20.87%
FRA | France | Dehlingen |  | WRI1024325 | 12 | 48.9856 | 7.1811 | Wind | [5 empty] | Open Power System Data | http://data.open-power-system-data.org/renewable_power_plants/2016-10-21/ | Open Power System Data | 1100876 | [13 empty] | 21.94 | NO-ESTIMATION | NO-ESTIMATION | NO-ESTIMATION | NO-ESTIMATION | NO-ESTIMATION | 20.87%
FRA | France | Guilberville |  | WRI1024713 | 8 | 48.9870 | -0.9493 | Wind | [5 empty] | Open Power System Data | http://data.open-power-system-data.org/renewable_power_plants/2016-10-21/ | Open Power System Data | [14 empty] | 14.63 | NO-ESTIMATION | NO-ESTIMATION | NO-ESTIMATION | NO-ESTIMATION | CAPACITY-FACTOR-V1 | 20.88%
FRA | France | Charly-sur-Marne |  | WRI1024028 | 22 | 48.9872 | 3.2921 | Wind | [5 empty] | Open Power System Data | http://data.open-power-system-data.org/renewable_power_plants/2016-10-21/ | Open Power System Data | [14 empty] | 40.23 | NO-ESTIMATION | NO-ESTIMATION | NO-ESTIMATION | NO-ESTIMATION | NO-ESTIMATION | 20.87%
FRA | France | Thicourt |  | WRI1024721 | 8 | 48.9916 | 6.5588 | Wind | [5 empty] | Open Power System Data | http://data.open-power-system-data.org/renewable_power_plants/2016-10-21/ | Open Power System Data | [14 empty] | 14.63 | NO-ESTIMATION | NO-ESTIMATION | NO-ESTIMATION | NO-ESTIMATION | NO-ESTIMATION | 20.88%
FRA | France | Saint-Martin-des-Besaces |  | WRI1024834 | 6 | 49.0087 | -0.8431 | Wind | [5 empty] | Open Power System Data | http://data.open-power-system-data.org/renewable_power_plants/2016-10-21/ | Open Power System Data | 1066155 | [13 empty] | 10.97 | NO-ESTIMATION | NO-ESTIMATION | NO-ESTIMATION | NO-ESTIMATION | NO-ESTIMATION | 20.87%
FRA | France | Le Mesnil-Opac |  | WRI1025211 | 2.3 | 49.0184 | -1.1147 | Wind | [5 empty] | Open Power System Data | http://data.open-power-system-data.org/renewable_power_plants/2016-10-21/ | Open Power System Data | [14 empty] | 4.2 | NO-ESTIMATION | NO-ESTIMATION | NO-ESTIMATION | NO-ESTIMATION | CAPACITY-FACTOR-V1 | 20.85%
FRA | France | Souilly |  | WRI1024085 | 18 | 49.0294 | 5.3014 | Wind | [5 empty] | Open Power System Data | http://data.open-power-system-data.org/renewable_power_plants/2016-10-21/ | Open Power System Data | [14 empty] | 32.91 | NO-ESTIMATION | NO-ESTIMATION | NO-ESTIMATION | NO-ESTIMATION | CAPACITY-FACTOR-V1 | 20.87%
FRA | France | Saint-Amand |  | WRI1024158 | 13.8 | 49.0443 | -0.9484 | Wind | [5 empty] | Open Power System Data | http://data.open-power-system-data.org/renewable_power_plants/2016-10-21/ | Open Power System Data | [14 empty] | 25.23 | NO-ESTIMATION | NO-ESTIMATION | NO-ESTIMATION | NO-ESTIMATION | CAPACITY-FACTOR-V1 | 20.87%
FRA | France | Fierville-Bray |  | WRI1024053 | 20 | 49.0649 | -0.1790 | Wind | [5 empty] | Open Power System Data | http://data.open-power-system-data.org/renewable_power_plants/2016-10-21/ | Open Power System Data | 1078770 | [13 empty] | 36.57 | NO-ESTIMATION | NO-ESTIMATION | NO-ESTIMATION | NO-ESTIMATION | CAPACITY-FACTOR-V1 | 20.87%
FRA | France | Gratot |  | WRI1025284 | 2 | 49.0686 | -1.4952 | Wind | [5 empty] | Open Power System Data | http://data.open-power-system-data.org/renewable_power_plants/2016-10-21/ | Open Power System Data | 1078783 | [13 empty] | 3.65 | HYDRO-V1 | HYDRO-V1 | HYDRO-V1 | HYDRO-V1 | HYDRO-V1 | 20.83%
FRA | France | Saint-Ã‰bremond-de-BonfossÃ© |  | WRI1024775 | 6.93 | 49.0725 | -1.1451 | Wind | [5 empty] | Open Power System Data | http://data.open-power-system-data.org/renewable_power_plants/2016-10-21/ | Open Power System Data | [14 empty] | 12.67 | HYDRO-V1 | HYDRO-V1 | HYDRO-V1 | HYDRO-V1 | HYDRO-V1 | 20.87%
FRA | France | Woelfling-lÃ¨s-Sarreguemines |  | WRI1024533 | 10 | 49.0858 | 7.1844 | Wind | [5 empty] | Open Power System Data | http://data.open-power-system-data.org/renewable_power_plants/2016-10-21/ | Open Power System Data | [14 empty] | 18.28 | NO-ESTIMATION | NO-ESTIMATION | NO-ESTIMATION | NO-ESTIMATION | CAPACITY-FACTOR-V1 | 20.87%
FRA | France | Cambernon |  | WRI1024590 | 9.2 | 49.0869 | -1.3806 | Wind | [5 empty] | Open Power System Data | http://data.open-power-system-data.org/renewable_power_plants/2016-10-21/ | Open Power System Data | 1112048 | [13 empty] | 16.82 | NO-ESTIMATION | NO-ESTIMATION | NO-ESTIMATION | NO-ESTIMATION | NO-ESTIMATION | 20.87%
FRA | France | Conteville |  | WRI1025010 | 4 | 49.0892 | -0.2442 | Wind | [5 empty] | Open Power System Data | http://data.open-power-system-data.org/renewable_power_plants/2016-10-21/ | Open Power System Data | 1097862 | [13 empty] | 7.31 | NO-ESTIMATION | NO-ESTIMATION | NO-ESTIMATION | NO-ESTIMATION | NO-ESTIMATION | 20.86%
FRA | France | Airan |  | WRI1024699 | 8 | 49.0948 | -0.1460 | Wind | [5 empty] | Open Power System Data | http://data.open-power-system-data.org/renewable_power_plants/2016-10-21/ | Open Power System Data | [14 empty] | 14.63 | NO-ESTIMATION | NO-ESTIMATION | NO-ESTIMATION | NO-ESTIMATION | NO-ESTIMATION | 20.88%
FRA | France | Garcelles-Secqueville |  | WRI1024243 | 12 | 49.0965 | -0.2799 | Wind | [5 empty] | Open Power System Data | http://data.open-power-system-data.org/renewable_power_plants/2016-10-21/ | Open Power System Data | [14 empty] | 21.94 | HYDRO-V1 | HYDRO-V1 | HYDRO-V1 | HYDRO-V1 | HYDRO-V1 | 20.87%
FRA | France | Bambiderstroff |  | WRI1024305 | 12 | 49.1011 | 6.5970 | Wind | [5 empty] | Open Power System Data | http://data.open-power-system-data.org/renewable_power_plants/2016-10-21/ | Open Power System Data | [14 empty] | 21.94 | NO-ESTIMATION | NO-ESTIMATION | NO-ESTIMATION | NO-ESTIMATION | CAPACITY-FACTOR-V1 | 20.87%
FRA | France | Chicheboville |  | WRI1024241 | 12 | 49.1052 | -0.2198 | Wind | [5 empty] | Open Power System Data | http://data.open-power-system-data.org/renewable_power_plants/2016-10-21/ | Open Power System Data | 1069008 | [13 empty] | 21.94 | NO-ESTIMATION | NO-ESTIMATION | NO-ESTIMATION | NO-ESTIMATION | CAPACITY-FACTOR-V1 | 20.87%
FRA | France | Quittebeuf |  | WRI1024673 | 8.28 | 49.1072 | 1.0060 | Wind | [5 empty] | Open Power System Data | http://data.open-power-system-data.org/renewable_power_plants/2016-10-21/ | Open Power System Data | 1078781 | [13 empty] | 15.14 | NO-ESTIMATION | NO-ESTIMATION | NO-ESTIMATION | NO-ESTIMATION | CAPACITY-FACTOR-V1 | 20.87%
FRA | France | Hautevesnes |  | WRI1024194 | 12.3 | 49.1090 | 3.2351 | Wind | [5 empty] | Open Power System Data | http://data.open-power-system-data.org/renewable_power_plants/2016-10-21/ | Open Power System Data | [14 empty] | 22.49 | NO-ESTIMATION | NO-ESTIMATION | NO-ESTIMATION | NO-ESTIMATION | CAPACITY-FACTOR-V1 | 20.87%
FRA | France | NixÃ©ville-Blercourt |  | WRI1024296 | 12 | 49.1118 | 5.2620 | Wind | [5 empty] | Open Power System Data | http://data.open-power-system-data.org/renewable_power_plants/2016-10-21/ | Open Power System Data | [14 empty] | 21.94 | NO-ESTIMATION | NO-ESTIMATION | NO-ESTIMATION | NO-ESTIMATION | NO-ESTIMATION | 20.87%
FRA | France | Sallen |  | WRI1024670 | 8.3 | 49.1170 | -0.8395 | Wind | [5 empty] | Open Power System Data | http://data.open-power-system-data.org/renewable_power_plants/2016-10-21/ | Open Power System Data | 1074262 | [13 empty] | 15.17 | NO-ESTIMATION | NO-ESTIMATION | NO-ESTIMATION | NO-ESTIMATION | CAPACITY-FACTOR-V1 | 20.86%
FRA | France | FrÃ©nouville |  | WRI1024242 | 12 | 49.1325 | -0.2483 | Wind | [5 empty] | Open Power System Data | http://data.open-power-system-data.org/renewable_power_plants/2016-10-21/ | Open Power System Data | 1088960 | [13 empty] | 21.94 | NO-ESTIMATION | NO-ESTIMATION | NO-ESTIMATION | NO-ESTIMATION | CAPACITY-FACTOR-V1 | 20.87%
FRA | France | Bousbach |  | WRI1024720 | 8 | 49.1450 | 6.9463 | Wind | [5 empty] | Open Power System Data | http://data.open-power-system-data.org/renewable_power_plants/2016-10-21/ | Open Power System Data | [14 empty] | 14.63 | NO-ESTIMATION | NO-ESTIMATION | NO-ESTIMATION | NO-ESTIMATION | CAPACITY-FACTOR-V1 | 20.88%
FRA | France | Momerstroff |  | WRI1024394 | 11.5 | 49.1552 | 6.5331 | Wind | [5 empty] | Open Power System Data | http://data.open-power-system-data.org/renewable_power_plants/2016-10-21/ | Open Power System Data | 1061572 | [13 empty] | 21.03 | NO-ESTIMATION | NO-ESTIMATION | NO-ESTIMATION | NO-ESTIMATION | NO-ESTIMATION | 20.88%
FRA | France | Niedervisse |  | WRI1024307 | 12 | 49.1625 | 6.5647 | Wind | [5 empty] | Open Power System Data | http://data.open-power-system-data.org/renewable_power_plants/2016-10-21/ | Open Power System Data | 1065676 | [13 empty] | 21.94 | NO-ESTIMATION | NO-ESTIMATION | NO-ESTIMATION | NO-ESTIMATION | CAPACITY-FACTOR-V1 | 20.87%
FRA | France | Boulay-Moselle |  | WRI1023974 | 30.5 | 49.1803 | 6.5191 | Wind | [5 empty] | Open Power System Data | http://data.open-power-system-data.org/renewable_power_plants/2016-10-21/ | Open Power System Data | [14 empty] | 55.77 | NO-ESTIMATION | NO-ESTIMATION | NO-ESTIMATION | NO-ESTIMATION | CAPACITY-FACTOR-V1 | 20.87%
FRA | France | Coume |  | WRI1024531 | 10 | 49.1970 | 6.5830 | Wind | [5 empty] | Open Power System Data | http://data.open-power-system-data.org/renewable_power_plants/2016-10-21/ | Open Power System Data | 1105061 | [13 empty] | 18.28 | NO-ESTIMATION | NO-ESTIMATION | NO-ESTIMATION | NO-ESTIMATION | CAPACITY-FACTOR-V1 | 20.87%
FRA | France | Audrieu |  | WRI1024581 | 9.2 | 49.2046 | -0.6043 | Wind | [5 empty] | Open Power System Data | http://data.open-power-system-data.org/renewable_power_plants/2016-10-21/ | Open Power System Data | 1060747 | [13 empty] | 16.82 | NO-ESTIMATION | NO-ESTIMATION | NO-ESTIMATION | NO-ESTIMATION | CAPACITY-FACTOR-V1 | 20.87%
FRA | France | Creutzwald |  | WRI1024532 | 10 | 49.2092 | 6.6815 | Wind | [5 empty] | Open Power System Data | http://data.open-power-system-data.org/renewable_power_plants/2016-10-21/ | Open Power System Data | [14 empty] | 18.28 | NO-ESTIMATION | NO-ESTIMATION | NO-ESTIMATION | NO-ESTIMATION | CAPACITY-FACTOR-V1 | 20.87%
FRA | France | TÃ©terchen |  | WRI1024618 | 9 | 49.2303 | 6.5678 | Wind | [5 empty] | Open Power System Data | http://data.open-power-system-data.org/renewable_power_plants/2016-10-21/ | Open Power System Data | 1059062 | [13 empty] | 16.45 | NO-ESTIMATION | NO-ESTIMATION | WIND-V1 | WIND-V1 | WIND-V1 | 20.87%
FRA | France | Gonfreville |  | WRI1024106 | 16.31 | 49.2312 | -1.4031 | Wind | [5 empty] | Open Power System Data | http://data.open-power-system-data.org/renewable_power_plants/2016-10-21/ | Open Power System Data | [14 empty] | 29.82 | HYDRO-V1 | HYDRO-V1 | HYDRO-V1 | HYDRO-V1 | HYDRO-V1 | 20.87%
FRA | France | Anoux |  | WRI1024466 | 10.25 | 49.2733 | 5.8648 | Wind | [5 empty] | Open Power System Data | http://data.open-power-system-data.org/renewable_power_plants/2016-10-21/ | Open Power System Data | [14 empty] | 18.74 | NO-ESTIMATION | NO-ESTIMATION | SOLAR-V1 | SOLAR-V1 | SOLAR-V1 | 20.87%
FRA | France | MÃ©autis |  | WRI1024658 | 8.4 | 49.2812 | -1.2951 | Wind | [5 empty] | Open Power System Data | http://data.open-power-system-data.org/renewable_power_plants/2016-10-21/ | Open Power System Data | [14 empty] | 15.36 | HYDRO-V1 | HYDRO-V1 | HYDRO-V1 | HYDRO-V1 | HYDRO-V1 | 20.87%
FRA | France | Baudreville |  | WRI1024389 | 11.5 | 49.3086 | -1.6244 | Wind | [5 empty] | Open Power System Data | http://data.open-power-system-data.org/renewable_power_plants/2016-10-21/ | Open Power System Data | [14 empty] | 21.03 | NO-ESTIMATION | NO-ESTIMATION | NO-ESTIMATION | NO-ESTIMATION | CAPACITY-FACTOR-V1 | 20.88%
FRA | France | Campigny |  | WRI1024504 | 10 | 49.3183 | 0.5617 | Wind | [5 empty] | Open Power System Data | http://data.open-power-system-data.org/renewable_power_plants/2016-10-21/ | Open Power System Data | 1113083 | [13 empty] | 18.28 | HYDRO-V1 | HYDRO-V1 | HYDRO-V1 | HYDRO-V1 | HYDRO-V1 | 20.87%
FRA | France | Contreuve |  | WRI1024229 | 12 | 49.3619 | 4.6155 | Wind | [5 empty] | Open Power System Data | http://data.open-power-system-data.org/renewable_power_plants/2016-10-21/ | Open Power System Data | [14 empty] | 21.94 | NO-ESTIMATION | NO-ESTIMATION | NO-ESTIMATION | NO-ESTIMATION | NO-ESTIMATION | 20.87%
FRA | France | Leffincourt |  | WRI1024050 | 20 | 49.3812 | 4.5504 | Wind | [5 empty] | Open Power System Data | http://data.open-power-system-data.org/renewable_power_plants/2016-10-21/ | Open Power System Data | 1084238 | [13 empty] | 36.57 | NO-ESTIMATION | NO-ESTIMATION | NO-ESTIMATION | NO-ESTIMATION | CAPACITY-FACTOR-V1 | 20.87%
FRA | France | FilliÃ¨res |  | WRI1024525 | 10 | 49.4117 | 5.8423 | Wind | [5 empty] | Open Power System Data | http://data.open-power-system-data.org/renewable_power_plants/2016-10-21/ | Open Power System Data | 1094960 | [13 empty] | 18.28 | HYDRO-V1 | HYDRO-V1 | HYDRO-V1 | HYDRO-V1 | HYDRO-V1 | 20.87%
FRA | France | Saint-Jacques-de-NÃ©hou |  | WRI1024464 | 10.25 | 49.4205 | -1.6160 | Wind | [5 empty] | Open Power System Data | http://data.open-power-system-data.org/renewable_power_plants/2016-10-21/ | Open Power System Data | [14 empty] | 18.74 | NO-ESTIMATION | NO-ESTIMATION | NO-ESTIMATION | NO-ESTIMATION | CAPACITY-FACTOR-V1 | 20.87%
FRA | France | Sortosville-en-Beaumont |  | WRI1024675 | 8.25 | 49.4248 | -1.7098 | Wind | [5 empty] | Open Power System Data | http://data.open-power-system-data.org/renewable_power_plants/2016-10-21/ | Open Power System Data | [14 empty] | 15.08 | NO-ESTIMATION | NO-ESTIMATION | NO-ESTIMATION | NO-ESTIMATION | NO-ESTIMATION | 20.87%
FRA | France | Litz |  | WRI1025016 | 4 | 49.4268 | 2.3232 | Wind | [5 empty] | Open Power System Data | http://data.open-power-system-data.org/renewable_power_plants/2016-10-21/ | Open Power System Data | [14 empty] | 7.31 | HYDRO-V1 | HYDRO-V1 | HYDRO-V1 | HYDRO-V1 | HYDRO-V1 | 20.86%
FRA | France | Beuveille |  | WRI1024716 | 8 | 49.4359 | 5.6758 | Wind | [5 empty] | Open Power System Data | http://data.open-power-system-data.org/renewable_power_plants/2016-10-21/ | Open Power System Data | [14 empty] | 14.63 | SOLAR-V1-NO-AGE | SOLAR-V1-NO-AGE | SOLAR-V1-NO-AGE | SOLAR-V1-NO-AGE | SOLAR-V1-NO-AGE | 20.88%
FRA | France | Doncourt-lÃ¨s-Longuyon |  | WRI1024848 | 6 | 49.4429 | 5.7144 | Wind | [5 empty] | Open Power System Data | http://data.open-power-system-data.org/renewable_power_plants/2016-10-21/ | Open Power System Data | [14 empty] | 10.97 | HYDRO-V1 | HYDRO-V1 | HYDRO-V1 | HYDRO-V1 | HYDRO-V1 | 20.87%
FRA | France | Saulces-Champenoises |  | WRI1024051 | 20 | 49.4465 | 4.5042 | Wind | [5 empty] | Open Power System Data | http://data.open-power-system-data.org/renewable_power_plants/2016-10-21/ | Open Power System Data | [14 empty] | 36.57 | NO-ESTIMATION | NO-ESTIMATION | NO-ESTIMATION | NO-ESTIMATION | NO-ESTIMATION | 20.87%
FRA | France | RÃ©mÃ©rangles |  | WRI1024011 | 24 | 49.4485 | 2.2911 | Wind | [5 empty] | Open Power System Data | http://data.open-power-system-data.org/renewable_power_plants/2016-10-21/ | Open Power System Data | [14 empty] | 43.89 | HYDRO-V1 | HYDRO-V1 | HYDRO-V1 | HYDRO-V1 | HYDRO-V1 | 20.88%
FRA | France | Saint-Loup-en-Champagne |  | WRI1023985 | 26 | 49.4505 | 4.2684 | Wind | [5 empty] | Open Power System Data | http://data.open-power-system-data.org/renewable_power_plants/2016-10-21/ | Open Power System Data | [14 empty] | 47.54 | NO-ESTIMATION | NO-ESTIMATION | NO-ESTIMATION | NO-ESTIMATION | CAPACITY-FACTOR-V1 | 20.87%
FRA | France | Viviers-sur-Chiers |  | WRI1024041 | 20.8 | 49.4655 | 5.6314 | Wind | [5 empty] | Open Power System Data | http://data.open-power-system-data.org/renewable_power_plants/2016-10-21/ | Open Power System Data | 1072419 | [13 empty] | 38.03 | HYDRO-V1 | HYDRO-V1 | HYDRO-V1 | HYDRO-V1 | HYDRO-V1 | 20.87%
FRA | France | Avesnes-en-Bray |  | WRI1024329 | 12 | 49.4730 | 1.6756 | Wind | [5 empty] | Open Power System Data | http://data.open-power-system-data.org/renewable_power_plants/2016-10-21/ | Open Power System Data | [14 empty] | 21.94 | WIND-V1 | WIND-V1 | WIND-V1 | WIND-V1 | WIND-V1 | 20.87%
FRA | France | Haucourt-Moulaine |  | WRI1025235 | 2.2 | 49.4964 | 5.8074 | Wind | [5 empty] | Open Power System Data | http://data.open-power-system-data.org/renewable_power_plants/2016-10-21/ | Open Power System Data | 1072418 | [13 empty] | 4.02 | NO-ESTIMATION | NO-ESTIMATION | NO-ESTIMATION | NO-ESTIMATION | CAPACITY-FACTOR-V1 | 20.86%
FRA | France | Stenay |  | WRI1024393 | 11.5 | 49.5005 | 5.1981 | Wind | [5 empty] | Open Power System Data | http://data.open-power-system-data.org/renewable_power_plants/2016-10-21/ | Open Power System Data | 1069063 | [13 empty] | 21.03 | NO-ESTIMATION | NO-ESTIMATION | NO-ESTIMATION | NO-ESTIMATION | CAPACITY-FACTOR-V1 | 20.88%
FRA | France | Tellancourt |  | WRI1024118 | 16 | 49.5090 | 5.6303 | Wind | [5 empty] | Open Power System Data | http://data.open-power-system-data.org/renewable_power_plants/2016-10-21/ | Open Power System Data | [14 empty] | 29.26 | NO-ESTIMATION | NO-ESTIMATION | NO-ESTIMATION | NO-ESTIMATION | CAPACITY-FACTOR-V1 | 20.88%
FRA | France | Allondrelle-la-Malmaison |  | WRI1024436 | 10.76 | 49.5112 | 5.5684 | Wind | [5 empty] | Open Power System Data | http://data.open-power-system-data.org/renewable_power_plants/2016-10-21/ | Open Power System Data | [14 empty] | 19.67 | NO-ESTIMATION | NO-ESTIMATION | NO-ESTIMATION | NO-ESTIMATION | CAPACITY-FACTOR-V1 | 20.87%
FRA | France | Saint-Just-en-ChaussÃ©e |  | WRI1024783 | 6.9 | 49.5114 | 2.4175 | Wind | [5 empty] | Open Power System Data | http://data.open-power-system-data.org/renewable_power_plants/2016-10-21/ | Open Power System Data | [14 empty] | 12.61 | NO-ESTIMATION | NO-ESTIMATION | NO-ESTIMATION | NO-ESTIMATION | CAPACITY-FACTOR-V1 | 20.86%
FRA | France | Saint-Germainmont |  | WRI1024044 | 20.5 | 49.5210 | 4.1350 | Wind | [5 empty] | Open Power System Data | http://data.open-power-system-data.org/renewable_power_plants/2016-10-21/ | Open Power System Data | [14 empty] | 37.48 | NO-ESTIMATION | NO-ESTIMATION | NO-ESTIMATION | NO-ESTIMATION | CAPACITY-FACTOR-V1 | 20.87%
FRA | France | Barby |  | WRI1024488 | 10 | 49.5251 | 4.3157 | Wind | [5 empty] | Open Power System Data | http://data.open-power-system-data.org/renewable_power_plants/2016-10-21/ | Open Power System Data | [14 empty] | 18.28 | NO-ESTIMATION | NO-ESTIMATION | NO-ESTIMATION | NO-ESTIMATION | CAPACITY-FACTOR-V1 | 20.87%
FRA | France | ChÃ¢teau-Porcien |  | WRI1024489 | 10 | 49.5342 | 4.2472 | Wind | [5 empty] | Open Power System Data | http://data.open-power-system-data.org/renewable_power_plants/2016-10-21/ | Open Power System Data | [14 empty] | 18.28 | NO-ESTIMATION | NO-ESTIMATION | NO-ESTIMATION | NO-ESTIMATION | CAPACITY-FACTOR-V1 | 20.87%
FRA | France | Le Thour |  | WRI1024000 | 24 | 49.5455 | 4.0908 | Wind | [5 empty] | Open Power System Data | http://data.open-power-system-data.org/renewable_power_plants/2016-10-21/ | Open Power System Data | [14 empty] | 43.89 | NO-ESTIMATION | NO-ESTIMATION | NO-ESTIMATION | NO-ESTIMATION | CAPACITY-FACTOR-V1 | 20.88%
FRA | France | Noyers-Saint-Martin |  | WRI1024318 | 12 | 49.5469 | 2.2660 | Wind | [5 empty] | Open Power System Data | http://data.open-power-system-data.org/renewable_power_plants/2016-10-21/ | Open Power System Data | 1105049 | [13 empty] | 21.94 | NO-ESTIMATION | NO-ESTIMATION | NO-ESTIMATION | NO-ESTIMATION | CAPACITY-FACTOR-V1 | 20.87%
FRA | France | Quinquempoix |  | WRI1024397 | 11.5 | 49.5472 | 2.4189 | Wind | [5 empty] | Open Power System Data | http://data.open-power-system-data.org/renewable_power_plants/2016-10-21/ | Open Power System Data | [14 empty] | 21.03 | NO-ESTIMATION | NO-ESTIMATION | NO-ESTIMATION | NO-ESTIMATION | CAPACITY-FACTOR-V1 | 20.88%
FRA | France | Sorbon |  | WRI1024793 | 6.6 | 49.5514 | 4.3721 | Wind | [5 empty] | Open Power System Data | http://data.open-power-system-data.org/renewable_power_plants/2016-10-21/ | Open Power System Data | 1083002 | [13 empty] | 12.06 | NO-ESTIMATION | NO-ESTIMATION | NO-ESTIMATION | NO-ESTIMATION | CAPACITY-FACTOR-V1 | 20.86%
FRA | France | Ã‰cly |  | WRI1024490 | 10 | 49.5543 | 4.2870 | Wind | [5 empty] | Open Power System Data | http://data.open-power-system-data.org/renewable_power_plants/2016-10-21/ | Open Power System Data | 1062803 | [13 empty] | 18.28 | NO-ESTIMATION | NO-ESTIMATION | NO-ESTIMATION | NO-ESTIMATION | CAPACITY-FACTOR-V1 | 20.87%
FRA | France | Ansauvillers |  | WRI1024395 | 11.5 | 49.5670 | 2.3874 | Wind | [5 empty] | Open Power System Data | http://data.open-power-system-data.org/renewable_power_plants/2016-10-21/ | Open Power System Data | [14 empty] | 21.03 | NO-ESTIMATION | NO-ESTIMATION | NO-ESTIMATION | NO-ESTIMATION | CAPACITY-FACTOR-V1 | 20.88%
FRA | France | Saint-AndrÃ©-Farivillers |  | WRI1024398 | 11.5 | 49.5819 | 2.3001 | Wind | [5 empty] | Open Power System Data | http://data.open-power-system-data.org/renewable_power_plants/2016-10-21/ | Open Power System Data | 1070650 | [13 empty] | 21.03 | NO-ESTIMATION | NO-ESTIMATION | NO-ESTIMATION | NO-ESTIMATION | CAPACITY-FACTOR-V1 | 20.88%
FRA | France | Bonvillers |  | WRI1024396 | 11.5 | 49.5854 | 2.3517 | Wind | [5 empty] | Open Power System Data | http://data.open-power-system-data.org/renewable_power_plants/2016-10-21/ | Open Power System Data | 1093723 | [13 empty] | 21.03 | HYDRO-V1 | HYDRO-V1 | HYDRO-V1 | HYDRO-V1 | HYDRO-V1 | 20.88%
FRA | France | Raucourt-et-Flaba |  | WRI1024230 | 12 | 49.5896 | 4.9623 | Wind | [5 empty] | Open Power System Data | http://data.open-power-system-data.org/renewable_power_plants/2016-10-21/ | Open Power System Data | [14 empty] | 21.94 | HYDRO-V1 | HYDRO-V1 | HYDRO-V1 | HYDRO-V1 | HYDRO-V1 | 20.87%
FRA | France | Francastel |  | WRI1024315 | 12 | 49.5899 | 2.1485 | Wind | [5 empty] | Open Power System Data | http://data.open-power-system-data.org/renewable_power_plants/2016-10-21/ | Open Power System Data | [14 empty] | 21.94 | NO-ESTIMATION | NO-ESTIMATION | NO-ESTIMATION | NO-ESTIMATION | CAPACITY-FACTOR-V1 | 20.87%
FRA | France | Vaux-lÃ¨s-Mouzon |  | WRI1024762 | 7.269 | 49.6033 | 5.1364 | Wind | [5 empty] | Open Power System Data | http://data.open-power-system-data.org/renewable_power_plants/2016-10-21/ | Open Power System Data | [14 empty] | 13.29 | HYDRO-V1 | HYDRO-V1 | HYDRO-V1 | HYDRO-V1 | HYDRO-V1 | 20.87%
FRA | France | Lihus |  | WRI1024010 | 24 | 49.6045 | 2.0387 | Wind | [5 empty] | Open Power System Data | http://data.open-power-system-data.org/renewable_power_plants/2016-10-21/ | Open Power System Data | 1080934 | [13 empty] | 43.89 | HYDRO-V1 | HYDRO-V1 | HYDRO-V1 | HYDRO-V1 | HYDRO-V1 | 20.88%
FRA | France | CrÃ¨vecoeur-le-Grand |  | WRI1024312 | 12 | 49.6128 | 2.0851 | Wind | [5 empty] | Open Power System Data | http://data.open-power-system-data.org/renewable_power_plants/2016-10-21/ | Open Power System Data | [14 empty] | 21.94 | NO-ESTIMATION | NO-ESTIMATION | NO-ESTIMATION | NO-ESTIMATION | CAPACITY-FACTOR-V1 | 20.87%
FRA | France | SÃ©vigny-Waleppe |  | WRI1024075 | 18.45 | 49.6174 | 4.0803 | Wind | [5 empty] | Open Power System Data | http://data.open-power-system-data.org/renewable_power_plants/2016-10-21/ | Open Power System Data | [14 empty] | 33.74 | WIND-V1 | WIND-V1 | WIND-V1 | WIND-V1 | WIND-V1 | 20.88%
FRA | France | HÃ©tomesnil |  | WRI1024316 | 12 | 49.6316 | 2.0404 | Wind | [5 empty] | Open Power System Data | http://data.open-power-system-data.org/renewable_power_plants/2016-10-21/ | Open Power System Data | 1080935 | [13 empty] | 21.94 | NO-ESTIMATION | WIND-V1 | WIND-V1 | WIND-V1 | WIND-V1 | 20.87%
FRA | France | Breteuil |  | WRI1024311 | 12 | 49.6340 | 2.2921 | Wind | [5 empty] | Open Power System Data | http://data.open-power-system-data.org/renewable_power_plants/2016-10-21/ | Open Power System Data | 1073934 | [13 empty] | 21.94 | HYDRO-V1 | HYDRO-V1 | HYDRO-V1 | HYDRO-V1 | HYDRO-V1 | 20.87%
FRA | France | Boutavent |  | WRI1025187 | 2.4 | 49.6384 | 1.7525 | Wind | [5 empty] | Open Power System Data | http://data.open-power-system-data.org/renewable_power_plants/2016-10-21/ | Open Power System Data | 1088958 | [13 empty] | 4.38 | HYDRO-V1 | HYDRO-V1 | HYDRO-V1 | HYDRO-V1 | HYDRO-V1 | 20.83%
FRA | France | Beuvraignes |  | WRI1024540 | 10 | 49.6388 | 2.7757 | Wind | [5 empty] | Open Power System Data | http://data.open-power-system-data.org/renewable_power_plants/2016-10-21/ | Open Power System Data | 1101646 | [13 empty] | 18.28 | NO-ESTIMATION | NO-ESTIMATION | NO-ESTIMATION | NO-ESTIMATION | CAPACITY-FACTOR-V1 | 20.87%
FRA | France | Montdidier |  | WRI1024731 | 8 | 49.6478 | 2.5687 | Wind | [5 empty] | Open Power System Data | http://data.open-power-system-data.org/renewable_power_plants/2016-10-21/ | Open Power System Data | [14 empty] | 14.63 | NO-ESTIMATION | NO-ESTIMATION | NO-ESTIMATION | NO-ESTIMATION | NO-ESTIMATION | 20.88%
FRA | France | Clitourps |  | WRI1025075 | 3.3 | 49.6513 | -1.3719 | Wind | [5 empty] | Open Power System Data | http://data.open-power-system-data.org/renewable_power_plants/2016-10-21/ | Open Power System Data | 1068994 | [13 empty] | 6.03 | NO-ESTIMATION | NO-ESTIMATION | NO-ESTIMATION | NO-ESTIMATION | NO-ESTIMATION | 20.86%
FRA | France | Renneville |  | WRI1024074 | 18.45 | 49.6513 | 4.1360 | Wind | [5 empty] | Open Power System Data | http://data.open-power-system-data.org/renewable_power_plants/2016-10-21/ | Open Power System Data | 1102175 | [13 empty] | 33.74 | NO-ESTIMATION | NO-ESTIMATION | NO-ESTIMATION | NO-ESTIMATION | CAPACITY-FACTOR-V1 | 20.88%
FRA | France | Esquennoy |  | WRI1024314 | 12 | 49.6549 | 2.2698 | Wind | [5 empty] | Open Power System Data | http://data.open-power-system-data.org/renewable_power_plants/2016-10-21/ | Open Power System Data | 1098204 | [13 empty] | 21.94 | NO-ESTIMATION | NO-ESTIMATION | NO-ESTIMATION | NO-ESTIMATION | NO-ESTIMATION | 20.87%
FRA | France | MontlouÃ© |  | WRI1024183 | 12.6 | 49.6675 | 4.0627 | Wind | [5 empty] | Open Power System Data | http://data.open-power-system-data.org/renewable_power_plants/2016-10-21/ | Open Power System Data | 1080254 | [13 empty] | 23.04 | NO-ESTIMATION | NO-ESTIMATION | NO-ESTIMATION | NO-ESTIMATION | CAPACITY-FACTOR-V1 | 20.87%
FRA | France | Laucourt |  | WRI1024546 | 10 | 49.6722 | 2.7617 | Wind | [5 empty] | Open Power System Data | http://data.open-power-system-data.org/renewable_power_plants/2016-10-21/ | Open Power System Data | 1101645 | [13 empty] | 18.28 | NO-ESTIMATION | NO-ESTIMATION | NO-ESTIMATION | NO-ESTIMATION | CAPACITY-FACTOR-V1 | 20.87%
FRA | France | Roye |  | WRI1023968 | 34 | 49.6727 | 2.7927 | Wind | [5 empty] | Open Power System Data | http://data.open-power-system-data.org/renewable_power_plants/2016-10-21/ | Open Power System Data | [14 empty] | 62.17 | NO-ESTIMATION | NO-ESTIMATION | NO-ESTIMATION | NO-ESTIMATION | CAPACITY-FACTOR-V1 | 20.87%
FRA | France | Criquiers |  | WRI1024795 | 6.6 | 49.6761 | 1.7018 | Wind | [5 empty] | Open Power System Data | http://data.open-power-system-data.org/renewable_power_plants/2016-10-21/ | Open Power System Data | [14 empty] | 12.06 | NO-ESTIMATION | NO-ESTIMATION | NO-ESTIMATION | NO-ESTIMATION | CAPACITY-FACTOR-V1 | 20.86%
FRA | France | Lislet |  | WRI1024428 | 10.85 | 49.6766 | 4.0216 | Wind | [5 empty] | Open Power System Data | http://data.open-power-system-data.org/renewable_power_plants/2016-10-21/ | Open Power System Data | 1093035 | [13 empty] | 19.84 | NO-ESTIMATION | NO-ESTIMATION | NO-ESTIMATION | NO-ESTIMATION | CAPACITY-FACTOR-V1 | 20.87%
FRA | France | Bonneuil-les-Eaux |  | WRI1024310 | 12 | 49.6805 | 2.2435 | Wind | [5 empty] | Open Power System Data | http://data.open-power-system-data.org/renewable_power_plants/2016-10-21/ | Open Power System Data | [14 empty] | 21.94 | NO-ESTIMATION | NO-ESTIMATION | NO-ESTIMATION | NO-ESTIMATION | CAPACITY-FACTOR-V1 | 20.87%
FRA | France | Villeselve |  | WRI1024468 | 10.25 | 49.6861 | 3.1125 | Wind | [5 empty] | Open Power System Data | http://data.open-power-system-data.org/renewable_power_plants/2016-10-21/ | Open Power System Data | [14 empty] | 18.74 | NO-ESTIMATION | NO-ESTIMATION | NO-ESTIMATION | NO-ESTIMATION | CAPACITY-FACTOR-V1 | 20.87%
FRA | France | Montcornet |  | WRI1024429 | 10.85 | 49.6887 | 4.0296 | Wind | [5 empty] | Open Power System Data | http://data.open-power-system-data.org/renewable_power_plants/2016-10-21/ | Open Power System Data | [14 empty] | 19.84 | NO-ESTIMATION | NO-ESTIMATION | NO-ESTIMATION | NO-ESTIMATION | CAPACITY-FACTOR-V1 | 20.87%
FRA | France | Dargies |  | WRI1024313 | 12 | 49.6988 | 1.9814 | Wind | [5 empty] | Open Power System Data | http://data.open-power-system-data.org/renewable_power_plants/2016-10-21/ | Open Power System Data | [14 empty] | 21.94 | NO-ESTIMATION | NO-ESTIMATION | NO-ESTIMATION | NO-ESTIMATION | CAPACITY-FACTOR-V1 | 20.87%
FRA | France | Autremencourt |  | WRI1024139 | 14.5 | 49.7049 | 3.7939 | Wind | [5 empty] | Open Power System Data | http://data.open-power-system-data.org/renewable_power_plants/2016-10-21/ | Open Power System Data | 1103900 | [13 empty] | 26.51 | NO-ESTIMATION | NO-ESTIMATION | NO-ESTIMATION | NO-ESTIMATION | CAPACITY-FACTOR-V1 | 20.87%
FRA | France | Harcanville |  | WRI1024597 | 9.2 | 49.7080 | 0.7684 | Wind | [5 empty] | Open Power System Data | http://data.open-power-system-data.org/renewable_power_plants/2016-10-21/ | Open Power System Data | 1112037 | [13 empty] | 16.82 | NO-ESTIMATION | NO-ESTIMATION | NO-ESTIMATION | NO-ESTIMATION | CAPACITY-FACTOR-V1 | 20.87%
FRA | France | Sourdon |  | WRI1024162 | 13.8 | 49.7080 | 2.4008 | Wind | [5 empty] | Open Power System Data | http://data.open-power-system-data.org/renewable_power_plants/2016-10-21/ | Open Power System Data | [14 empty] | 25.23 | NO-ESTIMATION | NO-ESTIMATION | NO-ESTIMATION | NO-ESTIMATION | CAPACITY-FACTOR-V1 | 20.87%
FRA | France | Lannoy-CuillÃ¨re |  | WRI1024317 | 12 | 49.7089 | 1.7361 | Wind | [5 empty] | Open Power System Data | http://data.open-power-system-data.org/renewable_power_plants/2016-10-21/ | Open Power System Data | [14 empty] | 21.94 | NO-ESTIMATION | NO-ESTIMATION | NO-ESTIMATION | NO-ESTIMATION | CAPACITY-FACTOR-V1 | 20.87%
FRA | France | Hargicourt |  | WRI1024112 | 16.2 | 49.7132 | 2.5195 | Wind | [5 empty] | Open Power System Data | http://data.open-power-system-data.org/renewable_power_plants/2016-10-21/ | Open Power System Data | 1088967 | [13 empty] | 29.62 | HYDRO-V1 | HYDRO-V1 | HYDRO-V1 | HYDRO-V1 | HYDRO-V1 | 20.87%
FRA | France | La Neuville-Bosmont |  | WRI1024224 | 12 | 49.7149 | 3.8333 | Wind | [5 empty] | Open Power System Data | http://data.open-power-system-data.org/renewable_power_plants/2016-10-21/ | Open Power System Data | [14 empty] | 21.94 | HYDRO-V1 | HYDRO-V1 | HYDRO-V1 | HYDRO-V1 | HYDRO-V1 | 20.87%
FRA | France | Thory |  | WRI1024163 | 13.8 | 49.7200 | 2.4307 | Wind | [5 empty] | Open Power System Data | http://data.open-power-system-data.org/renewable_power_plants/2016-10-21/ | Open Power System Data | [14 empty] | 25.23 | HYDRO-V1 | HYDRO-V1 | HYDRO-V1 | HYDRO-V1 | HYDRO-V1 | 20.87%
FRA | France | Ronchois |  | WRI1024331 | 12 | 49.7240 | 1.6232 | Wind | [5 empty] | Open Power System Data | http://data.open-power-system-data.org/renewable_power_plants/2016-10-21/ | Open Power System Data | 1080042 | [13 empty] | 21.94 | HYDRO-V1 | HYDRO-V1 | HYDRO-V1 | HYDRO-V1 | HYDRO-V1 | 20.87%
FRA | France | Gruny |  | WRI1024598 | 9.2 | 49.7262 | 2.8171 | Wind | [5 empty] | Open Power System Data | http://data.open-power-system-data.org/renewable_power_plants/2016-10-21/ | Open Power System Data | [14 empty] | 16.82 | HYDRO-V1 | HYDRO-V1 | HYDRO-V1 | HYDRO-V1 | HYDRO-V1 | 20.87%
FRA | France | Hescamps |  | WRI1024853 | 6 | 49.7289 | 1.8781 | Wind | [5 empty] | Open Power System Data | http://data.open-power-system-data.org/renewable_power_plants/2016-10-21/ | Open Power System Data | 1080443 | [13 empty] | 10.97 | NO-ESTIMATION | NO-ESTIMATION | NO-ESTIMATION | NO-ESTIMATION | NO-ESTIMATION | 20.87%
FRA | France | Damery |  | WRI1024411 | 11.4 | 49.7306 | 2.7362 | Wind | [5 empty] | Open Power System Data | http://data.open-power-system-data.org/renewable_power_plants/2016-10-21/ | Open Power System Data | [14 empty] | 20.84 | HYDRO-V1 | HYDRO-V1 | HYDRO-V1 | HYDRO-V1 | HYDRO-V1 | 20.87%
FRA | France | Rethonvillers |  | WRI1024092 | 17.7 | 49.7362 | 2.8559 | Wind | [5 empty] | Open Power System Data | http://data.open-power-system-data.org/renewable_power_plants/2016-10-21/ | Open Power System Data | 1112046 | [13 empty] | 32.36 | NO-ESTIMATION | NO-ESTIMATION | WIND-V1 | WIND-V1 | WIND-V1 | 20.87%
FRA | France | Saint-Pierre-BÃ©nouville |  | WRI1024332 | 12 | 49.7377 | 0.9745 | Wind | [5 empty] | Open Power System Data | http://data.open-power-system-data.org/renewable_power_plants/2016-10-21/ | Open Power System Data | [14 empty] | 21.94 | HYDRO-V1 | HYDRO-V1 | HYDRO-V1 | HYDRO-V1 | HYDRO-V1 | 20.87%
FRA | France | Ardouval |  | WRI1024327 | 12 | 49.7414 | 1.2723 | Wind | [5 empty] | Open Power System Data | http://data.open-power-system-data.org/renewable_power_plants/2016-10-21/ | Open Power System Data | 1103899 | [13 empty] | 21.94 | HYDRO-V1 | HYDRO-V1 | HYDRO-V1 | HYDRO-V1 | HYDRO-V1 | 20.87%
FRA | France | Brissy-HamÃ©gicourt |  | WRI1024831 | 6 | 49.7429 | 3.4004 | Wind | [5 empty] | Open Power System Data | http://data.open-power-system-data.org/renewable_power_plants/2016-10-21/ | Open Power System Data | 1074005 | [13 empty] | 10.97 | HYDRO-V1 | HYDRO-V1 | HYDRO-V1 | HYDRO-V1 | HYDRO-V1 | 20.87%
FRA | France | Hombleux |  | WRI1024088 | 18 | 49.7434 | 2.9916 | Wind | [5 empty] | Open Power System Data | http://data.open-power-system-data.org/renewable_power_plants/2016-10-21/ | Open Power System Data | [14 empty] | 32.91 | HYDRO-V1 | HYDRO-V1 | HYDRO-V1 | HYDRO-V1 | HYDRO-V1 | 20.87%
FRA | France | Illois |  | WRI1024621 | 9 | 49.7452 | 1.6461 | Wind | [5 empty] | Open Power System Data | http://data.open-power-system-data.org/renewable_power_plants/2016-10-21/ | Open Power System Data | [14 empty] | 16.45 | NO-ESTIMATION | NO-ESTIMATION | NO-ESTIMATION | NO-ESTIMATION | CAPACITY-FACTOR-V1 | 20.87%
FRA | France | Hangest-en-Santerre |  | WRI1024342 | 12 | 49.7517 | 2.6020 | Wind | [5 empty] | Open Power System Data | http://data.open-power-system-data.org/renewable_power_plants/2016-10-21/ | Open Power System Data | [14 empty] | 21.94 | NO-ESTIMATION | NO-ESTIMATION | NO-ESTIMATION | NO-ESTIMATION | CAPACITY-FACTOR-V1 | 20.87%
FRA | France | Artemps |  | WRI1024478 | 10.12 | 49.7615 | 3.1974 | Wind | [5 empty] | Open Power System Data | http://data.open-power-system-data.org/renewable_power_plants/2016-10-21/ | Open Power System Data | [14 empty] | 18.5 | HYDRO-V1 | HYDRO-V1 | HYDRO-V1 | HYDRO-V1 | HYDRO-V1 | 20.87%
FRA | France | SÃ©ry-lÃ¨s-MÃ©ziÃ¨res |  | WRI1024695 | 8 | 49.7650 | 3.4235 | Wind | [5 empty] | Open Power System Data | http://data.open-power-system-data.org/renewable_power_plants/2016-10-21/ | Open Power System Data | [14 empty] | 14.63 | NO-ESTIMATION | NO-ESTIMATION | NO-ESTIMATION | NO-ESTIMATION | NO-ESTIMATION | 20.88%
FRA | France | Rouy-le-Petit |  | WRI1024104 | 16.4 | 49.7656 | 2.9528 | Wind | [5 empty] | Open Power System Data | http://data.open-power-system-data.org/renewable_power_plants/2016-10-21/ | Open Power System Data | [14 empty] | 29.99 | NO-ESTIMATION | NO-ESTIMATION | NO-ESTIMATION | NO-ESTIMATION | NO-ESTIMATION | 20.88%
FRA | France | Oresmaux |  | WRI1024346 | 12 | 49.7662 | 2.2691 | Wind | [5 empty] | Open Power System Data | http://data.open-power-system-data.org/renewable_power_plants/2016-10-21/ | Open Power System Data | 1070755 | [13 empty] | 21.94 | HYDRO-V1 | HYDRO-V1 | HYDRO-V1 | HYDRO-V1 | HYDRO-V1 | 20.87%
FRA | France | Villers-le-Sec |  | WRI1024832 | 6 | 49.7713 | 3.5038 | Wind | [5 empty] | Open Power System Data | http://data.open-power-system-data.org/renewable_power_plants/2016-10-21/ | Open Power System Data | 1074008 | [13 empty] | 10.97 | SOLAR-V1-NO-AGE | SOLAR-V1-NO-AGE | SOLAR-V1-NO-AGE | SOLAR-V1-NO-AGE | SOLAR-V1-NO-AGE | 20.87%
FRA | France | Morvillers-Saint-Saturnin |  | WRI1024345 | 12 | 49.7785 | 1.8154 | Wind | [5 empty] | Open Power System Data | http://data.open-power-system-data.org/renewable_power_plants/2016-10-21/ | Open Power System Data | [14 empty] | 21.94 | NO-ESTIMATION | NO-ESTIMATION | NO-ESTIMATION | NO-ESTIMATION | CAPACITY-FACTOR-V1 | 20.87%
FRA | France | CauliÃ¨res |  | WRI1024094 | 17.5 | 49.7864 | 1.8994 | Wind | [5 empty] | Open Power System Data | http://data.open-power-system-data.org/renewable_power_plants/2016-10-21/ | Open Power System Data | [14 empty] | 32 | HYDRO-V1 | HYDRO-V1 | HYDRO-V1 | HYDRO-V1 | HYDRO-V1 | 20.87%
FRA | France | Ribemont |  | WRI1024486 | 10 | 49.7885 | 3.4706 | Wind | [5 empty] | Open Power System Data | http://data.open-power-system-data.org/renewable_power_plants/2016-10-21/ | Open Power System Data | 1074007 | [13 empty] | 18.28 | NO-ESTIMATION | NO-ESTIMATION | NO-ESTIMATION | NO-ESTIMATION | NO-ESTIMATION | 20.87%
FRA | France | Moyencourt-lÃ¨s-Poix |  | WRI1024405 | 11.5 | 49.7914 | 2.0408 | Wind | [5 empty] | Open Power System Data | http://data.open-power-system-data.org/renewable_power_plants/2016-10-21/ | Open Power System Data | [14 empty] | 21.03 | HYDRO-V1 | HYDRO-V1 | HYDRO-V1 | HYDRO-V1 | HYDRO-V1 | 20.88%
FRA | France | Croixrault |  | WRI1025213 | 2.3 | 49.7940 | 1.9867 | Wind | [5 empty] | Open Power System Data | http://data.open-power-system-data.org/renewable_power_plants/2016-10-21/ | Open Power System Data | 1066157 | [13 empty] | 4.2 | NO-ESTIMATION | NO-ESTIMATION | NO-ESTIMATION | NO-ESTIMATION | CAPACITY-FACTOR-V1 | 20.85%
FRA | France | Pertain |  | WRI1024207 | 12.3 | 49.8059 | 2.8682 | Wind | [5 empty] | Open Power System Data | http://data.open-power-system-data.org/renewable_power_plants/2016-10-21/ | Open Power System Data | [14 empty] | 22.49 | HYDRO-V1 | HYDRO-V1 | HYDRO-V1 | HYDRO-V1 | HYDRO-V1 | 20.87%
FRA | France | Caix |  | WRI1024339 | 12 | 49.8105 | 2.6453 | Wind | [5 empty] | Open Power System Data | http://data.open-power-system-data.org/renewable_power_plants/2016-10-21/ | Open Power System Data | [14 empty] | 21.94 | HYDRO-V1 | HYDRO-V1 | HYDRO-V1 | HYDRO-V1 | HYDRO-V1 | 20.87%
FRA | France | Brachy |  | WRI1024330 | 12 | 49.8161 | 0.9491 | Wind | [5 empty] | Open Power System Data | http://data.open-power-system-data.org/renewable_power_plants/2016-10-21/ | Open Power System Data | 1105052 | [13 empty] | 21.94 | HYDRO-V1 | HYDRO-V1 | HYDRO-V1 | HYDRO-V1 | HYDRO-V1 | 20.87%
FRA | France | Lafresguimont-Saint-Martin |  | WRI1024343 | 12 | 49.8228 | 1.8101 | Wind | [5 empty] | Open Power System Data | http://data.open-power-system-data.org/renewable_power_plants/2016-10-21/ | Open Power System Data | [14 empty] | 21.94 | HYDRO-V1 | HYDRO-V1 | HYDRO-V1 | HYDRO-V1 | HYDRO-V1 | 20.87%
FRA | France | Callengeville |  | WRI1023994 | 24.5 | 49.8242 | 1.5219 | Wind | [5 empty] | Open Power System Data | http://data.open-power-system-data.org/renewable_power_plants/2016-10-21/ | Open Power System Data | 1067731 | [13 empty] | 44.8 | HYDRO-V1 | HYDRO-V1 | HYDRO-V1 | HYDRO-V1 | HYDRO-V1 | 20.87%
FRA | France | Saint-Pierre-le-Viger |  | WRI1024333 | 12 | 49.8261 | 0.8502 | Wind | [5 empty] | Open Power System Data | http://data.open-power-system-data.org/renewable_power_plants/2016-10-21/ | Open Power System Data | [14 empty] | 21.94 | HYDRO-V1 | HYDRO-V1 | HYDRO-V1 | HYDRO-V1 | HYDRO-V1 | 20.87%
FRA | France | Lihons |  | WRI1024344 | 12 | 49.8284 | 2.7555 | Wind | [5 empty] | Open Power System Data | http://data.open-power-system-data.org/renewable_power_plants/2016-10-21/ | Open Power System Data | [14 empty] | 21.94 | NO-ESTIMATION | NO-ESTIMATION | NO-ESTIMATION | NO-ESTIMATION | CAPACITY-FACTOR-V1 | 20.87%
FRA | France | Champlin |  | WRI1023980 | 27.5 | 49.8320 | 4.2979 | Wind | [5 empty] | Open Power System Data | http://data.open-power-system-data.org/renewable_power_plants/2016-10-21/ | Open Power System Data | [14 empty] | 50.29 | NO-ESTIMATION | NO-ESTIMATION | NO-ESTIMATION | NO-ESTIMATION | CAPACITY-FACTOR-V1 | 20.88%
FRA | France | Ablaincourt-Pressoir |  | WRI1024142 | 14.35 | 49.8414 | 2.8247 | Wind | [5 empty] | Open Power System Data | http://data.open-power-system-data.org/renewable_power_plants/2016-10-21/ | Open Power System Data | [14 empty] | 26.24 | WIND-V1 | WIND-V1 | WIND-V1 | WIND-V1 | WIND-V1 | 20.87%
FRA | France | Gueures |  | WRI1024758 | 7.5 | 49.8425 | 0.9558 | Wind | [5 empty] | Open Power System Data | http://data.open-power-system-data.org/renewable_power_plants/2016-10-21/ | Open Power System Data | 1105058 | [13 empty] | 13.71 | NO-ESTIMATION | NO-ESTIMATION | NO-ESTIMATION | NO-ESTIMATION | WIND-V1 | 20.87%
FRA | France | Vauvillers |  | WRI1024350 | 12 | 49.8429 | 2.7066 | Wind | [5 empty] | Open Power System Data | http://data.open-power-system-data.org/renewable_power_plants/2016-10-21/ | Open Power System Data | 1080972 | [13 empty] | 21.94 | WIND-V1 | WIND-V1 | WIND-V1 | WIND-V1 | WIND-V1 | 20.87%
FRA | France | Veulettes-sur-Mer |  | WRI1024727 | 8 | 49.8454 | 0.5876 | Wind | [5 empty] | Open Power System Data | http://data.open-power-system-data.org/renewable_power_plants/2016-10-21/ | Open Power System Data | 1078747 | [13 empty] | 14.63 | NO-ESTIMATION | NO-ESTIMATION | NO-ESTIMATION | NO-ESTIMATION | WIND-V1 | 20.88%
FRA | France | Saint-Quentin |  | WRI1024422 | 11 | 49.8473 | 3.2779 | Wind | [5 empty] | Open Power System Data | http://data.open-power-system-data.org/renewable_power_plants/2016-10-21/ | Open Power System Data | [14 empty] | 20.11 | NO-ESTIMATION | NO-ESTIMATION | NO-ESTIMATION | NO-ESTIMATION | WIND-V1 | 20.87%
FRA | France | Manneville-Ã¨s-Plains |  | WRI1024161 | 13.8 | 49.8582 | 0.7510 | Wind | [5 empty] | Open Power System Data | http://data.open-power-system-data.org/renewable_power_plants/2016-10-21/ | Open Power System Data | 1071924 | [13 empty] | 25.23 | WIND-V1 | WIND-V1 | WIND-V1 | WIND-V1 | WIND-V1 | 20.87%
FRA | France | Framerville-Rainecourt |  | WRI1024341 | 12 | 49.8633 | 2.7201 | Wind | [5 empty] | Open Power System Data | http://data.open-power-system-data.org/renewable_power_plants/2016-10-21/ | Open Power System Data | [14 empty] | 21.94 | WIND-V1 | WIND-V1 | WIND-V1 | WIND-V1 | WIND-V1 | 20.87%
FRA | France | Bougainville |  | WRI1024031 | 22 | 49.8646 | 2.0463 | Wind | [5 empty] | Open Power System Data | http://data.open-power-system-data.org/renewable_power_plants/2016-10-21/ | Open Power System Data | 1066476 | [13 empty] | 40.23 | WIND-V1 | WIND-V1 | WIND-V1 | WIND-V1 | WIND-V1 | 20.87%
FRA | France | Tarzy |  | WRI1024696 | 8 | 49.8762 | 4.2968 | Wind | [5 empty] | Open Power System Data | http://data.open-power-system-data.org/renewable_power_plants/2016-10-21/ | Open Power System Data | [14 empty] | 14.63 | WIND-V1 | WIND-V1 | WIND-V1 | WIND-V1 | WIND-V1 | 20.88%
FRA | France | Preuseville |  | WRI1024168 | 13.5 | 49.8803 | 1.5052 | Wind | [5 empty] | Open Power System Data | http://data.open-power-system-data.org/renewable_power_plants/2016-10-21/ | Open Power System Data | [14 empty] | 24.68 | WIND-V1 | WIND-V1 | WIND-V1 | WIND-V1 | WIND-V1 | 20.87%
FRA | France | Omissy |  | WRI1024226 | 12 | 49.8810 | 3.2984 | Wind | [5 empty] | Open Power System Data | http://data.open-power-system-data.org/renewable_power_plants/2016-10-21/ | Open Power System Data | 1080973 | [13 empty] | 21.94 | WIND-V1 | WIND-V1 | WIND-V1 | WIND-V1 | WIND-V1 | 20.87%
FRA | France | Hauteville |  | WRI1023990 | 25 | 49.8888 | 3.5236 | Wind | [5 empty] | Open Power System Data | http://data.open-power-system-data.org/renewable_power_plants/2016-10-21/ | Open Power System Data | [14 empty] | 45.71 | WIND-V1 | WIND-V1 | WIND-V1 | WIND-V1 | WIND-V1 | 20.87%
FRA | France | Noyales |  | WRI1024225 | 12 | 49.9074 | 3.5393 | Wind | [5 empty] | Open Power System Data | http://data.open-power-system-data.org/renewable_power_plants/2016-10-21/ | Open Power System Data | [14 empty] | 21.94 | NO-ESTIMATION | NO-ESTIMATION | WIND-V1 | WIND-V1 | WIND-V1 | 20.87%
FRA | France | Lehaucourt |  | WRI1024049 | 20 | 49.9116 | 3.2777 | Wind | [5 empty] | Open Power System Data | http://data.open-power-system-data.org/renewable_power_plants/2016-10-21/ | Open Power System Data | 1065789 | [13 empty] | 36.57 | NO-ESTIMATION | NO-ESTIMATION | WIND-V1 | WIND-V1 | WIND-V1 | 20.87%
FRA | France | Pontruet |  | WRI1024227 | 12 | 49.9149 | 3.2294 | Wind | [5 empty] | Open Power System Data | http://data.open-power-system-data.org/renewable_power_plants/2016-10-21/ | Open Power System Data | [14 empty] | 21.94 | NO-ESTIMATION | NO-ESTIMATION | NO-ESTIMATION | NO-ESTIMATION | NO-ESTIMATION | 20.87%
FRA | France | Gouchaupre |  | WRI1024424 | 11 | 49.9225 | 1.2952 | Wind | [5 empty] | Open Power System Data | http://data.open-power-system-data.org/renewable_power_plants/2016-10-21/ | Open Power System Data | [14 empty] | 20.11 | HYDRO-V1 | HYDRO-V1 | HYDRO-V1 | HYDRO-V1 | HYDRO-V1 | 20.87%
FRA | France | Quesnoy-sur-Airaines |  | WRI1023966 | 34.5 | 49.9359 | 1.9961 | Wind | [5 empty] | Open Power System Data | http://data.open-power-system-data.org/renewable_power_plants/2016-10-21/ | Open Power System Data | [14 empty] | 63.09 | HYDRO-V1 | HYDRO-V1 | HYDRO-V1 | HYDRO-V1 | HYDRO-V1 | 20.88%
FRA | France | Rambures |  | WRI1024348 | 12 | 49.9412 | 1.6954 | Wind | [5 empty] | Open Power System Data | http://data.open-power-system-data.org/renewable_power_plants/2016-10-21/ | Open Power System Data | 1112036 | [13 empty] | 21.94 | HYDRO-V1 | HYDRO-V1 | HYDRO-V1 | HYDRO-V1 | HYDRO-V1 | 20.87%
FRA | France | Tourville-la-Chapelle |  | WRI1024425 | 11 | 49.9454 | 1.2590 | Wind | [5 empty] | Open Power System Data | http://data.open-power-system-data.org/renewable_power_plants/2016-10-21/ | Open Power System Data | [14 empty] | 20.11 | HYDRO-V1 | HYDRO-V1 | HYDRO-V1 | HYDRO-V1 | HYDRO-V1 | 20.87%
FRA | France | Villeret |  | WRI1025008 | 4 | 49.9495 | 3.1883 | Wind | [5 empty] | Open Power System Data | http://data.open-power-system-data.org/renewable_power_plants/2016-10-21/ | Open Power System Data | [14 empty] | 7.31 | HYDRO-V1 | HYDRO-V1 | HYDRO-V1 | HYDRO-V1 | HYDRO-V1 | 20.86%
FRA | France | Iron |  | WRI1023999 | 24 | 49.9509 | 3.6645 | Wind | [5 empty] | Open Power System Data | http://data.open-power-system-data.org/renewable_power_plants/2016-10-21/ | Open Power System Data | [14 empty] | 43.89 | HYDRO-V1 | HYDRO-V1 | HYDRO-V1 | HYDRO-V1 | HYDRO-V1 | 20.88%
FRA | France | Guerville |  | WRI1024402 | 11.5 | 49.9524 | 1.5259 | Wind | [5 empty] | Open Power System Data | http://data.open-power-system-data.org/renewable_power_plants/2016-10-21/ | Open Power System Data | 1112044 | [13 empty] | 21.03 | HYDRO-V1 | HYDRO-V1 | HYDRO-V1 | HYDRO-V1 | HYDRO-V1 | 20.88%
FRA | France | Fresnoy-le-Grand |  | WRI1024154 | 13.8 | 49.9537 | 3.4196 | Wind | [5 empty] | Open Power System Data | http://data.open-power-system-data.org/renewable_power_plants/2016-10-21/ | Open Power System Data | [14 empty] | 25.23 | NO-ESTIMATION | NO-ESTIMATION | NO-ESTIMATION | NO-ESTIMATION | NO-ESTIMATION | 20.87%
FRA | France | Allery |  | WRI1024949 | 4.6 | 49.9596 | 1.8856 | Wind | [5 empty] | Open Power System Data | http://data.open-power-system-data.org/renewable_power_plants/2016-10-21/ | Open Power System Data | [14 empty] | 8.41 | NO-ESTIMATION | NO-ESTIMATION | NO-ESTIMATION | NO-ESTIMATION | NO-ESTIMATION | 20.87%
FRA | France | Bouillancourt-en-SÃ©ry |  | WRI1024624 | 9 | 49.9602 | 1.6297 | Wind | [5 empty] | Open Power System Data | http://data.open-power-system-data.org/renewable_power_plants/2016-10-21/ | Open Power System Data | 1084239 | [13 empty] | 16.45 | NO-ESTIMATION | NO-ESTIMATION | NO-ESTIMATION | WIND-V1 | WIND-V1 | 20.87%
FRA | France | Airaines |  | WRI1024338 | 12 | 49.9720 | 1.9449 | Wind | [5 empty] | Open Power System Data | http://data.open-power-system-data.org/renewable_power_plants/2016-10-21/ | Open Power System Data | 1099359 | [13 empty] | 21.94 | NO-ESTIMATION | NO-ESTIMATION | NO-ESTIMATION | NO-ESTIMATION | CAPACITY-FACTOR-V1 | 20.87%
FRA | France | Assigny |  | WRI1024328 | 12 | 49.9828 | 1.2870 | Wind | [5 empty] | Open Power System Data | http://data.open-power-system-data.org/renewable_power_plants/2016-10-21/ | Open Power System Data | 1074606 | [13 empty] | 21.94 | HYDRO-V1 | HYDRO-V1 | HYDRO-V1 | HYDRO-V1 | HYDRO-V1 | 20.87%
FRA | France | Fresnes-Tilloloy |  | WRI1024545 | 10 | 49.9828 | 1.7605 | Wind | [5 empty] | Open Power System Data | http://data.open-power-system-data.org/renewable_power_plants/2016-10-21/ | Open Power System Data | [14 empty] | 18.28 | NO-ESTIMATION | NO-ESTIMATION | NO-ESTIMATION | NO-ESTIMATION | NO-ESTIMATION | 20.87%
FRA | France | Gamaches |  | WRI1024404 | 11.5 | 49.9949 | 1.5568 | Wind | [5 empty] | Open Power System Data | http://data.open-power-system-data.org/renewable_power_plants/2016-10-21/ | Open Power System Data | [14 empty] | 21.03 | HYDRO-V1 | HYDRO-V1 | HYDRO-V1 | HYDRO-V1 | HYDRO-V1 | 20.88%
FRA | France | Beaurevoir |  | WRI1024080 | 18 | 49.9967 | 3.3295 | Wind | [5 empty] | Open Power System Data | http://data.open-power-system-data.org/renewable_power_plants/2016-10-21/ | Open Power System Data | 1077250 | [13 empty] | 32.91 | HYDRO-V1 | HYDRO-V1 | HYDRO-V1 | HYDRO-V1 | HYDRO-V1 | 20.87%
FRA | France | Doudelainville |  | WRI1024543 | 10 | 50.0011 | 1.7638 | Wind | [5 empty] | Open Power System Data | http://data.open-power-system-data.org/renewable_power_plants/2016-10-21/ | Open Power System Data | [14 empty] | 18.28 | HYDRO-V1 | HYDRO-V1 | HYDRO-V1 | HYDRO-V1 | HYDRO-V1 | 20.87%
FRA | France | Nurlu |  | WRI1024732 | 8 | 50.0040 | 3.0158 | Wind | [5 empty] | Open Power System Data | http://data.open-power-system-data.org/renewable_power_plants/2016-10-21/ | Open Power System Data | 1080251 | [13 empty] | 14.63 | HYDRO-V1 | HYDRO-V1 | HYDRO-V1 | HYDRO-V1 | HYDRO-V1 | 20.88%
FRA | France | Ã‰pehy |  | WRI1024076 | 18.4 | 50.0062 | 3.1329 | Wind | [5 empty] | Open Power System Data | http://data.open-power-system-data.org/renewable_power_plants/2016-10-21/ | Open Power System Data | [14 empty] | 33.64 | HYDRO-V1 | HYDRO-V1 | HYDRO-V1 | HYDRO-V1 | HYDRO-V1 | 20.87%
FRA | France | Vaux-Andigny |  | WRI1024228 | 12 | 50.0109 | 3.5233 | Wind | [5 empty] | Open Power System Data | http://data.open-power-system-data.org/renewable_power_plants/2016-10-21/ | Open Power System Data | [14 empty] | 21.94 | NO-ESTIMATION | NO-ESTIMATION | NO-ESTIMATION | NO-ESTIMATION | NO-ESTIMATION | 20.87%
FRA | France | MaisniÃ¨res |  | WRI1024013 | 24 | 50.0150 | 1.6091 | Wind | [5 empty] | Open Power System Data | http://data.open-power-system-data.org/renewable_power_plants/2016-10-21/ | Open Power System Data | 1103315 | [13 empty] | 43.89 | NO-ESTIMATION | NO-ESTIMATION | NO-ESTIMATION | NO-ESTIMATION | NO-ESTIMATION | 20.88%
FRA | France | Beauchamps |  | WRI1024121 | 16 | 50.0186 | 1.5241 | Wind | [5 empty] | Open Power System Data | http://data.open-power-system-data.org/renewable_power_plants/2016-10-21/ | Open Power System Data | [14 empty] | 29.26 | HYDRO-V1 | HYDRO-V1 | HYDRO-V1 | HYDRO-V1 | HYDRO-V1 | 20.88%
FRA | France | Criel-sur-Mer |  | WRI1024133 | 14.82 | 50.0191 | 1.3238 | Wind | [5 empty] | Open Power System Data | http://data.open-power-system-data.org/renewable_power_plants/2016-10-21/ | Open Power System Data | [14 empty] | 27.1 | NO-ESTIMATION | WIND-V1 | WIND-V1 | WIND-V1 | WIND-V1 | 20.87%
FRA | France | Molain |  | WRI1024611 | 9 | 50.0331 | 3.5327 | Wind | [5 empty] | Open Power System Data | http://data.open-power-system-data.org/renewable_power_plants/2016-10-21/ | Open Power System Data | [14 empty] | 16.45 | HYDRO-V1 | HYDRO-V1 | HYDRO-V1 | HYDRO-V1 | HYDRO-V1 | 20.87%
FRA | France | Naours |  | WRI1024547 | 10 | 50.0446 | 2.2839 | Wind | [5 empty] | Open Power System Data | http://data.open-power-system-data.org/renewable_power_plants/2016-10-21/ | Open Power System Data | [14 empty] | 18.28 | NO-ESTIMATION | NO-ESTIMATION | WIND-V1 | WIND-V1 | WIND-V1 | 20.87%
FRA | France | Le Transloy |  | WRI1024132 | 15 | 50.0506 | 2.8924 | Wind | [5 empty] | Open Power System Data | http://data.open-power-system-data.org/renewable_power_plants/2016-10-21/ | Open Power System Data | [14 empty] | 27.43 | HYDRO-V1 | HYDRO-V1 | HYDRO-V1 | HYDRO-V1 | HYDRO-V1 | 20.88%
FRA | France | Cocquerel |  | WRI1024340 | 12 | 50.0554 | 1.9604 | Wind | [5 empty] | Open Power System Data | http://data.open-power-system-data.org/renewable_power_plants/2016-10-21/ | Open Power System Data | [14 empty] | 21.94 | HYDRO-V1 | HYDRO-V1 | HYDRO-V1 | HYDRO-V1 | HYDRO-V1 | 20.87%
FRA | France | Saint-LÃ©ger-lÃ¨s-Domart |  | WRI1024349 | 12 | 50.0560 | 2.1407 | Wind | [5 empty] | Open Power System Data | http://data.open-power-system-data.org/renewable_power_plants/2016-10-21/ | Open Power System Data | [14 empty] | 21.94 | NO-ESTIMATION | NO-ESTIMATION | NO-ESTIMATION | WIND-V1 | WIND-V1 | 20.87%
FRA | France | MÃ©neslies |  | WRI1024418 | 11.15 | 50.0582 | 1.4945 | Wind | [5 empty] | Open Power System Data | http://data.open-power-system-data.org/renewable_power_plants/2016-10-21/ | Open Power System Data | [14 empty] | 20.39 | NO-ESTIMATION | WIND-V1 | WIND-V1 | WIND-V1 | WIND-V1 | 20.88%
FRA | France | Fressenneville |  | WRI1024017 | 23.92 | 50.0609 | 1.5667 | Wind | [5 empty] | Open Power System Data | http://data.open-power-system-data.org/renewable_power_plants/2016-10-21/ | Open Power System Data | [14 empty] | 43.74 | NO-ESTIMATION | WIND-V1 | WIND-V1 | WIND-V1 | WIND-V1 | 20.87%
FRA | France | Pont-Remy |  | WRI1024347 | 12 | 50.0622 | 1.9143 | Wind | [5 empty] | Open Power System Data | http://data.open-power-system-data.org/renewable_power_plants/2016-10-21/ | Open Power System Data | [14 empty] | 21.94 | WIND-V1 | WIND-V1 | WIND-V1 | WIND-V1 | WIND-V1 | 20.87%
FRA | France | ChÃ©py |  | WRI1024974 | 4.4 | 50.0636 | 1.6426 | Wind | [5 empty] | Open Power System Data | http://data.open-power-system-data.org/renewable_power_plants/2016-10-21/ | Open Power System Data | 1056983 | [13 empty] | 8.04 | HYDRO-V1 | HYDRO-V1 | HYDRO-V1 | HYDRO-V1 | HYDRO-V1 | 20.86%
FRA | France | Eaucourt-sur-Somme |  | WRI1024544 | 10 | 50.0684 | 1.8882 | Wind | [5 empty] | Open Power System Data | http://data.open-power-system-data.org/renewable_power_plants/2016-10-21/ | Open Power System Data | [14 empty] | 18.28 | HYDRO-V1 | HYDRO-V1 | HYDRO-V1 | HYDRO-V1 | HYDRO-V1 | 20.87%
FRA | France | Saint-Quentin-la-Motte-Croix-au- |  | WRI1024599 | 9.2 | 50.0734 | 1.4527 | Wind | [5 empty] | Open Power System Data | http://data.open-power-system-data.org/renewable_power_plants/2016-10-21/ | Open Power System Data | [14 empty] | 16.82 | NO-ESTIMATION | NO-ESTIMATION | NO-ESTIMATION | NO-ESTIMATION | NO-ESTIMATION | 20.87%
FRA | France | Domart-en-Ponthieu |  | WRI1024542 | 10 | 50.0758 | 2.1237 | Wind | [5 empty] | Open Power System Data | http://data.open-power-system-data.org/renewable_power_plants/2016-10-21/ | Open Power System Data | [14 empty] | 18.28 | HYDRO-V1 | HYDRO-V1 | HYDRO-V1 | HYDRO-V1 | HYDRO-V1 | 20.87%
FRA | France | Nibas |  | WRI1024014 | 24 | 50.0945 | 1.5884 | Wind | [5 empty] | Open Power System Data | http://data.open-power-system-data.org/renewable_power_plants/2016-10-21/ | Open Power System Data | 1059720 | [13 empty] | 43.89 | HYDRO-V1 | HYDRO-V1 | HYDRO-V1 | HYDRO-V1 | HYDRO-V1 | 20.88%
FRA | France | Candas |  | WRI1024541 | 10 | 50.0992 | 2.2811 | Wind | [5 empty] | Open Power System Data | http://data.open-power-system-data.org/renewable_power_plants/2016-10-21/ | Open Power System Data | [14 empty] | 18.28 | NO-ESTIMATION | NO-ESTIMATION | NO-ESTIMATION | NO-ESTIMATION | CAPACITY-FACTOR-V1 | 20.87%
FRA | France | Beauval |  | WRI1024759 | 7.5 | 50.1082 | 2.3287 | Wind | [5 empty] | Open Power System Data | http://data.open-power-system-data.org/renewable_power_plants/2016-10-21/ | Open Power System Data | [14 empty] | 13.71 | NO-ESTIMATION | NO-ESTIMATION | NO-ESTIMATION | NO-ESTIMATION | WIND-V1 | 20.87%
FRA | France | Fienvillers |  | WRI1024667 | 8.35 | 50.1183 | 2.2351 | Wind | [5 empty] | Open Power System Data | http://data.open-power-system-data.org/renewable_power_plants/2016-10-21/ | Open Power System Data | [14 empty] | 15.27 | NO-ESTIMATION | NO-ESTIMATION | NO-ESTIMATION | NO-ESTIMATION | WIND-V1 | 20.88%
FRA | France | Achiet-le-Grand |  | WRI1024086 | 18 | 50.1327 | 2.7791 | Wind | [5 empty] | Open Power System Data | http://data.open-power-system-data.org/renewable_power_plants/2016-10-21/ | Open Power System Data | [14 empty] | 32.91 | HYDRO-V1 | HYDRO-V1 | HYDRO-V1 | HYDRO-V1 | HYDRO-V1 | 20.87%
FRA | France | Ablainzevelle |  | WRI1024534 | 10 | 50.1529 | 2.7410 | Wind | [5 empty] | Open Power System Data | http://data.open-power-system-data.org/renewable_power_plants/2016-10-21/ | Open Power System Data | 1086105 | [13 empty] | 18.28 | HYDRO-V1 | HYDRO-V1 | HYDRO-V1 | HYDRO-V1 | HYDRO-V1 | 20.87%
FRA | France | Prouville |  | WRI1024059 | 20 | 50.1561 | 2.1299 | Wind | [5 empty] | Open Power System Data | http://data.open-power-system-data.org/renewable_power_plants/2016-10-21/ | Open Power System Data | 1098389 | [13 empty] | 36.57 | NO-ESTIMATION | NO-ESTIMATION | NO-ESTIMATION | NO-ESTIMATION | CAPACITY-FACTOR-V1 | 20.87%
FRA | France | Ervillers |  | WRI1024849 | 6 | 50.1646 | 2.8258 | Wind | [5 empty] | Open Power System Data | http://data.open-power-system-data.org/renewable_power_plants/2016-10-21/ | Open Power System Data | [14 empty] | 10.97 | NO-ESTIMATION | NO-ESTIMATION | NO-ESTIMATION | NO-ESTIMATION | NO-ESTIMATION | 20.87%
FRA | France | Agenville |  | WRI1024852 | 6 | 50.1715 | 2.1079 | Wind | [5 empty] | Open Power System Data | http://data.open-power-system-data.org/renewable_power_plants/2016-10-21/ | Open Power System Data | 1060745 | [13 empty] | 10.97 | HYDRO-V1 | HYDRO-V1 | HYDRO-V1 | HYDRO-V1 | HYDRO-V1 | 20.87%
FRA | France | Saint-LÃ©ger |  | WRI1024469 | 10.25 | 50.1839 | 2.8514 | Wind | [5 empty] | Open Power System Data | http://data.open-power-system-data.org/renewable_power_plants/2016-10-21/ | Open Power System Data | 1086106 | [13 empty] | 18.74 | NO-ESTIMATION | NO-ESTIMATION | NO-ESTIMATION | NO-ESTIMATION | CAPACITY-FACTOR-V1 | 20.87%
FRA | France | Hendecourt-lÃ¨s-Cagnicourt |  | WRI1024319 | 12 | 50.2148 | 2.9490 | Wind | [5 empty] | Open Power System Data | http://data.open-power-system-data.org/renewable_power_plants/2016-10-21/ | Open Power System Data | [14 empty] | 21.94 | HYDRO-V1 | HYDRO-V1 | HYDRO-V1 | HYDRO-V1 | HYDRO-V1 | 20.87%
FRA | France | Le Souich |  | WRI1024324 | 12 | 50.2225 | 2.3615 | Wind | [5 empty] | Open Power System Data | http://data.open-power-system-data.org/renewable_power_plants/2016-10-21/ | Open Power System Data | [14 empty] | 21.94 | HYDRO-V1 | HYDRO-V1 | HYDRO-V1 | HYDRO-V1 | HYDRO-V1 | 20.87%
FRA | France | Brailly-Cornehotte |  | WRI1024403 | 11.5 | 50.2242 | 1.9579 | Wind | [5 empty] | Open Power System Data | http://data.open-power-system-data.org/renewable_power_plants/2016-10-21/ | Open Power System Data | [14 empty] | 21.03 | NO-ESTIMATION | NO-ESTIMATION | NO-ESTIMATION | NO-ESTIMATION | NO-ESTIMATION | 20.88%
FRA | France | Beaudignies |  | WRI1024722 | 8 | 50.2293 | 3.5855 | Wind | [5 empty] | Open Power System Data | http://data.open-power-system-data.org/renewable_power_plants/2016-10-21/ | Open Power System Data | [14 empty] | 14.63 | NO-ESTIMATION | NO-ESTIMATION | NO-ESTIMATION | NO-ESTIMATION | CAPACITY-FACTOR-V1 | 20.88%
FRA | France | HÃ©ninel |  | WRI1024850 | 6 | 50.2333 | 2.8708 | Wind | [5 empty] | Open Power System Data | http://data.open-power-system-data.org/renewable_power_plants/2016-10-21/ | Open Power System Data | [14 empty] | 10.97 | NO-ESTIMATION | NO-ESTIMATION | NO-ESTIMATION | NO-ESTIMATION | CAPACITY-FACTOR-V1 | 20.87%
FRA | France | BonniÃ¨res |  | WRI1024062 | 19.95 | 50.2370 | 2.2685 | Wind | [5 empty] | Open Power System Data | http://data.open-power-system-data.org/renewable_power_plants/2016-10-21/ | Open Power System Data | [14 empty] | 36.48 | NO-ESTIMATION | NO-ESTIMATION | NO-ESTIMATION | NO-ESTIMATION | CAPACITY-FACTOR-V1 | 20.87%
FRA | France | Ivergny |  | WRI1024321 | 12 | 50.2377 | 2.3794 | Wind | [5 empty] | Open Power System Data | http://data.open-power-system-data.org/renewable_power_plants/2016-10-21/ | Open Power System Data | [14 empty] | 21.94 | HYDRO-V1 | HYDRO-V1 | HYDRO-V1 | HYDRO-V1 | HYDRO-V1 | 20.87%
FRA | France | Gueschart |  | WRI1023952 | 38 | 50.2388 | 1.9886 | Wind | [5 empty] | Open Power System Data | http://data.open-power-system-data.org/renewable_power_plants/2016-10-21/ | Open Power System Data | [14 empty] | 69.49 | NO-ESTIMATION | NO-ESTIMATION | NO-ESTIMATION | NO-ESTIMATION | CAPACITY-FACTOR-V1 | 20.88%
FRA | France | Vis-en-Artois |  | WRI1025190 | 2.4 | 50.2457 | 2.9353 | Wind | [5 empty] | Open Power System Data | http://data.open-power-system-data.org/renewable_power_plants/2016-10-21/ | Open Power System Data | [14 empty] | 4.38 | NO-ESTIMATION | NO-ESTIMATION | NO-ESTIMATION | NO-ESTIMATION | CAPACITY-FACTOR-V1 | 20.83%
FRA | France | Wancourt |  | WRI1025288 | 2 | 50.2557 | 2.8558 | Wind | [5 empty] | Open Power System Data | http://data.open-power-system-data.org/renewable_power_plants/2016-10-21/ | Open Power System Data | 1086104 | [13 empty] | 3.65 | HYDRO-V1 | HYDRO-V1 | HYDRO-V1 | HYDRO-V1 | HYDRO-V1 | 20.83%
FRA | France | Fortel-en-Artois |  | WRI1024410 | 11.4 | 50.2575 | 2.2296 | Wind | [5 empty] | Open Power System Data | http://data.open-power-system-data.org/renewable_power_plants/2016-10-21/ | Open Power System Data | 1101644 | [13 empty] | 20.84 | HYDRO-V1 | HYDRO-V1 | HYDRO-V1 | HYDRO-V1 | HYDRO-V1 | 20.87%
FRA | France | FrÃ©vent |  | WRI1024724 | 8 | 50.2695 | 2.2933 | Wind | [5 empty] | Open Power System Data | http://data.open-power-system-data.org/renewable_power_plants/2016-10-21/ | Open Power System Data | [14 empty] | 14.63 | HYDRO-V1 | HYDRO-V1 | HYDRO-V1 | HYDRO-V1 | HYDRO-V1 | 20.88%
FRA | France | Sepmeries |  | WRI1025287 | 2 | 50.2772 | 3.5606 | Wind | [5 empty] | Open Power System Data | http://data.open-power-system-data.org/renewable_power_plants/2016-10-21/ | Open Power System Data | [14 empty] | 3.65 | HYDRO-V1 | HYDRO-V1 | HYDRO-V1 | HYDRO-V1 | HYDRO-V1 | 20.83%
FRA | France | Ligny-sur-Canche |  | WRI1024725 | 8 | 50.2840 | 2.2609 | Wind | [5 empty] | Open Power System Data | http://data.open-power-system-data.org/renewable_power_plants/2016-10-21/ | Open Power System Data | [14 empty] | 14.63 | HYDRO-V1 | HYDRO-V1 | HYDRO-V1 | HYDRO-V1 | HYDRO-V1 | 20.88%
FRA | France | Boubers-sur-Canche |  | WRI1024665 | 8.35 | 50.2909 | 2.2368 | Wind | [5 empty] | Open Power System Data | http://data.open-power-system-data.org/renewable_power_plants/2016-10-21/ | Open Power System Data | [14 empty] | 15.27 | HYDRO-V1 | HYDRO-V1 | HYDRO-V1 | HYDRO-V1 | HYDRO-V1 | 20.88%
FRA | France | Monchel-sur-Canche |  | WRI1024666 | 8.35 | 50.3032 | 2.2191 | Wind | [5 empty] | Open Power System Data | http://data.open-power-system-data.org/renewable_power_plants/2016-10-21/ | Open Power System Data | [14 empty] | 15.27 | NO-ESTIMATION | NO-ESTIMATION | NO-ESTIMATION | WIND-V1 | WIND-V1 | 20.88%
FRA | France | Vron |  | WRI1024095 | 17.2 | 50.3162 | 1.7646 | Wind | [5 empty] | Open Power System Data | http://data.open-power-system-data.org/renewable_power_plants/2016-10-21/ | Open Power System Data | 1104079 | [13 empty] | 31.45 | NO-ESTIMATION | NO-ESTIMATION | WIND-V1 | WIND-V1 | WIND-V1 | 20.87%
FRA | France | MaiziÃ¨res |  | WRI1024322 | 12 | 50.3216 | 2.4421 | Wind | [5 empty] | Open Power System Data | http://data.open-power-system-data.org/renewable_power_plants/2016-10-21/ | Open Power System Data | [14 empty] | 21.94 | NO-ESTIMATION | NO-ESTIMATION | NO-ESTIMATION | NO-ESTIMATION | NO-ESTIMATION | 20.87%
FRA | France | Penin |  | WRI1024012 | 24 | 50.3306 | 2.4883 | Wind | [5 empty] | Open Power System Data | http://data.open-power-system-data.org/renewable_power_plants/2016-10-21/ | Open Power System Data | [14 empty] | 43.89 | HYDRO-V1 | HYDRO-V1 | HYDRO-V1 | HYDRO-V1 | HYDRO-V1 | 20.88%
FRA | France | Herlincourt |  | WRI1024159 | 13.8 | 50.3444 | 2.2917 | Wind | [5 empty] | Open Power System Data | http://data.open-power-system-data.org/renewable_power_plants/2016-10-21/ | Open Power System Data | [14 empty] | 25.23 | HYDRO-V1 | HYDRO-V1 | HYDRO-V1 | HYDRO-V1 | HYDRO-V1 | 20.87%
FRA | France | Mouriez |  | WRI1024323 | 12 | 50.3471 | 1.9549 | Wind | [5 empty] | Open Power System Data | http://data.open-power-system-data.org/renewable_power_plants/2016-10-21/ | Open Power System Data | [14 empty] | 21.94 | NO-ESTIMATION | NO-ESTIMATION | NO-ESTIMATION | NO-ESTIMATION | NO-ESTIMATION | 20.87%
FRA | France | Ligny-Saint-Flochel |  | WRI1024401 | 11.5 | 50.3595 | 2.4234 | Wind | [5 empty] | Open Power System Data | http://data.open-power-system-data.org/renewable_power_plants/2016-10-21/ | Open Power System Data | [14 empty] | 21.03 | NO-ESTIMATION | NO-ESTIMATION | NO-ESTIMATION | NO-ESTIMATION | NO-ESTIMATION | 20.88%
FRA | France | Chelers |  | WRI1024087 | 18 | 50.3818 | 2.4878 | Wind | [5 empty] | Open Power System Data | http://data.open-power-system-data.org/renewable_power_plants/2016-10-21/ | Open Power System Data | [14 empty] | 32.91 | HYDRO-V1 | HYDRO-V1 | HYDRO-V1 | HYDRO-V1 | HYDRO-V1 | 20.87%
FRA | France | Lauwin-Planque |  | WRI1024308 | 12 | 50.3928 | 3.0296 | Wind | [5 empty] | Open Power System Data | http://data.open-power-system-data.org/renewable_power_plants/2016-10-21/ | Open Power System Data | [14 empty] | 21.94 | HYDRO-V1 | HYDRO-V1 | HYDRO-V1 | HYDRO-V1 | HYDRO-V1 | 20.87%
FRA | France | Monchy-Breton |  | WRI1024594 | 9.2 | 50.3983 | 2.4354 | Wind | [5 empty] | Open Power System Data | http://data.open-power-system-data.org/renewable_power_plants/2016-10-21/ | Open Power System Data | [14 empty] | 16.82 | HYDRO-V1 | HYDRO-V1 | HYDRO-V1 | HYDRO-V1 | HYDRO-V1 | 20.87%
FRA | France | Hermin |  | WRI1024400 | 11.5 | 50.4141 | 2.5529 | Wind | [5 empty] | Open Power System Data | http://data.open-power-system-data.org/renewable_power_plants/2016-10-21/ | Open Power System Data | 1060746 | [13 empty] | 21.03 | HYDRO-V1 | HYDRO-V1 | HYDRO-V1 | HYDRO-V1 | HYDRO-V1 | 20.88%
FRA | France | Valhuon |  | WRI1025018 | 4 | 50.4340 | 2.3840 | Wind | [5 empty] | Open Power System Data | http://data.open-power-system-data.org/renewable_power_plants/2016-10-21/ | Open Power System Data | [14 empty] | 7.31 | NO-ESTIMATION | NO-ESTIMATION | NO-ESTIMATION | NO-ESTIMATION | NO-ESTIMATION | 20.86%
FRA | France | Huclier |  | WRI1024160 | 13.8 | 50.4363 | 2.3547 | Wind | [5 empty] | Open Power System Data | http://data.open-power-system-data.org/renewable_power_plants/2016-10-21/ | Open Power System Data | [14 empty] | 25.23 | HYDRO-V1 | HYDRO-V1 | HYDRO-V1 | HYDRO-V1 | HYDRO-V1 | 20.87%
FRA | France | Tangry |  | WRI1024596 | 9.2 | 50.4614 | 2.3595 | Wind | [5 empty] | Open Power System Data | http://data.open-power-system-data.org/renewable_power_plants/2016-10-21/ | Open Power System Data | [14 empty] | 16.82 | HYDRO-V1 | HYDRO-V1 | HYDRO-V1 | HYDRO-V1 | HYDRO-V1 | 20.87%
FRA | France | Ambricourt |  | WRI1025017 | 4 | 50.4662 | 2.1709 | Wind | [5 empty] | Open Power System Data | http://data.open-power-system-data.org/renewable_power_plants/2016-10-21/ | Open Power System Data | [14 empty] | 7.31 | HYDRO-V1 | HYDRO-V1 | HYDRO-V1 | HYDRO-V1 | HYDRO-V1 | 20.86%
FRA | France | Sains-lÃ¨s-Pernes |  | WRI1024806 | 6.4 | 50.4789 | 2.3488 | Wind | [5 empty] | Open Power System Data | http://data.open-power-system-data.org/renewable_power_plants/2016-10-21/ | Open Power System Data | [14 empty] | 11.7 | SOLAR-V1-NO-AGE | SOLAR-V1-NO-AGE | SOLAR-V1-NO-AGE | SOLAR-V1-NO-AGE | SOLAR-V1-NO-AGE | 20.87%
FRA | France | Sachin |  | WRI1024595 | 9.2 | 50.4926 | 2.3670 | Wind | [5 empty] | Open Power System Data | http://data.open-power-system-data.org/renewable_power_plants/2016-10-21/ | Open Power System Data | [14 empty] | 16.82 | SOLAR-V1-NO-AGE | SOLAR-V1-NO-AGE | SOLAR-V1-NO-AGE | SOLAR-V1-NO-AGE | SOLAR-V1-NO-AGE | 20.87%
FRA | France | Verchin |  | WRI1024079 | 18.2 | 50.4939 | 2.1804 | Wind | [5 empty] | Open Power System Data | http://data.open-power-system-data.org/renewable_power_plants/2016-10-21/ | Open Power System Data | [14 empty] | 33.28 | SOLAR-V1-NO-AGE | SOLAR-V1-NO-AGE | SOLAR-V1-NO-AGE | SOLAR-V1-NO-AGE | SOLAR-V1-NO-AGE | 20.87%
FRA | France | Fiefs |  | WRI1024180 | 12.8 | 50.4997 | 2.3210 | Wind | [5 empty] | Open Power System Data | http://data.open-power-system-data.org/renewable_power_plants/2016-10-21/ | Open Power System Data | 1088959 | [13 empty] | 23.4 | NO-ESTIMATION | NO-ESTIMATION | NO-ESTIMATION | NO-ESTIMATION | CAPACITY-FACTOR-V1 | 20.87%
FRA | France | CrÃ©quy |  | WRI1024046 | 20.25 | 50.5028 | 2.0376 | Wind | [5 empty] | Open Power System Data | http://data.open-power-system-data.org/renewable_power_plants/2016-10-21/ | Open Power System Data | [14 empty] | 37.03 | WIND-V1 | WIND-V1 | WIND-V1 | WIND-V1 | WIND-V1 | 20.87%
FRA | France | Fruges |  | WRI1023950 | 43.1 | 50.5099 | 2.0677 | Wind | [5 empty] | Open Power System Data | http://data.open-power-system-data.org/renewable_power_plants/2016-10-21/ | Open Power System Data | [14 empty] | 78.81 | NO-ESTIMATION | NO-ESTIMATION | NO-ESTIMATION | NO-ESTIMATION | NO-ESTIMATION | 20.87%
FRA | France | Rimboval |  | WRI1024535 | 10 | 50.5151 | 1.9891 | Wind | [5 empty] | Open Power System Data | http://data.open-power-system-data.org/renewable_power_plants/2016-10-21/ | Open Power System Data | [14 empty] | 18.28 | NO-ESTIMATION | NO-ESTIMATION | NO-ESTIMATION | NO-ESTIMATION | CAPACITY-FACTOR-V1 | 20.87%
FRA | France | Coupelle-Vieille |  | WRI1024058 | 20 | 50.5328 | 2.0772 | Wind | [5 empty] | Open Power System Data | http://data.open-power-system-data.org/renewable_power_plants/2016-10-21/ | Open Power System Data | [14 empty] | 36.57 | NO-ESTIMATION | NO-ESTIMATION | NO-ESTIMATION | NO-ESTIMATION | CAPACITY-FACTOR-V1 | 20.87%
FRA | France | HÃ©zecques |  | WRI1024078 | 18.2 | 50.5342 | 2.1911 | Wind | [5 empty] | Open Power System Data | http://data.open-power-system-data.org/renewable_power_plants/2016-10-21/ | Open Power System Data | [14 empty] | 33.28 | HYDRO-V1 | HYDRO-V1 | HYDRO-V1 | HYDRO-V1 | HYDRO-V1 | 20.87%
FRA | France | Herly |  | WRI1024320 | 12 | 50.5411 | 1.9906 | Wind | [5 empty] | Open Power System Data | http://data.open-power-system-data.org/renewable_power_plants/2016-10-21/ | Open Power System Data | [14 empty] | 21.94 | HYDRO-V1 | HYDRO-V1 | HYDRO-V1 | HYDRO-V1 | HYDRO-V1 | 20.87%
FRA | France | Radinghem |  | WRI1024726 | 8 | 50.5470 | 2.1176 | Wind | [5 empty] | Open Power System Data | http://data.open-power-system-data.org/renewable_power_plants/2016-10-21/ | Open Power System Data | [14 empty] | 14.63 | HYDRO-V1 | HYDRO-V1 | HYDRO-V1 | HYDRO-V1 | HYDRO-V1 | 20.88%
FRA | France | Vincly |  | WRI1024555 | 9.9 | 50.5561 | 2.1791 | Wind | [5 empty] | Open Power System Data | http://data.open-power-system-data.org/renewable_power_plants/2016-10-21/ | Open Power System Data | 1062803 | [13 empty] | 18.1 | NO-ESTIMATION | NO-ESTIMATION | NO-ESTIMATION | NO-ESTIMATION | NO-ESTIMATION | 20.87%
FRA | France | Cormont |  | WRI1024592 | 9.2 | 50.5646 | 1.7442 | Wind | [5 empty] | Open Power System Data | http://data.open-power-system-data.org/renewable_power_plants/2016-10-21/ | Open Power System Data | 1065953 | [13 empty] | 16.82 | NO-ESTIMATION | NO-ESTIMATION | WIND-V1 | WIND-V1 | WIND-V1 | 20.87%
FRA | France | Fauquembergues |  | WRI1023972 | 31.35 | 50.5824 | 2.1113 | Wind | [5 empty] | Open Power System Data | http://data.open-power-system-data.org/renewable_power_plants/2016-10-21/ | Open Power System Data | 1062801 | [13 empty] | 57.33 | HYDRO-V1 | HYDRO-V1 | HYDRO-V1 | HYDRO-V1 | HYDRO-V1 | 20.88%
FRA | France | Linghem |  | WRI1024593 | 9.2 | 50.5891 | 2.3727 | Wind | [5 empty] | Open Power System Data | http://data.open-power-system-data.org/renewable_power_plants/2016-10-21/ | Open Power System Data | [14 empty] | 16.82 | HYDRO-V1 | HYDRO-V1 | HYDRO-V1 | HYDRO-V1 | HYDRO-V1 | 20.87%
FRA | France | Coyecques |  | WRI1024684 | 8.2 | 50.6010 | 2.1851 | Wind | [5 empty] | Open Power System Data | http://data.open-power-system-data.org/renewable_power_plants/2016-10-21/ | Open Power System Data | [14 empty] | 14.99 | NO-ESTIMATION | NO-ESTIMATION | NO-ESTIMATION | NO-ESTIMATION | NO-ESTIMATION | 20.87%
FRA | France | Bourthes |  | WRI1024043 | 20.7 | 50.6125 | 1.9343 | Wind | [5 empty] | Open Power System Data | http://data.open-power-system-data.org/renewable_power_plants/2016-10-21/ | Open Power System Data | [14 empty] | 37.85 | NO-ESTIMATION | NO-ESTIMATION | NO-ESTIMATION | NO-ESTIMATION | CAPACITY-FACTOR-V1 | 20.87%
FRA | France | Dohem |  | WRI1024723 | 8 | 50.6277 | 2.1694 | Wind | [5 empty] | Open Power System Data | http://data.open-power-system-data.org/renewable_power_plants/2016-10-21/ | Open Power System Data | [14 empty] | 14.63 | NO-ESTIMATION | NO-ESTIMATION | NO-ESTIMATION | NO-ESTIMATION | CAPACITY-FACTOR-V1 | 20.88%
FRA | France | Remilly-Wirquin |  | WRI1024204 | 12.3 | 50.6700 | 2.1755 | Wind | [5 empty] | Open Power System Data | http://data.open-power-system-data.org/renewable_power_plants/2016-10-21/ | Open Power System Data | [14 empty] | 22.49 | NO-ESTIMATION | NO-ESTIMATION | NO-ESTIMATION | NO-ESTIMATION | CAPACITY-FACTOR-V1 | 20.87%
FRA | France | Le Portel |  | WRI1025110 | 3 | 50.7115 | 1.5754 | Wind | [5 empty] | Open Power System Data | http://data.open-power-system-data.org/renewable_power_plants/2016-10-21/ | Open Power System Data | 1049160 | [13 empty] | 5.48 | NO-ESTIMATION | NO-ESTIMATION | NO-ESTIMATION | NO-ESTIMATION | CAPACITY-FACTOR-V1 | 20.85%
FRA | France | Fiennes |  | WRI1024399 | 11.5 | 50.8239 | 1.8300 | Wind | [5 empty] | Open Power System Data | http://data.open-power-system-data.org/renewable_power_plants/2016-10-21/ | Open Power System Data | 1078772 | [13 empty] | 21.03 | NO-ESTIMATION | NO-ESTIMATION | NO-ESTIMATION | NO-ESTIMATION | CAPACITY-FACTOR-V1 | 20.88%
FRA | France | Coquelles |  | WRI1025189 | 2.4 | 50.9291 | 1.8143 | Wind | [5 empty] | Open Power System Data | http://data.open-power-system-data.org/renewable_power_plants/2016-10-21/ | Open Power System Data | [14 empty] | 4.38 | NO-ESTIMATION | NO-ESTIMATION | NO-ESTIMATION | NO-ESTIMATION | WIND-V1 | 20.83%
FRA | France | Loon-Plage |  | WRI1024309 | 12 | 51.0011 | 2.2229 | Wind | [5 empty] | Open Power System Data | http://data.open-power-system-data.org/renewable_power_plants/2016-10-21/ | Open Power System Data | [14 empty] | 21.94 | NO-ESTIMATION | NO-ESTIMATION | NO-ESTIMATION | WIND-V1 | WIND-V1 | 20.87%
FRA | France | Fécamp |  | WRI1024938 | 496 | 49.7526 | 0.3961 | Wind | [5 empty] | Open Power System Data | http://data.open-power-system-data.org/renewable_power_plants/2016-10-21/ | Open Power System Data | 1068995 | [13 empty] | 2058.98 | HYDRO-V1 | HYDRO-V1 | HYDRO-V1 | HYDRO-V1 | HYDRO-V1 | 47.39% | 67 | 3.5081 | 0.030731
FRA | France | BussiÃ¨re-Saint-Georges |  | WRI1024099 | 17 | 46.4018 | 2.1546 | Wind | [5 empty] | Open Power System Data | http://data.open-power-system-data.org/renewable_power_plants/2016-10-21/ | Open Power System Data | [14 empty] | 31.08 | NO-ESTIMATION | NO-ESTIMATION | WIND-V1 | WIND-V1 | WIND-V1 | 20.87% | 2.9 | 1.2234 | 0.010717
GBR | United Kingdom | Goonhilly Downs Wind Farm |  | GBR0003061 | 12.09 | 50.0504 | -5.2002 | Wind |  |  |  |  | REG Windpower (previously Cornwall Light & Power) | UK Renewable Energy Planning Database | https://www.gov.uk/government/collections/renewable-energy-planning-data | UK Renewable Energy Planning Database | 1013314 | [13 empty] | 30.47 | NO-ESTIMATION | NO-ESTIMATION | NO-ESTIMATION | NO-ESTIMATION | CAPACITY-FACTOR-V1 | 28.77%
GBR | United Kingdom | Roskrow Barton |  | GBR0003233 | 1.7 | 50.1773 | -5.1316 | Wind |  |  |  |  | REG Windpower (previously Cornwall Light and Power) | UK Renewable Energy Planning Database | https://www.gov.uk/government/collections/renewable-energy-planning-data | UK Renewable Energy Planning Database | [14 empty] | 4.28 | HYDRO-V1 | HYDRO-V1 | HYDRO-V1 | HYDRO-V1 | HYDRO-V1 | 28.74%
GBR | United Kingdom | Carn Vean |  | GBR0003077 | 10 | 50.1799 | -5.1875 | Wind | [5 empty] | UK Renewable Energy Planning Database | https://www.gov.uk/government/collections/renewable-energy-planning-data | UK Renewable Energy Planning Database | [14 empty] | 25.2 | HYDRO-V1 | HYDRO-V1 | HYDRO-V1 | HYDRO-V1 | HYDRO-V1 | 28.77%
GBR | United Kingdom | Four Burrows Wind Farm |  | GBR0003578 | 4.5 | 50.2889 | -5.1374 | Wind |  |  |  |  | RES | UK Renewable Energy Planning Database | https://www.gov.uk/government/collections/renewable-energy-planning-data | UK Renewable Energy Planning Database | 1027330 | [13 empty] | 11.34 | HYDRO-V1 | HYDRO-V1 | HYDRO-V1 | HYDRO-V1 | HYDRO-V1 | 28.77%
GBR | United Kingdom | Four Burrows |  | GBR0001595 | 4.5 | 50.3039 | -5.1414 | Wind |  |  |  |  | TRIG | UK Renewable Energy Planning Database | https://www.gov.uk/government/collections/renewable-energy-planning-data | UK Renewable Energy Planning Database | 1104241 | [13 empty] | 11.34 | NO-ESTIMATION | NO-ESTIMATION | NO-ESTIMATION | NO-ESTIMATION | NO-ESTIMATION | 28.77%
GBR | United Kingdom | Garlenick |  | GBR0003917 | 4 | 50.3069 | -4.8851 | Wind |  |  |  |  | Airvolution Energy | UK Renewable Energy Planning Database | https://www.gov.uk/government/collections/renewable-energy-planning-data | UK Renewable Energy Planning Database | 1099861 | [13 empty] | 10.08 | NO-ESTIMATION | NO-ESTIMATION | NO-ESTIMATION | NO-ESTIMATION | CAPACITY-FACTOR-V1 | 28.77%
GBR | United Kingdom | Land near Ventonteague (Resubmission) |  | GBR2001199 | 2.3 | 50.3208 | -5.0556 | Wind |  |  |  |  | Cornwall Council | UK Renewable Energy Planning Database | https://www.gov.uk/government/collections/renewable-energy-planning-data | UK Renewable Energy Planning Database | [14 empty] | 5.79 | HYDRO-V1 | HYDRO-V1 | HYDRO-V1 | HYDRO-V1 | HYDRO-V1 | 28.74%
GBR | United Kingdom | Goonabarn Farm Wind Turbines |  | GBR0003918 | 1 | 50.3497 | -4.9606 | Wind |  |  |  |  | George Richards Farms Partnership | UK Renewable Energy Planning Database | https://www.gov.uk/government/collections/renewable-energy-planning-data | UK Renewable Energy Planning Database | [14 empty] | 2.52 | HYDRO-V1 | HYDRO-V1 | HYDRO-V1 | HYDRO-V1 | HYDRO-V1 | 28.77%
GBR | United Kingdom | Carland Cross RP |  | GBR0003976 | 20 | 50.3509 | -5.0306 | Wind |  |  |  |  | Scottish Power Renewables | UK Renewable Energy Planning Database | https://www.gov.uk/government/collections/renewable-energy-planning-data | UK Renewable Energy Planning Database | 1027327 | [13 empty] | 50.41 | HYDRO-V1 | HYDRO-V1 | HYDRO-V1 | HYDRO-V1 | HYDRO-V1 | 28.77%
GBR | United Kingdom | Woodlands Barton Wind Project |  | GBR0004140 | 4.6 | 50.4253 | -4.8141 | Wind |  |  |  |  | Mr Jon Hyatt | UK Renewable Energy Planning Database | https://www.gov.uk/government/collections/renewable-energy-planning-data | UK Renewable Energy Planning Database | [14 empty] | 11.59 | HYDRO-V1 | HYDRO-V1 | HYDRO-V1 | HYDRO-V1 | HYDRO-V1 | 28.76%
GBR | United Kingdom | Denzell Downs Windfarm |  | GBR0004651 | 10.2615 | 50.4659 | -4.9615 | Wind |  |  |  |  | REG Windpower / BlackRock | UK Renewable Energy Planning Database | https://www.gov.uk/government/collections/renewable-energy-planning-data | UK Renewable Energy Planning Database | 1095537 | [13 empty] | 25.86 | HYDRO-V1 | HYDRO-V1 | HYDRO-V1 | HYDRO-V1 | HYDRO-V1 | 28.77%
GBR | United Kingdom | Bears Down |  | GBR0003392 | 9.6 | 50.4703 | -4.9556 | Wind |  |  |  |  | Natural Power | UK Renewable Energy Planning Database | https://www.gov.uk/government/collections/renewable-energy-planning-data | UK Renewable Energy Planning Database | 1049491 | [13 empty] | 24.2 | HYDRO-V1 | HYDRO-V1 | HYDRO-V1 | HYDRO-V1 | HYDRO-V1 | 28.78%
GBR | United Kingdom | St Breock |  | GBR0004604 | 10.261 | 50.4956 | -4.8213 | Wind |  |  |  |  | REG & Blackrock | UK Renewable Energy Planning Database | https://www.gov.uk/government/collections/renewable-energy-planning-data | UK Renewable Energy Planning Database | 1025741 | [13 empty] | 25.86 | NO-ESTIMATION | NO-ESTIMATION | WIND-V1 | WIND-V1 | WIND-V1 | 28.77%
GBR | United Kingdom | Delabole (Repowering) |  | GBR0003019 | 9.2 | 50.6378 | -4.7053 | Wind |  |  |  |  | Good Energy Generation | UK Renewable Energy Planning Database | https://www.gov.uk/government/collections/renewable-energy-planning-data | UK Renewable Energy Planning Database | 1033383 | [13 empty] | 23.19 | NO-ESTIMATION | NO-ESTIMATION | WIND-V1 | WIND-V1 | WIND-V1 | 28.77%
GBR | United Kingdom | Rampion Offshore Wind Farm (Hastings Zone) |  | GBR2001030 | 400 | 50.6400 | -0.1800 | Wind |  |  |  |  | E.ON UK | UK Renewable Energy Planning Database | https://www.gov.uk/government/collections/renewable-energy-planning-data | UK Renewable Energy Planning Database | [14 empty] | 1008.38 | NO-ESTIMATION | NO-ESTIMATION | NO-ESTIMATION | NO-ESTIMATION | CAPACITY-FACTOR-V1 | 28.78%
GBR | United Kingdom | Cold Northcott |  | GBR0003511 | 6.6 | 50.6455 | -4.5467 | Wind |  |  |  |  | EDF Energies Nouvelles | UK Renewable Energy Planning Database | https://www.gov.uk/government/collections/renewable-energy-planning-data | UK Renewable Energy Planning Database | 1023660 | [13 empty] | 16.63 | NO-ESTIMATION | NO-ESTIMATION | WIND-V1 | WIND-V1 | WIND-V1 | 28.76%
GBR | United Kingdom | Otterham Down Wind Farm (Resubmission) |  | GBR0003941 | 3.2 | 50.6849 | -4.6103 | Wind |  |  |  |  | Otter Power Ltd | UK Renewable Energy Planning Database | https://www.gov.uk/government/collections/renewable-energy-planning-data | UK Renewable Energy Planning Database | [14 empty] | 8.06 | HYDRO-V1 | HYDRO-V1 | HYDRO-V1 | HYDRO-V1 | HYDRO-V1 | 28.75%
GBR | United Kingdom | Nethercott Farm |  | GBR2001038 | 1.5 | 50.7443 | -4.3354 | Wind |  |  |  |  | Private Developer | UK Renewable Energy Planning Database | https://www.gov.uk/government/collections/renewable-energy-planning-data | UK Renewable Energy Planning Database | [14 empty] | 3.78 | NO-ESTIMATION | NO-ESTIMATION | NO-ESTIMATION | NO-ESTIMATION | NO-ESTIMATION | 28.77%
GBR | United Kingdom | Den Brook |  | GBR0004266 | 18 | 50.7801 | -3.8666 | Wind |  |  |  |  | Aviva | UK Renewable Energy Planning Database | https://www.gov.uk/government/collections/renewable-energy-planning-data | UK Renewable Energy Planning Database | 1084287 | [13 empty] | 45.37 | NO-ESTIMATION | NO-ESTIMATION | NO-ESTIMATION | NO-ESTIMATION | WIND-V1 | 28.77%
GBR | United Kingdom | Dunsland Cross Wind Farm |  | GBR0004227 | 7.5 | 50.8079 | -4.2597 | Wind |  |  |  |  | Temporis Capital | UK Renewable Energy Planning Database | https://www.gov.uk/government/collections/renewable-energy-planning-data | UK Renewable Energy Planning Database | [14 empty] | 18.9 | NO-ESTIMATION | NO-ESTIMATION | NO-ESTIMATION | NO-ESTIMATION | CAPACITY-FACTOR-V1 | 28.77%
GBR | United Kingdom | Shepham Lane (Resubmission) |  | GBR0004326 | 7.5 | 50.8295 | 0.2709 | Wind |  |  |  |  | Belltown Power | UK Renewable Energy Planning Database | https://www.gov.uk/government/collections/renewable-energy-planning-data | UK Renewable Energy Planning Database | [14 empty] | 18.9 | NO-ESTIMATION | NO-ESTIMATION | NO-ESTIMATION | NO-ESTIMATION | CAPACITY-FACTOR-V1 | 28.77%
GBR | United Kingdom | Crimp |  | GBR0003458 | 2.43 | 50.9119 | -4.4881 | Wind |  |  |  |  | Crimp Power Ltd (West Coast Energy) | UK Renewable Energy Planning Database | https://www.gov.uk/government/collections/renewable-energy-planning-data | UK Renewable Energy Planning Database | 1095910 | [13 empty] | 6.12 | NO-ESTIMATION | NO-ESTIMATION | NO-ESTIMATION | NO-ESTIMATION | CAPACITY-FACTOR-V1 | 28.75%
GBR | United Kingdom | East Youlstone |  | GBR0004168 | 4 | 50.9173 | -4.4465 | Wind |  |  |  |  | Airvolution Energy | UK Renewable Energy Planning Database | https://www.gov.uk/government/collections/renewable-energy-planning-data | UK Renewable Energy Planning Database | 1099860 | [13 empty] | 10.08 | NO-ESTIMATION | NO-ESTIMATION | NO-ESTIMATION | NO-ESTIMATION | CAPACITY-FACTOR-V1 | 28.77%
GBR | United Kingdom | Galsworthy |  | GBR0004624 | 9.2 | 50.9187 | -4.2715 | Wind |  |  |  |  | Ecotricity | UK Renewable Energy Planning Database | https://www.gov.uk/government/collections/renewable-energy-planning-data | UK Renewable Energy Planning Database | 1104773 | [13 empty] | 23.19 | NO-ESTIMATION | NO-ESTIMATION | NO-ESTIMATION | NO-ESTIMATION | NO-ESTIMATION | 28.77%
GBR | United Kingdom | Darracott Moor |  | GBR0003450 | 2.6 | 50.9299 | -4.5130 | Wind |  |  |  |  | FIM Services Limited aquired the site from previous developers Iberdrola | UK Renewable Energy Planning Database | https://www.gov.uk/government/collections/renewable-energy-planning-data | UK Renewable Energy Planning Database | 1067120 | [13 empty] | 6.55 | HYDRO-V1 | HYDRO-V1 | HYDRO-V1 | HYDRO-V1 | HYDRO-V1 | 28.76%
GBR | United Kingdom | Little Cheyne Court |  | GBR0003096 | 59.8 | 50.9638 | 0.8227 | Wind |  |  |  |  | RWE npower | UK Renewable Energy Planning Database | https://www.gov.uk/government/collections/renewable-energy-planning-data | UK Renewable Energy Planning Database | 1061741 | [13 empty] | 150.75 | HYDRO-V1 | HYDRO-V1 | HYDRO-V1 | HYDRO-V1 | HYDRO-V1 | 28.78%
GBR | United Kingdom | Batsworthy Cross |  | GBR0004057 | 18.45 | 50.9717 | -3.6891 | Wind |  |  |  |  | Blackrock Real Assets | UK Renewable Energy Planning Database | https://www.gov.uk/government/collections/renewable-energy-planning-data | UK Renewable Energy Planning Database | 1107523 | [13 empty] | 46.51 | WIND-V1 | WIND-V1 | WIND-V1 | WIND-V1 | WIND-V1 | 28.78%
GBR | United Kingdom | Fullabrook Down Wind Farm |  | GBR0004033 | 66 | 51.1569 | -4.1027 | Wind |  |  |  |  | Devon Wind Power Ltd | UK Renewable Energy Planning Database | https://www.gov.uk/government/collections/renewable-energy-planning-data | UK Renewable Energy Planning Database | 1070852 | [13 empty] | 166.38 | WIND-V1 | WIND-V1 | WIND-V1 | WIND-V1 | WIND-V1 | 28.78%
GBR | United Kingdom | Shooters |  | GBR0003161 | 2 | 51.2544 | -2.5834 | Wind |  |  |  |  | Ecotricity | UK Renewable Energy Planning Database | https://www.gov.uk/government/collections/renewable-energy-planning-data | UK Renewable Energy Planning Database | 1068157 | [13 empty] | 5.04 | HYDRO-V1 | HYDRO-V1 | HYDRO-V1 | HYDRO-V1 | HYDRO-V1 | 28.77%
GBR | United Kingdom | Standford Hill |  | GBR0003733 | 4.6 | 51.3950 | 0.8509 | Wind |  |  |  |  | Resonance | UK Renewable Energy Planning Database | https://www.gov.uk/government/collections/renewable-energy-planning-data | UK Renewable Energy Planning Database | 1098620 | [13 empty] | 11.59 | HYDRO-V1 | HYDRO-V1 | HYDRO-V1 | HYDRO-V1 | HYDRO-V1 | 28.76%
GBR | United Kingdom | GreenPark |  | GBR0003210 | 2 | 51.4190 | -0.9855 | Wind |  |  |  |  | Ecotricity / Prudential | UK Renewable Energy Planning Database | https://www.gov.uk/government/collections/renewable-energy-planning-data | UK Renewable Energy Planning Database | 1061248 | [13 empty] | 5.04 | NO-ESTIMATION | NO-ESTIMATION | NO-ESTIMATION | NO-ESTIMATION | CAPACITY-FACTOR-V1 | 28.77%
GBR | United Kingdom | Thanet |  | GBR0002499 | 300 | 51.4299 | 1.6334 | Wind |  |  |  |  | Vattenfall Wind Power Ltd | UK Renewable Energy Planning Database | https://www.gov.uk/government/collections/renewable-energy-planning-data | UK Renewable Energy Planning Database | [14 empty] | 756.28 | WIND-V1 | WIND-V1 | WIND-V1 | WIND-V1 | WIND-V1 | 28.78%
GBR | United Kingdom | Port of Sheerness Wind Farm Ltd |  | GBR0003738 | 8.2 | 51.4430 | 0.7479 | Wind |  |  |  |  | Peel Energy | UK Renewable Energy Planning Database | https://www.gov.uk/government/collections/renewable-energy-planning-data | UK Renewable Energy Planning Database | 1110733 | [13 empty] | 20.67 | HYDRO-V1 | HYDRO-V1 | HYDRO-V1 | HYDRO-V1 | HYDRO-V1 | 28.78%
GBR | United Kingdom | Kentish Flats Extension |  | GBR0002504 | 49.5 | 51.4500 | 1.0800 | Wind |  |  |  |  | Vattenfall | UK Renewable Energy Planning Database | https://www.gov.uk/government/collections/renewable-energy-planning-data | UK Renewable Energy Planning Database | 1058682 | [13 empty] | 124.78 | NO-ESTIMATION | NO-ESTIMATION | NO-ESTIMATION | NO-ESTIMATION | CAPACITY-FACTOR-V1 | 28.78%
GBR | United Kingdom | Port of Tilbury |  | GBR0003982 | 9.2 | 51.4573 | 0.3368 | Wind |  |  |  |  | Scottish Equity Partners | UK Renewable Energy Planning Database | https://www.gov.uk/government/collections/renewable-energy-planning-data | UK Renewable Energy Planning Database | [14 empty] | 23.19 | HYDRO-V1 | HYDRO-V1 | HYDRO-V1 | HYDRO-V1 | HYDRO-V1 | 28.77%
GBR | United Kingdom | Kentish Flats |  | GBR0002492 | 90 | 51.4606 | 1.0938 | Wind |  |  |  |  | Vattenfall | UK Renewable Energy Planning Database | https://www.gov.uk/government/collections/renewable-energy-planning-data | UK Renewable Energy Planning Database | [14 empty] | 226.88 | HYDRO-V1 | HYDRO-V1 | HYDRO-V1 | HYDRO-V1 | HYDRO-V1 | 28.78%
GBR | United Kingdom | Newton Down |  | GBR0003904 | 5 | 51.5022 | -3.6690 | Wind |  |  |  |  | Renewable Energy Partnerships Ltd | UK Renewable Energy Planning Database | https://www.gov.uk/government/collections/renewable-energy-planning-data | UK Renewable Energy Planning Database | 1089625 | [13 empty] | 12.6 | NO-ESTIMATION | NO-ESTIMATION | NO-ESTIMATION | NO-ESTIMATION | NO-ESTIMATION | 28.77%
GBR | United Kingdom | Crossness Sewage Works Turbine |  | GBR0003862 | 2.5 | 51.5022 | 0.1421 | Wind |  |  |  |  | Thames Water Utilities | UK Renewable Energy Planning Database | https://www.gov.uk/government/collections/renewable-energy-planning-data | UK Renewable Energy Planning Database | [14 empty] | 6.3 | HYDRO-V1 | HYDRO-V1 | HYDRO-V1 | HYDRO-V1 | HYDRO-V1 | 28.77%
GBR | United Kingdom | Avonmouth Port - extension |  | GBR0004159 | 9 | 51.5029 | -2.6988 | Wind |  |  |  |  | Bristol Port Company | UK Renewable Energy Planning Database | https://www.gov.uk/government/collections/renewable-energy-planning-data | UK Renewable Energy Planning Database | [14 empty] | 22.68 | NO-ESTIMATION | NO-ESTIMATION | NO-ESTIMATION | NO-ESTIMATION | NO-ESTIMATION | 28.77%
GBR | United Kingdom | G24 Innovations Turbine |  | GBR0002804 | 2.3 | 51.5067 | -3.1042 | Wind | [5 empty] | UK Renewable Energy Planning Database | https://www.gov.uk/government/collections/renewable-energy-planning-data | UK Renewable Energy Planning Database | [14 empty] | 5.79 | NO-ESTIMATION | NO-ESTIMATION | NO-ESTIMATION | NO-ESTIMATION | CAPACITY-FACTOR-V1 | 28.74%
GBR | United Kingdom | Avonmouth Wind Power |  | GBR0003664 | 8.2 | 51.5115 | -2.6735 | Wind |  |  |  |  | Wessex Water Engineering Services | UK Renewable Energy Planning Database | https://www.gov.uk/government/collections/renewable-energy-planning-data | UK Renewable Energy Planning Database | [14 empty] | 20.67 | WIND-V1 | WIND-V1 | WIND-V1 | WIND-V1 | WIND-V1 | 28.78%
GBR | United Kingdom | Avonmouth Port |  | GBR0003194 | 6 | 51.5166 | -2.7027 | Wind |  |  |  |  | Bristol Port Authority | UK Renewable Energy Planning Database | https://www.gov.uk/government/collections/renewable-energy-planning-data | UK Renewable Energy Planning Database | [14 empty] | 15.12 | NO-ESTIMATION | NO-ESTIMATION | NO-ESTIMATION | NO-ESTIMATION | CAPACITY-FACTOR-V1 | 28.77%
GBR | United Kingdom | Dagenham |  | GBR0003158 | 2.3 | 51.5187 | 0.1508 | Wind |  |  |  |  | Ecotricity | UK Renewable Energy Planning Database | https://www.gov.uk/government/collections/renewable-energy-planning-data | UK Renewable Energy Planning Database | 1068154 | [13 empty] | 5.79 | NO-ESTIMATION | NO-ESTIMATION | NO-ESTIMATION | NO-ESTIMATION | CAPACITY-FACTOR-V1 | 28.74%
GBR | United Kingdom | Little Belhus Restoration Site |  | GBR0003437 | 1 | 51.5225 | 0.2776 | Wind |  |  |  |  | Constantine Wind Energy | UK Renewable Energy Planning Database | https://www.gov.uk/government/collections/renewable-energy-planning-data | UK Renewable Energy Planning Database | [14 empty] | 2.52 | HYDRO-V1 | HYDRO-V1 | HYDRO-V1 | HYDRO-V1 | HYDRO-V1 | 28.77%
GBR | United Kingdom | Beckton Sewage Treatment Works |  | GBR0004976 | 2.2 | 51.5256 | 0.0799 | Wind |  |  |  |  | Thames Water Utilities | UK Renewable Energy Planning Database | https://www.gov.uk/government/collections/renewable-energy-planning-data | UK Renewable Energy Planning Database | [14 empty] | 5.54 | HYDRO-V1 | HYDRO-V1 | HYDRO-V1 | HYDRO-V1 | HYDRO-V1 | 28.75%
GBR | United Kingdom | Ford Motor Company Ltd (Extension) |  | GBR0002683 | 2 | 51.5287 | 0.1504 | Wind | [5 empty] | UK Renewable Energy Planning Database | https://www.gov.uk/government/collections/renewable-energy-planning-data | UK Renewable Energy Planning Database | [14 empty] | 5.04 | HYDRO-V1 | HYDRO-V1 | HYDRO-V1 | HYDRO-V1 | HYDRO-V1 | 28.77%
GBR | United Kingdom | Avonmouth Port II |  | GBR0003927 | 5 | 51.5383 | -2.6739 | Wind |  |  |  |  | Bristol City Council - Energy Management Unit | UK Renewable Energy Planning Database | https://www.gov.uk/government/collections/renewable-energy-planning-data | UK Renewable Energy Planning Database | [14 empty] | 12.6 | HYDRO-V1 | HYDRO-V1 | HYDRO-V1 | HYDRO-V1 | HYDRO-V1 | 28.77%
GBR | United Kingdom | Nash Waste Water Treatment Works Turbine |  | GBR0003887 | 2.5 | 51.5511 | -2.9591 | Wind |  |  |  |  | Welsh Water | UK Renewable Energy Planning Database | https://www.gov.uk/government/collections/renewable-energy-planning-data | UK Renewable Energy Planning Database | [14 empty] | 6.3 | NO-ESTIMATION | NO-ESTIMATION | NO-ESTIMATION | NO-ESTIMATION | NO-ESTIMATION | 28.77%
GBR | United Kingdom | ANP Newport Wind Turbine |  | GBR0005555 | 2.3 | 51.5559 | -2.9738 | Wind |  |  |  |  | Associated British Ports | UK Renewable Energy Planning Database | https://www.gov.uk/government/collections/renewable-energy-planning-data | UK Renewable Energy Planning Database | [14 empty] | 5.79 | WIND-V1 | WIND-V1 | WIND-V1 | WIND-V1 | WIND-V1 | 28.74%
GBR | United Kingdom | Mynydd Portref |  | GBR0003931 | 9.35 | 51.5564 | -3.4597 | Wind |  |  |  |  | FIM Services | UK Renewable Energy Planning Database | https://www.gov.uk/government/collections/renewable-energy-planning-data | UK Renewable Energy Planning Database | [14 empty] | 23.57 | HYDRO-V1 | HYDRO-V1 | HYDRO-V1 | HYDRO-V1 | HYDRO-V1 | 28.78%
GBR | United Kingdom | West of Rhiwfelin Fach Farm |  | GBR2001110 | 1.5 | 51.5589 | -3.3914 | Wind |  |  |  |  | Infinite Renewables | UK Renewable Energy Planning Database | https://www.gov.uk/government/collections/renewable-energy-planning-data | UK Renewable Energy Planning Database | [14 empty] | 3.78 | NO-ESTIMATION | NO-ESTIMATION | NO-ESTIMATION | NO-ESTIMATION | CAPACITY-FACTOR-V1 | 28.77%
GBR | United Kingdom | Mynydd Portref Wind Farm extension |  | GBR0004194 | 12 | 51.5604 | -3.4496 | Wind |  |  |  |  | REG Windpower | UK Renewable Energy Planning Database | https://www.gov.uk/government/collections/renewable-energy-planning-data | UK Renewable Energy Planning Database | [14 empty] | 30.25 | NO-ESTIMATION | NO-ESTIMATION | NO-ESTIMATION | NO-ESTIMATION | CAPACITY-FACTOR-V1 | 28.78%
GBR | United Kingdom | Longlands Lane |  | GBR0004196 | 1.5 | 51.5633 | -3.7479 | Wind |  |  |  |  | Renewable Energy Systems Ltd (RES) | UK Renewable Energy Planning Database | https://www.gov.uk/government/collections/renewable-energy-planning-data | UK Renewable Energy Planning Database | 1100035 | [13 empty] | 3.78 | NO-ESTIMATION | NO-ESTIMATION | NO-ESTIMATION | WIND-V1 | WIND-V1 | 28.77%
GBR | United Kingdom | Solutia |  | GBR0003034 | 5 | 51.5666 | -2.9626 | Wind |  |  |  |  | Solutia / Vestas | UK Renewable Energy Planning Database | https://www.gov.uk/government/collections/renewable-energy-planning-data | UK Renewable Energy Planning Database | [14 empty] | 12.6 | NO-ESTIMATION | NO-ESTIMATION | NO-ESTIMATION | WIND-V1 | WIND-V1 | 28.77%
GBR | United Kingdom | Taff Ely |  | GBR0002776 | 9 | 51.5694 | -3.4648 | Wind |  |  |  |  | Npower Renewables | UK Renewable Energy Planning Database | https://www.gov.uk/government/collections/renewable-energy-planning-data | UK Renewable Energy Planning Database | 1013941 | [13 empty] | 22.68 | NO-ESTIMATION | NO-ESTIMATION | NO-ESTIMATION | WIND-V1 | WIND-V1 | 28.77%
GBR | United Kingdom | Alveston Wind Park |  | GBR0004335 | 6.9 | 51.5723 | -2.4999 | Wind |  |  |  |  | Ecotricity | UK Renewable Energy Planning Database | https://www.gov.uk/government/collections/renewable-energy-planning-data | UK Renewable Energy Planning Database | [14 empty] | 17.39 | NO-ESTIMATION | NO-ESTIMATION | NO-ESTIMATION | NO-ESTIMATION | CAPACITY-FACTOR-V1 | 28.77%
GBR | United Kingdom | Mynydd Brombil |  | GBR0004193 | 8 | 51.5830 | -3.7457 | Wind |  |  |  |  | REG Windpower | UK Renewable Energy Planning Database | https://www.gov.uk/government/collections/renewable-energy-planning-data | UK Renewable Energy Planning Database | [14 empty] | 20.16 | NO-ESTIMATION | NO-ESTIMATION | NO-ESTIMATION | NO-ESTIMATION | CAPACITY-FACTOR-V1 | 28.77%
GBR | United Kingdom | Pant y wal extension |  | GBR0004409 | 20 | 51.5872 | -3.5220 | Wind |  |  |  |  | Pennant Walters (PYWX) | UK Renewable Energy Planning Database | https://www.gov.uk/government/collections/renewable-energy-planning-data | UK Renewable Energy Planning Database | [14 empty] | 50.41 | NO-ESTIMATION | NO-ESTIMATION | NO-ESTIMATION | NO-ESTIMATION | CAPACITY-FACTOR-V1 | 28.77%
GBR | United Kingdom | Fforch Nest Wind Farm pt2 |  | GBR0003932 | 17.5 | 51.6065 | -3.4960 | Wind |  |  |  |  | Pennant Walters | UK Renewable Energy Planning Database | https://www.gov.uk/government/collections/renewable-energy-planning-data | UK Renewable Energy Planning Database | 1100085 | [13 empty] | 44.11 | NO-ESTIMATION | NO-ESTIMATION | NO-ESTIMATION | NO-ESTIMATION | CAPACITY-FACTOR-V1 | 28.77%
GBR | United Kingdom | Fforch Nest Wind Farm pt1 |  | GBR0003956 | 10 | 51.6110 | -3.4947 | Wind |  |  |  |  | Pennant Walters | UK Renewable Energy Planning Database | https://www.gov.uk/government/collections/renewable-energy-planning-data | UK Renewable Energy Planning Database | 1100085 | [13 empty] | 25.2 | NO-ESTIMATION | NO-ESTIMATION | NO-ESTIMATION | NO-ESTIMATION | CAPACITY-FACTOR-V1 | 28.77%
GBR | United Kingdom | Pant y wal |  | GBR0004039 | 25 | 51.6129 | -3.5050 | Wind |  |  |  |  | Pennant Wind Energy Ventures (PWEV) | UK Renewable Energy Planning Database | https://www.gov.uk/government/collections/renewable-energy-planning-data | UK Renewable Energy Planning Database | 1079319 | [13 empty] | 63.02 | WIND-V1 | WIND-V1 | WIND-V1 | WIND-V1 | WIND-V1 | 28.78%
GBR | United Kingdom | Westmill Wind Farm |  | GBR0003264 | 6.5 | 51.6158 | -1.6661 | Wind |  |  |  |  | Adam Twine of Colleymore | UK Renewable Energy Planning Database | https://www.gov.uk/government/collections/renewable-energy-planning-data | UK Renewable Energy Planning Database | 1061249 | [13 empty] | 16.38 | HYDRO-V1 | HYDRO-V1 | HYDRO-V1 | HYDRO-V1 | HYDRO-V1 | 28.77%
GBR | United Kingdom | Llynfi Afan Renewable Energy Park |  | GBR0004644 | 6 | 51.6427 | -3.6147 | Wind |  |  |  |  | John Laing | UK Renewable Energy Planning Database | https://www.gov.uk/government/collections/renewable-energy-planning-data | UK Renewable Energy Planning Database | [14 empty] | 15.12 | NO-ESTIMATION | NO-ESTIMATION | NO-ESTIMATION | NO-ESTIMATION | CAPACITY-FACTOR-V1 | 28.77%
GBR | United Kingdom | Llynfi Renewable Energy Park Land at Mynydd Caerau |  | GBR0004656 | 18 | 51.6449 | -3.6211 | Wind |  |  |  |  | John Laing | UK Renewable Energy Planning Database | https://www.gov.uk/government/collections/renewable-energy-planning-data | UK Renewable Energy Planning Database | [14 empty] | 45.37 | HYDRO-V1 | HYDRO-V1 | HYDRO-V1 | HYDRO-V1 | HYDRO-V1 | 28.77%
GBR | United Kingdom | Penrhys Wind Farm/Ferndale Power Factory |  | GBR0003660 | 6.4 | 51.6511 | -3.4512 | Wind |  |  |  |  | John Laing | UK Renewable Energy Planning Database | https://www.gov.uk/government/collections/renewable-energy-planning-data | UK Renewable Energy Planning Database | [14 empty] | 16.13 | HYDRO-V1 | HYDRO-V1 | HYDRO-V1 | HYDRO-V1 | HYDRO-V1 | 28.77%
GBR | United Kingdom | Turncole |  | GBR0004067 | 17.5 | 51.6515 | 0.8678 | Wind |  |  |  |  | RES/ Aviva | UK Renewable Energy Planning Database | https://www.gov.uk/government/collections/renewable-energy-planning-data | UK Renewable Energy Planning Database | 1084283 | [13 empty] | 44.11 | NO-ESTIMATION | NO-ESTIMATION | NO-ESTIMATION | NO-ESTIMATION | NO-ESTIMATION | 28.77%
GBR | United Kingdom | Pen y Cymoedd |  | GBR0004595 | 228 | 51.6555 | -3.6957 | Wind |  |  |  |  | Vattenfall (previously Nuon Renewables) | UK Renewable Energy Planning Database | https://www.gov.uk/government/collections/renewable-energy-planning-data | UK Renewable Energy Planning Database | [14 empty] | 574.77 | NO-ESTIMATION | NO-ESTIMATION | NO-ESTIMATION | NO-ESTIMATION | CAPACITY-FACTOR-V1 | 28.78%
GBR | United Kingdom | Middlewick |  | GBR0004662 | 20.7 | 51.6631 | 0.8925 | Wind |  |  |  |  | Blue Energy (formerly Ridgewind Ltd) | UK Renewable Energy Planning Database | https://www.gov.uk/government/collections/renewable-energy-planning-data | UK Renewable Energy Planning Database | 1094591 | [13 empty] | 52.18 | HYDRO-V1 | HYDRO-V1 | HYDRO-V1 | HYDRO-V1 | HYDRO-V1 | 28.78%
GBR | United Kingdom | Ffynnon Oer |  | GBR0004677 | 32 | 51.6830 | -3.6287 | Wind |  |  |  |  | RWE npower | UK Renewable Energy Planning Database | https://www.gov.uk/government/collections/renewable-energy-planning-data | UK Renewable Energy Planning Database | 1058140 | [13 empty] | 80.67 | NO-ESTIMATION | NO-ESTIMATION | NO-ESTIMATION | NO-ESTIMATION | CAPACITY-FACTOR-V1 | 28.78%
GBR | United Kingdom | Oakdale |  | GBR0003726 | 4 | 51.6869 | -3.1714 | Wind |  |  |  |  | Resonance | UK Renewable Energy Planning Database | https://www.gov.uk/government/collections/renewable-energy-planning-data | UK Renewable Energy Planning Database | 1099806 | [13 empty] | 10.08 | NO-ESTIMATION | NO-ESTIMATION | NO-ESTIMATION | NO-ESTIMATION | CAPACITY-FACTOR-V1 | 28.77%
GBR | United Kingdom | Maerdy |  | GBR0004138 | 24 | 51.6978 | -3.5179 | Wind |  |  |  |  | Greencoat UK Wind | UK Renewable Energy Planning Database | https://www.gov.uk/government/collections/renewable-energy-planning-data | UK Renewable Energy Planning Database | 1096454 | [13 empty] | 60.5 | NO-ESTIMATION | NO-ESTIMATION | NO-ESTIMATION | NO-ESTIMATION | CAPACITY-FACTOR-V1 | 28.78%
GBR | United Kingdom | Wear Point |  | GBR0004661 | 8.2 | 51.7021 | -4.9965 | Wind |  |  |  |  | John Laing | UK Renewable Energy Planning Database | https://www.gov.uk/government/collections/renewable-energy-planning-data | UK Renewable Energy Planning Database | 1094979 | [13 empty] | 20.67 | NO-ESTIMATION | NO-ESTIMATION | NO-ESTIMATION | NO-ESTIMATION | CAPACITY-FACTOR-V1 | 28.78%
GBR | United Kingdom | Gunfleet Sands 3 |  | GBR0002488 | 12 | 51.7030 | 1.1919 | Wind |  |  |  |  | Orsted (formerly Dong Energy) | UK Renewable Energy Planning Database | https://www.gov.uk/government/collections/renewable-energy-planning-data | UK Renewable Energy Planning Database | 1038553 | [13 empty] | 30.25 | NO-ESTIMATION | NO-ESTIMATION | NO-ESTIMATION | NO-ESTIMATION | CAPACITY-FACTOR-V1 | 28.78%
GBR | United Kingdom | Bradwell |  | GBR0003936 | 20.5 | 51.7098 | 0.8210 | Wind |  |  |  |  | Npower Renewables | UK Renewable Energy Planning Database | https://www.gov.uk/government/collections/renewable-energy-planning-data | UK Renewable Energy Planning Database | [14 empty] | 51.67 | NO-ESTIMATION | NO-ESTIMATION | WIND-V1 | WIND-V1 | WIND-V1 | 28.77%
GBR | United Kingdom | Mynydd Bwllfa Wind Farm - Resubmission |  | GBR0003705 | 22.5 | 51.7147 | -3.5098 | Wind |  |  |  |  | Pennant Walters | UK Renewable Energy Planning Database | https://www.gov.uk/government/collections/renewable-energy-planning-data | UK Renewable Energy Planning Database | 1100084 | [13 empty] | 56.72 | NO-ESTIMATION | NO-ESTIMATION | WIND-V1 | WIND-V1 | WIND-V1 | 28.78%
GBR | United Kingdom | Castle Pill - Repowering |  | GBR0003313 | 3.2 | 51.7200 | -5.0128 | Wind |  |  |  |  | John Laing | UK Renewable Energy Planning Database | https://www.gov.uk/government/collections/renewable-energy-planning-data | UK Renewable Energy Planning Database | 1080603 | [13 empty] | 8.06 | NO-ESTIMATION | NO-ESTIMATION | NO-ESTIMATION | NO-ESTIMATION | CAPACITY-FACTOR-V1 | 28.75%
GBR | United Kingdom | Sharpness Docks |  | GBR2001041 | 2 | 51.7237 | -2.4829 | Wind |  |  |  |  | Partnerships for Renewables/AGR | UK Renewable Energy Planning Database | https://www.gov.uk/government/collections/renewable-energy-planning-data | UK Renewable Energy Planning Database | [14 empty] | 5.04 | NO-ESTIMATION | NO-ESTIMATION | WIND-V1 | WIND-V1 | WIND-V1 | 28.77%
GBR | United Kingdom | Lodge Farm 1 |  | GBR0003272 | 1 | 51.7263 | -5.0609 | Wind |  |  |  |  | Mr Knight | UK Renewable Energy Planning Database | https://www.gov.uk/government/collections/renewable-energy-planning-data | UK Renewable Energy Planning Database | [14 empty] | 2.52 | NO-ESTIMATION | NO-ESTIMATION | WIND-V1 | WIND-V1 | WIND-V1 | 28.77%
GBR | United Kingdom | Gunfleet Sands 2 |  | GBR0002489 | 65 | 51.7272 | 1.2459 | Wind |  |  |  |  | Orsted (formerly Dong Energy) | UK Renewable Energy Planning Database | https://www.gov.uk/government/collections/renewable-energy-planning-data | UK Renewable Energy Planning Database | [14 empty] | 163.86 | NO-ESTIMATION | NO-ESTIMATION | WIND-V1 | WIND-V1 | WIND-V1 | 28.78%
GBR | United Kingdom | Gunfleet Sands 1 |  | GBR0002490 | 108 | 51.7308 | 1.2180 | Wind |  |  |  |  | Orsted (formerly Dong Energy) | UK Renewable Energy Planning Database | https://www.gov.uk/government/collections/renewable-energy-planning-data | UK Renewable Energy Planning Database | 1038553 | [13 empty] | 272.26 | NO-ESTIMATION | NO-ESTIMATION | WIND-V1 | WIND-V1 | WIND-V1 | 28.78%
GBR | United Kingdom | Maesgwyn |  | GBR0002674 | 26 | 51.7365 | -3.6596 | Wind |  |  |  |  | Pennant Wind Energy Ventures Ltd | UK Renewable Energy Planning Database | https://www.gov.uk/government/collections/renewable-energy-planning-data | UK Renewable Energy Planning Database | 1079318 | [13 empty] | 65.54 | NO-ESTIMATION | NO-ESTIMATION | NO-ESTIMATION | WIND-V1 | WIND-V1 | 28.78%
GBR | United Kingdom | Maesgwyn Wind Farm - extension |  | GBR0004485 | 2.5 | 51.7406 | -3.6442 | Wind |  |  |  |  | Pennant Walters (MAESX) Limited | UK Renewable Energy Planning Database | https://www.gov.uk/government/collections/renewable-energy-planning-data | UK Renewable Energy Planning Database | [14 empty] | 6.3 | NO-ESTIMATION | NO-ESTIMATION | NO-ESTIMATION | NO-ESTIMATION | CAPACITY-FACTOR-V1 | 28.77%
GBR | United Kingdom | Mynydd Y Gwair Wind Farm (resubmission) |  | GBR2001077 | 32.8 | 51.7492 | -3.9381 | Wind |  |  |  |  | RWE Npower Renewables/ Innogy | UK Renewable Energy Planning Database | https://www.gov.uk/government/collections/renewable-energy-planning-data | UK Renewable Energy Planning Database | [14 empty] | 82.68 | HYDRO-V1 | HYDRO-V1 | HYDRO-V1 | HYDRO-V1 | HYDRO-V1 | 28.78%
GBR | United Kingdom | Parc Cynog |  | GBR0002636 | 3.6 | 51.7569 | -4.5297 | Wind |  |  |  |  | Micon Wind Turbines (UK) Limited | UK Renewable Energy Planning Database | https://www.gov.uk/government/collections/renewable-energy-planning-data | UK Renewable Energy Planning Database | [14 empty] | 9.07 | HYDRO-V1 | HYDRO-V1 | HYDRO-V1 | HYDRO-V1 | HYDRO-V1 | 28.76%
GBR | United Kingdom | Parc Cynog Extension |  | GBR0002950 | 8.4 | 51.7592 | -4.5337 | Wind |  |  |  |  | Nuon | UK Renewable Energy Planning Database | https://www.gov.uk/government/collections/renewable-energy-planning-data | UK Renewable Energy Planning Database | [14 empty] | 21.17 | HYDRO-V1 | HYDRO-V1 | HYDRO-V1 | HYDRO-V1 | HYDRO-V1 | 28.77%
GBR | United Kingdom | Princes Gate Spring Water |  | GBR0003378 | 1.6 | 51.7720 | -4.6844 | Wind |  |  |  |  | Princes Gate Spring Water | UK Renewable Energy Planning Database | https://www.gov.uk/government/collections/renewable-energy-planning-data | UK Renewable Energy Planning Database | [14 empty] | 4.03 | NO-ESTIMATION | NO-ESTIMATION | NO-ESTIMATION | NO-ESTIMATION | CAPACITY-FACTOR-V1 | 28.75%
GBR | United Kingdom | Mynydd y Betws |  | GBR0004061 | 34.5 | 51.7728 | -3.9290 | Wind |  |  |  |  | ESB (Cambrian Renewable Energy Ltd / Betws Common Holdings Ltd) | UK Renewable Energy Planning Database | https://www.gov.uk/government/collections/renewable-energy-planning-data | UK Renewable Energy Planning Database | 1091128 | [13 empty] | 86.97 | HYDRO-V1 | HYDRO-V1 | HYDRO-V1 | HYDRO-V1 | HYDRO-V1 | 28.78%
GBR | United Kingdom | Lawrence Landfill |  | GBR0004483 | 1.6 | 51.7745 | -5.0008 | Wind |  |  |  |  | Wind Energy Direct | UK Renewable Energy Planning Database | https://www.gov.uk/government/collections/renewable-energy-planning-data | UK Renewable Energy Planning Database | [14 empty] | 4.03 | HYDRO-V1 | HYDRO-V1 | HYDRO-V1 | HYDRO-V1 | HYDRO-V1 | 28.75%
GBR | United Kingdom | Pen Bryn Oer Wind Farm |  | GBR2001063 | 4 | 51.7749 | -3.2759 | Wind |  |  |  |  | REG Windpower/ BlackRock | UK Renewable Energy Planning Database | https://www.gov.uk/government/collections/renewable-energy-planning-data | UK Renewable Energy Planning Database | [14 empty] | 10.08 | NO-ESTIMATION | NO-ESTIMATION | NO-ESTIMATION | WIND-V1 | WIND-V1 | 28.77%
GBR | United Kingdom | Mynydd Y Gwrhyd Windfarm (resubmission) |  | GBR0003896 | 4.7 | 51.7784 | -3.8472 | Wind |  |  |  |  | Awel Aman Tawe | UK Renewable Energy Planning Database | https://www.gov.uk/government/collections/renewable-energy-planning-data | UK Renewable Energy Planning Database | [14 empty] | 11.84 | NO-ESTIMATION | NO-ESTIMATION | NO-ESTIMATION | WIND-V1 | WIND-V1 | 28.76%
GBR | United Kingdom | Earls Hall Farm |  | GBR0003943 | 10.25 | 51.8092 | 1.1109 | Wind |  |  |  |  | Greencoat UK Wind | UK Renewable Energy Planning Database | https://www.gov.uk/government/collections/renewable-energy-planning-data | UK Renewable Energy Planning Database | 1090043 | [13 empty] | 25.83 | NO-ESTIMATION | NO-ESTIMATION | NO-ESTIMATION | WIND-V1 | WIND-V1 | 28.77%
GBR | United Kingdom | Quarrendon Fields |  | GBR0004908 | 1.5 | 51.8424 | -0.8360 | Wind |  |  |  |  | AWE Renewables | UK Renewable Energy Planning Database | https://www.gov.uk/government/collections/renewable-energy-planning-data | UK Renewable Energy Planning Database | 1107039 | [13 empty] | 3.78 | NO-ESTIMATION | NO-ESTIMATION | NO-ESTIMATION | WIND-V1 | WIND-V1 | 28.77%
GBR | United Kingdom | Alltwalis |  | GBR1000485 | 23 | 51.8555 | -4.3053 | Wind |  |  |  |  | Statkraft Wind UK Ltd | Department for Business Energy & Industrial Strategy | https://www.gov.uk/government/collections/digest-of-uk-energy-statistics-dukes | CARMA | 1068951 | [13 empty] | 57.98 | NO-ESTIMATION | NO-ESTIMATION | NO-ESTIMATION | WIND-V1 | WIND-V1 | 28.78%
GBR | United Kingdom | Blue Gates Farm |  | GBR0002694 | 1.5 | 51.8631 | 1.0042 | Wind |  |  |  |  | M H & P Leyland | UK Renewable Energy Planning Database | https://www.gov.uk/government/collections/renewable-energy-planning-data | UK Renewable Energy Planning Database | [14 empty] | 3.78 | NO-ESTIMATION | NO-ESTIMATION | NO-ESTIMATION | NO-ESTIMATION | NO-ESTIMATION | 28.77%
GBR | United Kingdom | Galloper Wind Farm |  | GBR2001035 | 353 | 51.8800 | 2.0400 | Wind |  |  |  |  | RWE Npower Renewables | UK Renewable Energy Planning Database | https://www.gov.uk/government/collections/renewable-energy-planning-data | UK Renewable Energy Planning Database | [14 empty] | 889.89 | NO-ESTIMATION | NO-ESTIMATION | WIND-V1 | WIND-V1 | WIND-V1 | 28.78%
GBR | United Kingdom | Dyffryn Brodyn |  | GBR0002956 | 5.4 | 51.9112 | -4.5907 | Wind |  |  |  |  | RES | UK Renewable Energy Planning Database | https://www.gov.uk/government/collections/renewable-energy-planning-data | UK Renewable Energy Planning Database | [14 empty] | 13.61 | NO-ESTIMATION | NO-ESTIMATION | NO-ESTIMATION | NO-ESTIMATION | NO-ESTIMATION | 28.77%
GBR | United Kingdom | Greater Gabbard |  | GBR0002510 | 504 | 51.9176 | 1.9284 | Wind |  |  |  |  | Airtricity / Fluor Ltd | UK Renewable Energy Planning Database | https://www.gov.uk/government/collections/renewable-energy-planning-data | UK Renewable Energy Planning Database | 1061829 | [13 empty] | 1270.56 | NO-ESTIMATION | NO-ESTIMATION | NO-ESTIMATION | NO-ESTIMATION | NO-ESTIMATION | 28.78%
GBR | United Kingdom | Double Arches Quarry Wind Turbine |  | GBR0004295 | 1.5 | 51.9519 | -0.6343 | Wind |  |  |  |  | Arnold White Estates (AWE Renewables) | UK Renewable Energy Planning Database | https://www.gov.uk/government/collections/renewable-energy-planning-data | UK Renewable Energy Planning Database | 1105984 | [13 empty] | 3.78 | HYDRO-V1 | HYDRO-V1 | HYDRO-V1 | HYDRO-V1 | HYDRO-V1 | 28.77%
GBR | United Kingdom | Brechfa Forest West |  | GBR2001040 | 57.4 | 51.9606 | -4.1234 | Wind |  |  |  |  | RWE Npower Renewables | UK Renewable Energy Planning Database | https://www.gov.uk/government/collections/renewable-energy-planning-data | UK Renewable Energy Planning Database | [14 empty] | 144.7 | NO-ESTIMATION | NO-ESTIMATION | NO-ESTIMATION | NO-ESTIMATION | NO-ESTIMATION | 28.78%
GBR | United Kingdom | Blaengwen (Re-Submission) |  | GBR0004670 | 23 | 51.9778 | -4.2380 | Wind |  |  |  |  | Statkraft and Catamount Energy Corporation | UK Renewable Energy Planning Database | https://www.gov.uk/government/collections/renewable-energy-planning-data | UK Renewable Energy Planning Database | [14 empty] | 57.98 | HYDRO-V1 | HYDRO-V1 | HYDRO-V1 | HYDRO-V1 | HYDRO-V1 | 28.78%
GBR | United Kingdom | Blaen Bowi Wind Farm |  | GBR0002630 | 3.9 | 51.9971 | -4.4413 | Wind |  |  |  |  | WINDJEN POWER LTD | UK Renewable Energy Planning Database | https://www.gov.uk/government/collections/renewable-energy-planning-data | UK Renewable Energy Planning Database | 1057318 | [13 empty] | 9.83 | NO-ESTIMATION | NO-ESTIMATION | NO-ESTIMATION | NO-ESTIMATION | CAPACITY-FACTOR-V1 | 28.77%
GBR | United Kingdom | Langford Wind Farm |  | GBR0004666 | 20 | 52.0590 | -0.2453 | Wind |  |  |  |  | Co-operative Group | UK Renewable Energy Planning Database | https://www.gov.uk/government/collections/renewable-energy-planning-data | UK Renewable Energy Planning Database | [14 empty] | 50.41 | NO-ESTIMATION | NO-ESTIMATION | NO-ESTIMATION | NO-ESTIMATION | CAPACITY-FACTOR-V1 | 28.77%
GBR | United Kingdom | Marston Vale Country Park Wind Turbine |  | GBR0003890 | 1.5 | 52.0647 | -0.5354 | Wind |  |  |  |  | Blue Energy | UK Renewable Energy Planning Database | https://www.gov.uk/government/collections/renewable-energy-planning-data | UK Renewable Energy Planning Database | 1094858 | [13 empty] | 3.78 | HYDRO-V1 | HYDRO-V1 | HYDRO-V1 | HYDRO-V1 | HYDRO-V1 | 28.77%
GBR | United Kingdom | The Haven |  | GBR0003179 | 1.2 | 52.1290 | -2.3184 | Wind |  |  |  |  | Mr. Bowles | UK Renewable Energy Planning Database | https://www.gov.uk/government/collections/renewable-energy-planning-data | UK Renewable Energy Planning Database | [14 empty] | 3.02 | HYDRO-V1 | HYDRO-V1 | HYDRO-V1 | HYDRO-V1 | HYDRO-V1 | 28.73%
GBR | United Kingdom | M1 Wind Farm |  | GBR0004399 | 7.2 | 52.1617 | -0.8617 | Wind |  |  |  |  | Wind Prospect Developments | UK Renewable Energy Planning Database | https://www.gov.uk/government/collections/renewable-energy-planning-data | UK Renewable Energy Planning Database | 1104755 | [13 empty] | 18.15 | HYDRO-V1 | HYDRO-V1 | HYDRO-V1 | HYDRO-V1 | HYDRO-V1 | 28.78%
GBR | United Kingdom | Norton Fields Farm |  | GBR0004497 | 1.3 | 52.1643 | -2.1427 | Wind |  |  |  |  | REsense c/o CO2Sense | UK Renewable Energy Planning Database | https://www.gov.uk/government/collections/renewable-energy-planning-data | UK Renewable Energy Planning Database | [14 empty] | 3.27 | NO-ESTIMATION | NO-ESTIMATION | NO-ESTIMATION | NO-ESTIMATION | NO-ESTIMATION | 28.71%
GBR | United Kingdom | Wadlow |  | GBR0003935 | 26 | 52.1660 | 0.3160 | Wind |  |  |  |  | DIF | UK Renewable Energy Planning Database | https://www.gov.uk/government/collections/renewable-energy-planning-data | UK Renewable Energy Planning Database | [14 empty] | 65.54 | HYDRO-V1 | HYDRO-V1 | HYDRO-V1 | HYDRO-V1 | HYDRO-V1 | 28.78%
GBR | United Kingdom | Boddington Reservoir |  | GBR0003732 | 1.5 | 52.1742 | -1.2793 | Wind | [5 empty] | UK Renewable Energy Planning Database | https://www.gov.uk/government/collections/renewable-energy-planning-data | UK Renewable Energy Planning Database | 1106086 | [13 empty] | 3.78 | HYDRO-V1 | HYDRO-V1 | HYDRO-V1 | HYDRO-V1 | HYDRO-V1 | 28.77%
GBR | United Kingdom | Airfield Farm (Podington) (Resubmission) |  | GBR0004116 | 8.6 | 52.2363 | -0.6089 | Wind |  |  |  |  | Airvolution Energy | UK Renewable Energy Planning Database | https://www.gov.uk/government/collections/renewable-energy-planning-data | UK Renewable Energy Planning Database | [14 empty] | 21.68 | NO-ESTIMATION | NO-ESTIMATION | NO-ESTIMATION | NO-ESTIMATION | CAPACITY-FACTOR-V1 | 28.78%
GBR | United Kingdom | Cotton Farm |  | GBR0003971 | 16.4 | 52.2615 | -0.1952 | Wind |  |  |  |  | Greencoat UK Wind | UK Renewable Energy Planning Database | https://www.gov.uk/government/collections/renewable-energy-planning-data | UK Renewable Energy Planning Database | 1090040 | [13 empty] | 41.34 | HYDRO-V1 | HYDRO-V1 | HYDRO-V1 | HYDRO-V1 | HYDRO-V1 | 28.78%
GBR | United Kingdom | Common Barn Wind Farm |  | GBR2001050 | 6.2 | 52.2773 | -0.2877 | Wind |  |  |  |  | TCI Renewables | UK Renewable Energy Planning Database | https://www.gov.uk/government/collections/renewable-energy-planning-data | UK Renewable Energy Planning Database | [14 empty] | 15.62 | HYDRO-V1 | HYDRO-V1 | HYDRO-V1 | HYDRO-V1 | HYDRO-V1 | 28.76%
GBR | United Kingdom | Chelveston Renewable Energy Park Wind Farm (East Northamptonshire) |  | GBR0003946 | 12.5 | 52.3012 | -0.5366 | Wind |  |  |  |  | Chelveston Renewable Energy Ltd David Henson | UK Renewable Energy Planning Database | https://www.gov.uk/government/collections/renewable-energy-planning-data | UK Renewable Energy Planning Database | [14 empty] | 31.51 | HYDRO-V1 | HYDRO-V1 | HYDRO-V1 | HYDRO-V1 | HYDRO-V1 | 28.78%
GBR | United Kingdom | Llangwyryfon |  | GBR0003229 | 9.35 | 52.3069 | -4.0292 | Wind |  |  |  |  | Westbury Windfarms Ltd Unit 10 Strawberry how business centre Lorton road Cockercroft CA13 9XQ | UK Renewable Energy Planning Database | https://www.gov.uk/government/collections/renewable-energy-planning-data | UK Renewable Energy Planning Database | 1023662 | [13 empty] | 23.57 | HYDRO-V1 | HYDRO-V1 | HYDRO-V1 | HYDRO-V1 | HYDRO-V1 | 28.78%
GBR | United Kingdom | Chelveston Renewable Energy Park Wind Farm (Bedford) |  | GBR0003795 | 10 | 52.3076 | -0.5373 | Wind |  |  |  |  | Chelveston Renewable Energy Ltd | UK Renewable Energy Planning Database | https://www.gov.uk/government/collections/renewable-energy-planning-data | UK Renewable Energy Planning Database | [14 empty] | 25.2 | NO-ESTIMATION | NO-ESTIMATION | WIND-V1 | WIND-V1 | WIND-V1 | 28.77%
GBR | United Kingdom | Watford Lodge |  | GBR0004424 | 12.5 | 52.3265 | -1.1069 | Wind |  |  |  |  | Broadview Energy | UK Renewable Energy Planning Database | https://www.gov.uk/government/collections/renewable-energy-planning-data | UK Renewable Energy Planning Database | 1106148 | [13 empty] | 31.51 | NO-ESTIMATION | NO-ESTIMATION | NO-ESTIMATION | NO-ESTIMATION | NO-ESTIMATION | 28.78%
GBR | United Kingdom | Humphrey Group |  | GBR0003672 | 5 | 52.3367 | 1.1266 | Wind |  |  |  |  | Roy Humphrey Group | UK Renewable Energy Planning Database | https://www.gov.uk/government/collections/renewable-energy-planning-data | UK Renewable Energy Planning Database | [14 empty] | 12.6 | NO-ESTIMATION | NO-ESTIMATION | NO-ESTIMATION | NO-ESTIMATION | NO-ESTIMATION | 28.77%
GBR | United Kingdom | Woolley Hill |  | GBR0004175 | 10 | 52.3398 | -0.3080 | Wind |  |  |  |  | Aviva | UK Renewable Energy Planning Database | https://www.gov.uk/government/collections/renewable-energy-planning-data | UK Renewable Energy Planning Database | 1101844 | [13 empty] | 25.2 | HYDRO-V1 | HYDRO-V1 | HYDRO-V1 | HYDRO-V1 | HYDRO-V1 | 28.77%
GBR | United Kingdom | M1 J18 Wind Turbines |  | GBR0004598 | 4 | 52.3495 | -1.1577 | Wind |  |  |  |  | Airvolution Energy | UK Renewable Energy Planning Database | https://www.gov.uk/government/collections/renewable-energy-planning-data | UK Renewable Energy Planning Database | [14 empty] | 10.08 | WIND-V1 | WIND-V1 | WIND-V1 | WIND-V1 | WIND-V1 | 28.77%
GBR | United Kingdom | Burton Wold Wind Farm South |  | GBR0005277 | 7.5 | 52.3536 | -0.6565 | Wind |  |  |  |  | Infinergy/ Muirhall Energy | UK Renewable Energy Planning Database | https://www.gov.uk/government/collections/renewable-energy-planning-data | UK Renewable Energy Planning Database | [14 empty] | 18.9 | HYDRO-V1 | HYDRO-V1 | HYDRO-V1 | HYDRO-V1 | HYDRO-V1 | 28.77%
GBR | United Kingdom | Burton Wold Windfarm |  | GBR0004672 | 20 | 52.3608 | -0.6431 | Wind |  |  |  |  | Gravis Capital Management | UK Renewable Energy Planning Database | https://www.gov.uk/government/collections/renewable-energy-planning-data | UK Renewable Energy Planning Database | 1060044 | [13 empty] | 50.41 | HYDRO-V1 | HYDRO-V1 | HYDRO-V1 | HYDRO-V1 | HYDRO-V1 | 28.77%
GBR | United Kingdom | Burton Wold Wind Farm - Northern Extension (resubmission) |  | GBR0004210 | 14.4 | 52.3616 | -0.6518 | Wind |  |  |  |  | John Laing Environmental | UK Renewable Energy Planning Database | https://www.gov.uk/government/collections/renewable-energy-planning-data | UK Renewable Energy Planning Database | 1103305 | [13 empty] | 36.3 | HYDRO-V1 | HYDRO-V1 | HYDRO-V1 | HYDRO-V1 | HYDRO-V1 | 28.78%
GBR | United Kingdom | Winwick |  | GBR0004164 | 12.3 | 52.3657 | -1.0622 | Wind |  |  |  |  | Blue Energy | UK Renewable Energy Planning Database | https://www.gov.uk/government/collections/renewable-energy-planning-data | UK Renewable Energy Planning Database | 1106735 | [13 empty] | 31 | HYDRO-V1 | HYDRO-V1 | HYDRO-V1 | HYDRO-V1 | HYDRO-V1 | 28.77%
GBR | United Kingdom | Upper Holton Wind Farm |  | GBR0004097 | 11.5 | 52.3665 | 1.5311 | Wind |  |  |  |  | Temporis Wind | UK Renewable Energy Planning Database | https://www.gov.uk/government/collections/renewable-energy-planning-data | UK Renewable Energy Planning Database | 1105185 | [13 empty] | 28.99 | HYDRO-V1 | HYDRO-V1 | HYDRO-V1 | HYDRO-V1 | HYDRO-V1 | 28.78%
GBR | United Kingdom | Bryn Titli |  | GBR0003015 | 10 | 52.3672 | -3.5656 | Wind |  |  |  |  | Innogy | UK Renewable Energy Planning Database | https://www.gov.uk/government/collections/renewable-energy-planning-data | UK Renewable Energy Planning Database | 1023656 | [13 empty] | 25.2 | NO-ESTIMATION | NO-ESTIMATION | NO-ESTIMATION | NO-ESTIMATION | NO-ESTIMATION | 28.77%
GBR | United Kingdom | Yelvertoft |  | GBR0003978 | 16.4 | 52.3748 | -1.1511 | Wind |  |  |  |  | Greencoat UK Wind | UK Renewable Energy Planning Database | https://www.gov.uk/government/collections/renewable-energy-planning-data | UK Renewable Energy Planning Database | 1089807 | [13 empty] | 41.34 | HYDRO-V1 | HYDRO-V1 | HYDRO-V1 | HYDRO-V1 | HYDRO-V1 | 28.78%
GBR | United Kingdom | Lilbourne Wind Farm |  | GBR0003814 | 10 | 52.3942 | -1.1669 | Wind |  |  |  |  | Cetis | UK Renewable Energy Planning Database | https://www.gov.uk/government/collections/renewable-energy-planning-data | UK Renewable Energy Planning Database | [14 empty] | 25.2 | HYDRO-V1 | HYDRO-V1 | HYDRO-V1 | HYDRO-V1 | HYDRO-V1 | 28.77%
GBR | United Kingdom | Kelmarsh Wind Farm (Resubmission) |  | GBR0004084 | 12.5 | 52.4028 | -0.9598 | Wind |  |  |  |  | Blue Energy | UK Renewable Energy Planning Database | https://www.gov.uk/government/collections/renewable-energy-planning-data | UK Renewable Energy Planning Database | 1106733 | [13 empty] | 31.51 | NO-ESTIMATION | NO-ESTIMATION | NO-ESTIMATION | NO-ESTIMATION | NO-ESTIMATION | 28.78%
GBR | United Kingdom | Cefn Croes |  | GBR0002563 | 59 | 52.4050 | -3.7507 | Wind |  |  |  |  | Renewable Development Company Ltd KENTECH Ltd | UK Renewable Energy Planning Database | https://www.gov.uk/government/collections/renewable-energy-planning-data | UK Renewable Energy Planning Database | 1054101 | [13 empty] | 148.73 | HYDRO-V1 | HYDRO-V1 | HYDRO-V1 | HYDRO-V1 | HYDRO-V1 | 28.78%
GBR | United Kingdom | Swinford |  | GBR0003685 | 22 | 52.4119 | -1.1663 | Wind |  |  |  |  | Nuon UK | UK Renewable Energy Planning Database | https://www.gov.uk/government/collections/renewable-energy-planning-data | UK Renewable Energy Planning Database | 1100867 | [13 empty] | 55.46 | NO-ESTIMATION | NO-ESTIMATION | NO-ESTIMATION | NO-ESTIMATION | CAPACITY-FACTOR-V1 | 28.78%
GBR | United Kingdom | Garreg Lwyd |  | GBR0003711 | 34 | 52.4131 | -3.2841 | Wind |  |  |  |  | Renewables Infrastructure Group (TRIG) | UK Renewable Energy Planning Database | https://www.gov.uk/government/collections/renewable-energy-planning-data | UK Renewable Energy Planning Database | [14 empty] | 85.71 | HYDRO-V1 | HYDRO-V1 | HYDRO-V1 | HYDRO-V1 | HYDRO-V1 | 28.78%
GBR | United Kingdom | Bryn Du |  | GBR0003556 | 16.4 | 52.4147 | -3.7070 | Wind |  |  |  |  | Renewable Development Company Ltd | UK Renewable Energy Planning Database | https://www.gov.uk/government/collections/renewable-energy-planning-data | UK Renewable Energy Planning Database | [14 empty] | 41.34 | HYDRO-V1 | HYDRO-V1 | HYDRO-V1 | HYDRO-V1 | HYDRO-V1 | 28.78%
GBR | United Kingdom | Wind Farm Africa Alive |  | GBR0002988 | 4.1 | 52.4148 | 1.7028 | Wind |  |  |  |  | SLP Energy | UK Renewable Energy Planning Database | https://www.gov.uk/government/collections/renewable-energy-planning-data | UK Renewable Energy Planning Database | [14 empty] | 10.33 | HYDRO-V1 | HYDRO-V1 | HYDRO-V1 | HYDRO-V1 | HYDRO-V1 | 28.76%
GBR | United Kingdom | Red Tile |  | GBR0003608 | 24 | 52.4305 | -0.0292 | Wind |  |  |  |  | Wind Prospect Development (DAO Mr J Pennay) | UK Renewable Energy Planning Database | https://www.gov.uk/government/collections/renewable-energy-planning-data | UK Renewable Energy Planning Database | 1065262 | [13 empty] | 60.5 | NO-ESTIMATION | NO-ESTIMATION | NO-ESTIMATION | NO-ESTIMATION | CAPACITY-FACTOR-V1 | 28.78%
GBR | United Kingdom | Llandinam Windfarm |  | GBR0003057 | 31 | 52.4421 | -3.4308 | Wind |  |  |  |  | CELTPOWER LTD | UK Renewable Energy Planning Database | https://www.gov.uk/government/collections/renewable-energy-planning-data | UK Renewable Energy Planning Database | 1028378 | [13 empty] | 78.14 | NO-ESTIMATION | NO-ESTIMATION | NO-ESTIMATION | NO-ESTIMATION | NO-ESTIMATION | 28.77%
GBR | United Kingdom | Ramsey |  | GBR0003155 | 1.8 | 52.4469 | -0.1063 | Wind |  |  |  |  | REG Windpower | UK Renewable Energy Planning Database | https://www.gov.uk/government/collections/renewable-energy-planning-data | UK Renewable Energy Planning Database | 1044938 | [13 empty] | 4.53 | HYDRO-V1 | HYDRO-V1 | HYDRO-V1 | HYDRO-V1 | HYDRO-V1 | 28.73%
GBR | United Kingdom | New Albion Wind Farm |  | GBR0004513 | 14.4 | 52.4502 | -0.7554 | Wind |  |  |  |  | John Laing Environmental Assets Group | UK Renewable Energy Planning Database | https://www.gov.uk/government/collections/renewable-energy-planning-data | UK Renewable Energy Planning Database | 1106149 | [13 empty] | 36.3 | HYDRO-V1 | HYDRO-V1 | HYDRO-V1 | HYDRO-V1 | HYDRO-V1 | 28.78%
GBR | United Kingdom | Mynydd Gorddu |  | GBR0002559 | 10.2 | 52.4663 | -3.9710 | Wind |  |  |  |  | Cynllun Trydan Gwynt | UK Renewable Energy Planning Database | https://www.gov.uk/government/collections/renewable-energy-planning-data | UK Renewable Energy Planning Database | 1040185 | [13 empty] | 25.71 | NO-ESTIMATION | NO-ESTIMATION | NO-ESTIMATION | NO-ESTIMATION | CAPACITY-FACTOR-V1 | 28.77%
GBR | United Kingdom | Ramsey 2 Wind Farm |  | GBR0004414 | 8.2032 | 52.4681 | -0.1224 | Wind |  |  |  |  | REG Windpower | UK Renewable Energy Planning Database | https://www.gov.uk/government/collections/renewable-energy-planning-data | UK Renewable Energy Planning Database | 1105220 | [13 empty] | 20.67 | NO-ESTIMATION | NO-ESTIMATION | NO-ESTIMATION | NO-ESTIMATION | CAPACITY-FACTOR-V1 | 28.76%
GBR | United Kingdom | Ness point Wind Turbine 1 |  | GBR0003105 | 2.3 | 52.4804 | 1.7610 | Wind |  |  |  |  | SLP Energy | UK Renewable Energy Planning Database | https://www.gov.uk/government/collections/renewable-energy-planning-data | UK Renewable Energy Planning Database | 1057437 | [13 empty] | 5.79 | NO-ESTIMATION | NO-ESTIMATION | NO-ESTIMATION | NO-ESTIMATION | CAPACITY-FACTOR-V1 | 28.74%
GBR | United Kingdom | Low Spinney |  | GBR0003682 | 8.2 | 52.5024 | -1.1792 | Wind |  |  |  |  | Infinis previously Broadview Energy Developments | UK Renewable Energy Planning Database | https://www.gov.uk/government/collections/renewable-energy-planning-data | UK Renewable Energy Planning Database | 1088682 | [13 empty] | 20.67 | NO-ESTIMATION | NO-ESTIMATION | NO-ESTIMATION | NO-ESTIMATION | NO-ESTIMATION | 28.78%
GBR | United Kingdom | Ranson Moor Wind Farm (Phase 2) |  | GBR0002953 | 4 | 52.5106 | 0.0373 | Wind |  |  |  |  | EcoGen Projects Limited for Fenpower Limited 30 Fore Street Chasewater Cornwall TR4 8PT | UK Renewable Energy Planning Database | https://www.gov.uk/government/collections/renewable-energy-planning-data | UK Renewable Energy Planning Database | [14 empty] | 10.08 | NO-ESTIMATION | NO-ESTIMATION | NO-ESTIMATION | NO-ESTIMATION | CAPACITY-FACTOR-V1 | 28.77%
GBR | United Kingdom | Ranson Moor (phase 1) |  | GBR0002952 | 6 | 52.5127 | 0.0314 | Wind |  |  |  |  | Fenpower Limited | UK Renewable Energy Planning Database | https://www.gov.uk/government/collections/renewable-energy-planning-data | UK Renewable Energy Planning Database | [14 empty] | 15.12 | NO-ESTIMATION | NO-ESTIMATION | NO-ESTIMATION | NO-ESTIMATION | CAPACITY-FACTOR-V1 | 28.77%
GBR | United Kingdom | Glass Moor |  | GBR0003132 | 16 | 52.5186 | -0.1088 | Wind |  |  |  |  | Fenland Windfarms Ltd | UK Renewable Energy Planning Database | https://www.gov.uk/government/collections/renewable-energy-planning-data | UK Renewable Energy Planning Database | 1057868 | [13 empty] | 40.33 | HYDRO-V1 | HYDRO-V1 | HYDRO-V1 | HYDRO-V1 | HYDRO-V1 | 28.77%
GBR | United Kingdom | Glass Moor 2 |  | GBR0003765 | 12 | 52.5186 | -0.1088 | Wind |  |  |  |  | EDF/China General Nuclear Power Corporation | UK Renewable Energy Planning Database | https://www.gov.uk/government/collections/renewable-energy-planning-data | UK Renewable Energy Planning Database | [14 empty] | 30.25 | NO-ESTIMATION | NO-ESTIMATION | NO-ESTIMATION | NO-ESTIMATION | CAPACITY-FACTOR-V1 | 28.78%
GBR | United Kingdom | Greenvale AP Wind Turbine - resubmission |  | GBR0004374 | 1.5 | 52.5207 | -0.0046 | Wind |  |  |  |  | Greenvale AP | UK Renewable Energy Planning Database | https://www.gov.uk/government/collections/renewable-energy-planning-data | UK Renewable Energy Planning Database | [14 empty] | 3.78 | NO-ESTIMATION | NO-ESTIMATION | NO-ESTIMATION | NO-ESTIMATION | CAPACITY-FACTOR-V1 | 28.77%
GBR | United Kingdom | Boardinghouse Wind Farm |  | GBR0004345 | 10.3 | 52.5351 | 0.0606 | Wind |  |  |  |  | Ecogen | UK Renewable Energy Planning Database | https://www.gov.uk/government/collections/renewable-energy-planning-data | UK Renewable Energy Planning Database | 1101615 | [13 empty] | 25.96 | NO-ESTIMATION | NO-ESTIMATION | NO-ESTIMATION | NO-ESTIMATION | CAPACITY-FACTOR-V1 | 28.77%
GBR | United Kingdom | Burnthouse Farm |  | GBR0003686 | 6.21 | 52.5373 | -0.0337 | Wind |  |  |  |  | Fivestone Ltd | UK Renewable Energy Planning Database | https://www.gov.uk/government/collections/renewable-energy-planning-data | UK Renewable Energy Planning Database | 1095541 | [13 empty] | 15.65 | NO-ESTIMATION | NO-ESTIMATION | NO-ESTIMATION | NO-ESTIMATION | CAPACITY-FACTOR-V1 | 28.77%
GBR | United Kingdom | Carno 'A' Wind Farm |  | GBR0002565 | 16.8 | 52.5423 | -3.5792 | Wind |  |  |  |  | RWE npower | UK Renewable Energy Planning Database | https://www.gov.uk/government/collections/renewable-energy-planning-data | UK Renewable Energy Planning Database | [14 empty] | 42.35 | NO-ESTIMATION | NO-ESTIMATION | NO-ESTIMATION | NO-ESTIMATION | CAPACITY-FACTOR-V1 | 28.78%
GBR | United Kingdom | Carno 'A'and 'B' Wind Farm (Extension) |  | GBR0003277 | 15.6 | 52.5423 | -3.5792 | Wind |  |  |  |  | RWE npower | UK Renewable Energy Planning Database | https://www.gov.uk/government/collections/renewable-energy-planning-data | UK Renewable Energy Planning Database | [14 empty] | 39.32 | NO-ESTIMATION | NO-ESTIMATION | NO-ESTIMATION | NO-ESTIMATION | CAPACITY-FACTOR-V1 | 28.77%
GBR | United Kingdom | Whittlesey |  | GBR0003021 | 9 | 52.5580 | -0.1719 | Wind |  |  |  |  | REG Windpower (previously Cornwall Light and Power) | UK Renewable Energy Planning Database | https://www.gov.uk/government/collections/renewable-energy-planning-data | UK Renewable Energy Planning Database | 1073941¦1074758 | [13 empty] | 22.68 | NO-ESTIMATION | NO-ESTIMATION | NO-ESTIMATION | NO-ESTIMATION | CAPACITY-FACTOR-V1 | 28.77%
GBR | United Kingdom | Stags Holt |  | GBR0003129 | 20 | 52.5698 | 0.1233 | Wind |  |  |  |  | Powergen / Wind Prospects | UK Renewable Energy Planning Database | https://www.gov.uk/government/collections/renewable-energy-planning-data | UK Renewable Energy Planning Database | 1057869 | [13 empty] | 50.41 | NO-ESTIMATION | NO-ESTIMATION | NO-ESTIMATION | NO-ESTIMATION | CAPACITY-FACTOR-V1 | 28.77%
GBR | United Kingdom | Stags Holt Extension |  | GBR0003741 | 2 | 52.5698 | 0.1233 | Wind |  |  |  |  | E.On | UK Renewable Energy Planning Database | https://www.gov.uk/government/collections/renewable-energy-planning-data | UK Renewable Energy Planning Database | [14 empty] | 5.04 | NO-ESTIMATION | NO-ESTIMATION | NO-ESTIMATION | NO-ESTIMATION | CAPACITY-FACTOR-V1 | 28.77%
GBR | United Kingdom | March |  | GBR0002875 | 1.5 | 52.5713 | 0.1215 | Wind |  |  |  |  | TCI Renewables (Richard Lill) | UK Renewable Energy Planning Database | https://www.gov.uk/government/collections/renewable-energy-planning-data | UK Renewable Energy Planning Database | [14 empty] | 3.78 | NO-ESTIMATION | NO-ESTIMATION | NO-ESTIMATION | NO-ESTIMATION | CAPACITY-FACTOR-V1 | 28.77%
GBR | United Kingdom | Long Hill Road |  | GBR0003101 | 2 | 52.5731 | 0.0893 | Wind |  |  |  |  | Snow Mountain Investment Ltd | UK Renewable Energy Planning Database | https://www.gov.uk/government/collections/renewable-energy-planning-data | UK Renewable Energy Planning Database | 1060955 | [13 empty] | 5.04 | NO-ESTIMATION | NO-ESTIMATION | NO-ESTIMATION | NO-ESTIMATION | CAPACITY-FACTOR-V1 | 28.77%
GBR | United Kingdom | Mynydd Clogau |  | GBR0004684 | 14.5 | 52.5784 | -3.4285 | Wind |  |  |  |  | Renewable Energy Systems (RES) | UK Renewable Energy Planning Database | https://www.gov.uk/government/collections/renewable-energy-planning-data | UK Renewable Energy Planning Database | 1057059 | [13 empty] | 36.55 | NO-ESTIMATION | NO-ESTIMATION | NO-ESTIMATION | NO-ESTIMATION | CAPACITY-FACTOR-V1 | 28.77%
GBR | United Kingdom | Whitemill Wind Farm |  | GBR0003480 | 14 | 52.5926 | 0.1406 | Wind |  |  |  |  | Co-operative Energy | UK Renewable Energy Planning Database | https://www.gov.uk/government/collections/renewable-energy-planning-data | UK Renewable Energy Planning Database | [14 empty] | 35.29 | NO-ESTIMATION | NO-ESTIMATION | NO-ESTIMATION | WIND-V1 | WIND-V1 | 28.78%
GBR | United Kingdom | Braich Ddu |  | GBR0004022 | 3.9 | 52.5951 | -3.9576 | Wind |  |  |  |  | REG Windpower (previously Cornwall Light and Power) | UK Renewable Energy Planning Database | https://www.gov.uk/government/collections/renewable-energy-planning-data | UK Renewable Energy Planning Database | 1073943 | [13 empty] | 9.83 | NO-ESTIMATION | NO-ESTIMATION | NO-ESTIMATION | NO-ESTIMATION | CAPACITY-FACTOR-V1 | 28.77%
GBR | United Kingdom | Coldham |  | GBR0003607 | 16 | 52.5972 | 0.0951 | Wind |  |  |  |  | Wind Prospect / TXU | UK Renewable Energy Planning Database | https://www.gov.uk/government/collections/renewable-energy-planning-data | UK Renewable Energy Planning Database | 1058182 | [13 empty] | 40.33 | NO-ESTIMATION | NO-ESTIMATION | NO-ESTIMATION | NO-ESTIMATION | CAPACITY-FACTOR-V1 | 28.77%
GBR | United Kingdom | Coldham |  | GBR0003479 | 16 | 52.6030 | 0.1149 | Wind |  |  |  |  | Co-op | UK Renewable Energy Planning Database | https://www.gov.uk/government/collections/renewable-energy-planning-data | UK Renewable Energy Planning Database | [14 empty] | 40.33 | NO-ESTIMATION | NO-ESTIMATION | NO-ESTIMATION | NO-ESTIMATION | CAPACITY-FACTOR-V1 | 28.77%
GBR | United Kingdom | Tirgwynt |  | GBR0003707 | 24.6 | 52.6105 | -3.4791 | Wind |  |  |  |  | Belltown Power | UK Renewable Energy Planning Database | https://www.gov.uk/government/collections/renewable-energy-planning-data | UK Renewable Energy Planning Database | 1112611 | [13 empty] | 62.01 | NO-ESTIMATION | NO-ESTIMATION | NO-ESTIMATION | NO-ESTIMATION | CAPACITY-FACTOR-V1 | 28.78%
GBR | United Kingdom | North Pickenham Airfield |  | GBR0003828 | 4 | 52.6256 | 0.7335 | Wind |  |  |  |  | Bernard Matthews Green Energy | UK Renewable Energy Planning Database | https://www.gov.uk/government/collections/renewable-energy-planning-data | UK Renewable Energy Planning Database | 1107760 | [13 empty] | 10.08 | NO-ESTIMATION | NO-ESTIMATION | NO-ESTIMATION | NO-ESTIMATION | NO-ESTIMATION | 28.77%
GBR | United Kingdom | North Pickenham |  | GBR0004686 | 14.4 | 52.6292 | 0.7321 | Wind |  |  |  |  | Enertrag | UK Renewable Energy Planning Database | https://www.gov.uk/government/collections/renewable-energy-planning-data | UK Renewable Energy Planning Database | 1062069 | [13 empty] | 36.3 | NO-ESTIMATION | NO-ESTIMATION | NO-ESTIMATION | NO-ESTIMATION | NO-ESTIMATION | 28.78%
GBR | United Kingdom | Halifax Farm |  | GBR0004493 | 1.6 | 52.6398 | -1.3252 | Wind |  |  |  |  | Wentworth and Harper | UK Renewable Energy Planning Database | https://www.gov.uk/government/collections/renewable-energy-planning-data | UK Renewable Energy Planning Database | [14 empty] | 4.03 | NO-ESTIMATION | NO-ESTIMATION | NO-ESTIMATION | NO-ESTIMATION | CAPACITY-FACTOR-V1 | 28.75%
GBR | United Kingdom | Cemmaes 'C' Wind Farm |  | GBR0002576 | 15.3 | 52.6399 | -3.6743 | Wind |  |  |  |  | Vestas | UK Renewable Energy Planning Database | https://www.gov.uk/government/collections/renewable-energy-planning-data | UK Renewable Energy Planning Database | 1084654 | [13 empty] | 38.57 | HYDRO-V1 | HYDRO-V1 | HYDRO-V1 | HYDRO-V1 | HYDRO-V1 | 28.78%
GBR | United Kingdom | Wryde Croft |  | GBR0004248 | 26 | 52.6422 | -0.0323 | Wind |  |  |  |  | RES UK & Ireland | UK Renewable Energy Planning Database | https://www.gov.uk/government/collections/renewable-energy-planning-data | UK Renewable Energy Planning Database | 1094592 | [13 empty] | 65.54 | NO-ESTIMATION | NO-ESTIMATION | NO-ESTIMATION | NO-ESTIMATION | NO-ESTIMATION | 28.78%
GBR | United Kingdom | Scroby Sands |  | GBR0002498 | 60 | 52.6439 | 1.7889 | Wind |  |  |  |  | E.On | UK Renewable Energy Planning Database | https://www.gov.uk/government/collections/renewable-energy-planning-data | UK Renewable Energy Planning Database | [14 empty] | 151.25 | HYDRO-V1 | HYDRO-V1 | HYDRO-V1 | HYDRO-V1 | HYDRO-V1 | 28.78%
GBR | United Kingdom | Ecotech |  | GBR0002556 | 1.5 | 52.6567 | 0.6833 | Wind |  |  |  |  | LRZ Ltd (Taken over by NOVERA) | UK Renewable Energy Planning Database | https://www.gov.uk/government/collections/renewable-energy-planning-data | UK Renewable Energy Planning Database | [14 empty] | 3.78 | HYDRO-V1 | HYDRO-V1 | HYDRO-V1 | HYDRO-V1 | HYDRO-V1 | 28.77%
GBR | United Kingdom | Swaffham II |  | GBR0003159 | 1.8 | 52.6577 | 0.7007 | Wind |  |  |  |  | Ecotricity | UK Renewable Energy Planning Database | https://www.gov.uk/government/collections/renewable-energy-planning-data | UK Renewable Energy Planning Database | [14 empty] | 4.53 | NO-ESTIMATION | NO-ESTIMATION | NO-ESTIMATION | NO-ESTIMATION | NO-ESTIMATION | 28.73%
GBR | United Kingdom | Cemmaes |  | GBR0002566 | 15.3 | 52.6579 | -3.6721 | Wind |  |  |  |  | Vestas | UK Renewable Energy Planning Database | https://www.gov.uk/government/collections/renewable-energy-planning-data | UK Renewable Energy Planning Database | [14 empty] | 38.57 | NO-ESTIMATION | NO-ESTIMATION | NO-ESTIMATION | NO-ESTIMATION | NO-ESTIMATION | 28.78%
GBR | United Kingdom | French Farm |  | GBR0004637 | 4.025 | 52.6635 | -0.1043 | Wind |  |  |  |  | REG Windpower (previously Cornwall Light and Power) | UK Renewable Energy Planning Database | https://www.gov.uk/government/collections/renewable-energy-planning-data | UK Renewable Energy Planning Database | [14 empty] | 10.14 | HYDRO-V1 | HYDRO-V1 | HYDRO-V1 | HYDRO-V1 | HYDRO-V1 | 28.76%
GBR | United Kingdom | Weston Airfield Wind Turbines |  | GBR0003354 | 3.6 | 52.6953 | 1.0915 | Wind |  |  |  |  | Bernard Matthews | UK Renewable Energy Planning Database | https://www.gov.uk/government/collections/renewable-energy-planning-data | UK Renewable Energy Planning Database | 1107759 | [13 empty] | 9.07 | WIND-V1 | WIND-V1 | WIND-V1 | WIND-V1 | WIND-V1 | 28.76%
GBR | United Kingdom | Severn Trent STW |  | GBR0003699 | 2.5 | 52.6980 | -1.1179 | Wind |  |  |  |  | Severn Trent Water | UK Renewable Energy Planning Database | https://www.gov.uk/government/collections/renewable-energy-planning-data | UK Renewable Energy Planning Database | [14 empty] | 6.3 | HYDRO-V1 | HYDRO-V1 | HYDRO-V1 | HYDRO-V1 | HYDRO-V1 | 28.77%
GBR | United Kingdom | Rodbaston |  | GBR0003673 | 2.052 | 52.7024 | -2.1172 | Wind |  |  |  |  | REG Windpower | UK Renewable Energy Planning Database | https://www.gov.uk/government/collections/renewable-energy-planning-data | UK Renewable Energy Planning Database | [14 empty] | 5.17 | HYDRO-V1 | HYDRO-V1 | HYDRO-V1 | HYDRO-V1 | HYDRO-V1 | 28.76%
GBR | United Kingdom | Bloodhills - repowering |  | GBR0003924 | 1 | 52.7070 | 1.6644 | Wind |  |  |  |  | The Farm Energy Partnership LLP | UK Renewable Energy Planning Database | https://www.gov.uk/government/collections/renewable-energy-planning-data | UK Renewable Energy Planning Database | [14 empty] | 2.52 | NO-ESTIMATION | NO-ESTIMATION | NO-ESTIMATION | NO-ESTIMATION | CAPACITY-FACTOR-V1 | 28.77%
GBR | United Kingdom | Somerton |  | GBR0002555 | 1.8 | 52.7099 | 1.6545 | Wind |  |  |  |  | Ecotricity | UK Renewable Energy Planning Database | https://www.gov.uk/government/collections/renewable-energy-planning-data | UK Renewable Energy Planning Database | 1049120 | [13 empty] | 4.53 | HYDRO-V1 | HYDRO-V1 | HYDRO-V1 | HYDRO-V1 | HYDRO-V1 | 28.73%
GBR | United Kingdom | Deeping |  | GBR0003609 | 16 | 52.7326 | -0.2257 | Wind |  |  |  |  | Wind Prospect Developments | UK Renewable Energy Planning Database | https://www.gov.uk/government/collections/renewable-energy-planning-data | UK Renewable Energy Planning Database | 1058475 | [13 empty] | 40.33 | HYDRO-V1 | HYDRO-V1 | HYDRO-V1 | HYDRO-V1 | HYDRO-V1 | 28.77%
GBR | United Kingdom | Grange |  | GBR0003671 | 14 | 52.7506 | 0.1662 | Wind |  |  |  |  | RES UK & Ireland Limited | UK Renewable Energy Planning Database | https://www.gov.uk/government/collections/renewable-energy-planning-data | UK Renewable Energy Planning Database | 1084282 | [13 empty] | 35.29 | HYDRO-V1 | HYDRO-V1 | HYDRO-V1 | HYDRO-V1 | HYDRO-V1 | 28.78%
GBR | United Kingdom | K L Technologies Wind Turbine |  | GBR0003842 | 1.5 | 52.7712 | 0.3857 | Wind |  |  |  |  | KL Technology Limited | UK Renewable Energy Planning Database | https://www.gov.uk/government/collections/renewable-energy-planning-data | UK Renewable Energy Planning Database | [14 empty] | 3.78 | HYDRO-V1 | HYDRO-V1 | HYDRO-V1 | HYDRO-V1 | HYDRO-V1 | 28.77%
GBR | United Kingdom | Dalby |  | GBR0003764 | 9.2 | 52.8065 | -1.0343 | Wind |  |  |  |  | Ecotricity | UK Renewable Energy Planning Database | https://www.gov.uk/government/collections/renewable-energy-planning-data | UK Renewable Energy Planning Database | 1107559 | [13 empty] | 23.19 | HYDRO-V1 | HYDRO-V1 | HYDRO-V1 | HYDRO-V1 | HYDRO-V1 | 28.77%
GBR | United Kingdom | East Midlands Airport |  | GBR0004113 | 1 | 52.8262 | -1.3427 | Wind |  |  |  |  | Wind Direct | UK Renewable Energy Planning Database | https://www.gov.uk/government/collections/renewable-energy-planning-data | UK Renewable Energy Planning Database | 1089315 | [13 empty] | 2.52 | HYDRO-V1 | HYDRO-V1 | HYDRO-V1 | HYDRO-V1 | HYDRO-V1 | 28.77%
GBR | United Kingdom | Gedney Marsh |  | GBR0003133 | 12 | 52.8362 | 0.1068 | Wind |  |  |  |  | Wind Prospect | UK Renewable Energy Planning Database | https://www.gov.uk/government/collections/renewable-energy-planning-data | UK Renewable Energy Planning Database | 1058476 | [13 empty] | 30.25 | HYDRO-V1 | HYDRO-V1 | HYDRO-V1 | HYDRO-V1 | HYDRO-V1 | 28.78%
GBR | United Kingdom | Chiplow |  | GBR0004657 | 8.2 | 52.8569 | 0.6908 | Wind |  |  |  |  | Blue Energy | UK Renewable Energy Planning Database | https://www.gov.uk/government/collections/renewable-energy-planning-data | UK Renewable Energy Planning Database | 1106734 | [13 empty] | 20.67 | HYDRO-V1 | HYDRO-V1 | HYDRO-V1 | HYDRO-V1 | HYDRO-V1 | 28.78%
GBR | United Kingdom | Jacks Lane |  | GBR0004649 | 15 | 52.8841 | 0.6874 | Wind |  |  |  |  | Aviva | UK Renewable Energy Planning Database | https://www.gov.uk/government/collections/renewable-energy-planning-data | UK Renewable Energy Planning Database | 1084286 | [13 empty] | 37.81 | HYDRO-V1 | HYDRO-V1 | HYDRO-V1 | HYDRO-V1 | HYDRO-V1 | 28.77%
GBR | United Kingdom | Derby Sewage Treatment Works |  | GBR0004068 | 5 | 52.9081 | -1.4131 | Wind |  |  |  |  | Severn Trent Water | UK Renewable Energy Planning Database | https://www.gov.uk/government/collections/renewable-energy-planning-data | UK Renewable Energy Planning Database | 1100446 | [13 empty] | 12.6 | HYDRO-V1 | HYDRO-V1 | HYDRO-V1 | HYDRO-V1 | HYDRO-V1 | 28.77%
GBR | United Kingdom | Bicker Fen |  | GBR0003128 | 26 | 52.9379 | -0.2178 | Wind |  |  |  |  | Wind Prospect | UK Renewable Energy Planning Database | https://www.gov.uk/government/collections/renewable-energy-planning-data | UK Renewable Energy Planning Database | 1065261 | [13 empty] | 65.54 | HYDRO-V1 | HYDRO-V1 | HYDRO-V1 | HYDRO-V1 | HYDRO-V1 | 28.78%
GBR | United Kingdom | Severn Trent Water - Stoke Bardolph Wind Turbine |  | GBR0003897 | 1.5 | 52.9758 | -1.0440 | Wind |  |  |  |  | Severn Trent Water | UK Renewable Energy Planning Database | https://www.gov.uk/government/collections/renewable-energy-planning-data | UK Renewable Energy Planning Database | [14 empty] | 3.78 | HYDRO-V1 | HYDRO-V1 | HYDRO-V1 | HYDRO-V1 | HYDRO-V1 | 28.77%
GBR | United Kingdom | Hafoty Ucha '2' and '3' Wind Turbine |  | GBR0002568 | 2.6 | 52.9962 | -3.5883 | Wind |  |  |  |  | Mr. Smallwood | UK Renewable Energy Planning Database | https://www.gov.uk/government/collections/renewable-energy-planning-data | UK Renewable Energy Planning Database | [14 empty] | 6.55 | HYDRO-V1 | HYDRO-V1 | HYDRO-V1 | HYDRO-V1 | HYDRO-V1 | 28.76%
GBR | United Kingdom | Newthorpe Wind Turbine |  | GBR0003793 | 2.5 | 52.9988 | -1.2979 | Wind |  |  |  |  | Severn Trent Water | UK Renewable Energy Planning Database | https://www.gov.uk/government/collections/renewable-energy-planning-data | UK Renewable Energy Planning Database | 1100550 | [13 empty] | 6.3 | HYDRO-V1 | HYDRO-V1 | HYDRO-V1 | HYDRO-V1 | HYDRO-V1 | 28.77%
GBR | United Kingdom | Bodtegir |  | GBR0006033 | 1.5 | 53.0175 | -3.4988 | Wind |  |  |  |  | Clean Earth Energy | UK Renewable Energy Planning Database | https://www.gov.uk/government/collections/renewable-energy-planning-data | UK Renewable Energy Planning Database | [14 empty] | 3.78 | HYDRO-V1 | HYDRO-V1 | HYDRO-V1 | HYDRO-V1 | HYDRO-V1 | 28.77%
GBR | United Kingdom | Wern Ddu Wind Farm |  | GBR0003592 | 9.2 | 53.0255 | -3.4059 | Wind |  |  |  |  | Tegni | UK Renewable Energy Planning Database | https://www.gov.uk/government/collections/renewable-energy-planning-data | UK Renewable Energy Planning Database | 1099483 | [13 empty] | 23.19 | HYDRO-V1 | HYDRO-V1 | HYDRO-V1 | HYDRO-V1 | HYDRO-V1 | 28.77%
GBR | United Kingdom | Hawton Wind Farm |  | GBR0004532 | 9 | 53.0482 | -0.8142 | Wind |  |  |  |  | Temporis Capital | UK Renewable Energy Planning Database | https://www.gov.uk/government/collections/renewable-energy-planning-data | UK Renewable Energy Planning Database | [14 empty] | 22.68 | HYDRO-V1 | HYDRO-V1 | HYDRO-V1 | HYDRO-V1 | HYDRO-V1 | 28.77%
GBR | United Kingdom | Newstead and Annesley Wind Turbine |  | GBR0004917 | 1.5 | 53.0753 | -1.2178 | Wind |  |  |  |  | Redpath Energy | UK Renewable Energy Planning Database | https://www.gov.uk/government/collections/renewable-energy-planning-data | UK Renewable Energy Planning Database | 1080099 | [13 empty] | 3.78 | HYDRO-V1 | HYDRO-V1 | HYDRO-V1 | HYDRO-V1 | HYDRO-V1 | 28.77%
GBR | United Kingdom | Carsington |  | GBR0004665 | 8.2 | 53.0845 | -1.6336 | Wind |  |  |  |  | Carsington Wind Energy Limited | UK Renewable Energy Planning Database | https://www.gov.uk/government/collections/renewable-energy-planning-data | UK Renewable Energy Planning Database | 1100231 | [13 empty] | 20.67 | HYDRO-V1 | HYDRO-V1 | HYDRO-V1 | HYDRO-V1 | HYDRO-V1 | 28.78%
GBR | United Kingdom | Sibelco Brassington |  | GBR0003382 | 2.3 | 53.0909 | -1.6284 | Wind |  |  |  |  | Sibelco/ Golconda | UK Renewable Energy Planning Database | https://www.gov.uk/government/collections/renewable-energy-planning-data | UK Renewable Energy Planning Database | [14 empty] | 5.79 | HYDRO-V1 | HYDRO-V1 | HYDRO-V1 | HYDRO-V1 | HYDRO-V1 | 28.74%
GBR | United Kingdom | Ryder Point Quarry Wind Turbines |  | GBR0004206 | 5 | 53.0916 | -1.6214 | Wind |  |  |  |  | Longcliffe Quarries | UK Renewable Energy Planning Database | https://www.gov.uk/government/collections/renewable-energy-planning-data | UK Renewable Energy Planning Database | [14 empty] | 12.6 | HYDRO-V1 | HYDRO-V1 | HYDRO-V1 | HYDRO-V1 | HYDRO-V1 | 28.77%
GBR | United Kingdom | Westermost Rough |  | GBR0002545 | 210 | 53.0977 | 0.5615 | Wind |  |  |  |  | Orsted (formerly Dong Energy) | UK Renewable Energy Planning Database | https://www.gov.uk/government/collections/renewable-energy-planning-data | UK Renewable Energy Planning Database | 1095657 | [13 empty] | 529.4 | HYDRO-V1 | HYDRO-V1 | HYDRO-V1 | HYDRO-V1 | HYDRO-V1 | 28.78%
GBR | United Kingdom | Brenig Wind Farm (Resubmission) |  | GBR2001094 | 37.6 | 53.1090 | -3.5031 | Wind |  |  |  |  | CGNEE | UK Renewable Energy Planning Database | https://www.gov.uk/government/collections/renewable-energy-planning-data | UK Renewable Energy Planning Database | [14 empty] | 94.78 | HYDRO-V1 | HYDRO-V1 | HYDRO-V1 | HYDRO-V1 | HYDRO-V1 | 28.78%
GBR | United Kingdom | Tir Mostyn & Foel Goch |  | GBR0004689 | 21.25 | 53.1170 | -3.4911 | Wind |  |  |  |  | Munich Re (previously Windjen Power Ltd) | UK Renewable Energy Planning Database | https://www.gov.uk/government/collections/renewable-energy-planning-data | UK Renewable Energy Planning Database | 1062142 | [13 empty] | 53.57 | HYDRO-V1 | HYDRO-V1 | HYDRO-V1 | HYDRO-V1 | HYDRO-V1 | 28.78%
GBR | United Kingdom | Lindhurst |  | GBR0002938 | 9 | 53.1175 | -1.1516 | Wind |  |  |  |  | Npower Renewables | UK Renewable Energy Planning Database | https://www.gov.uk/government/collections/renewable-energy-planning-data | UK Renewable Energy Planning Database | [14 empty] | 22.68 | HYDRO-V1 | HYDRO-V1 | HYDRO-V1 | HYDRO-V1 | HYDRO-V1 | 28.77%
GBR | United Kingdom | Dudgeon East |  | GBR2001037 | 402 | 53.1175 | 0.6135 | Wind |  |  |  |  | Statoil / Statkraft | UK Renewable Energy Planning Database | https://www.gov.uk/government/collections/renewable-energy-planning-data | UK Renewable Energy Planning Database | [14 empty] | 1013.42 | HYDRO-V1 | HYDRO-V1 | HYDRO-V1 | HYDRO-V1 | HYDRO-V1 | 28.78%
GBR | United Kingdom | Sheringham Shoal BMU 1 & 2 |  | GBR0002512 | 316 | 53.1353 | 1.1479 | Wind |  |  |  |  | Vattenfall | UK Renewable Energy Planning Database | https://www.gov.uk/government/collections/renewable-energy-planning-data | UK Renewable Energy Planning Database | [14 empty] | 796.62 | HYDRO-V1 | HYDRO-V1 | HYDRO-V1 | HYDRO-V1 | HYDRO-V1 | 28.78%
GBR | United Kingdom | Lynn |  | GBR0002493 | 97 | 53.1356 | 0.4515 | Wind |  |  |  |  | Green Investment Bank | UK Renewable Energy Planning Database | https://www.gov.uk/government/collections/renewable-energy-planning-data | UK Renewable Energy Planning Database | [14 empty] | 244.53 | HYDRO-V1 | HYDRO-V1 | HYDRO-V1 | HYDRO-V1 | HYDRO-V1 | 28.78%
GBR | United Kingdom | Race Bank (Phase 1) |  | GBR0002515 | 286.5 | 53.1360 | 0.5892 | Wind |  |  |  |  | Orsted (formerly Dong Energy)/ Macquarie Group | UK Renewable Energy Planning Database | https://www.gov.uk/government/collections/renewable-energy-planning-data | UK Renewable Energy Planning Database | [14 empty] | 722.25 | HYDRO-V1 | HYDRO-V1 | HYDRO-V1 | HYDRO-V1 | HYDRO-V1 | 28.78%
GBR | United Kingdom | Moel Maelogen A |  | GBR0002653 | 2.6 | 53.1363 | -3.7250 | Wind |  |  |  |  | John Laing Environmental (formerly Atlantic Energy / EnergieKontor) | UK Renewable Energy Planning Database | https://www.gov.uk/government/collections/renewable-energy-planning-data | UK Renewable Energy Planning Database | [14 empty] | 6.55 | HYDRO-V1 | HYDRO-V1 | HYDRO-V1 | HYDRO-V1 | HYDRO-V1 | 28.76%
GBR | United Kingdom | Moel Maelogen A Phase 2 |  | GBR0003172 | 11.7 | 53.1363 | -3.7250 | Wind |  |  |  |  | John Laing Environmental | UK Renewable Energy Planning Database | https://www.gov.uk/government/collections/renewable-energy-planning-data | UK Renewable Energy Planning Database | [14 empty] | 29.49 | NO-ESTIMATION | NO-ESTIMATION | NO-ESTIMATION | NO-ESTIMATION | CAPACITY-FACTOR-V1 | 28.77%
GBR | United Kingdom | Hollies |  | GBR0003186 | 2.6 | 53.1430 | 0.2411 | Wind |  |  |  |  | Spencer farm producer/National Wind Power | UK Renewable Energy Planning Database | https://www.gov.uk/government/collections/renewable-energy-planning-data | UK Renewable Energy Planning Database | 1076496 | [13 empty] | 6.55 | HYDRO-V1 | HYDRO-V1 | HYDRO-V1 | HYDRO-V1 | HYDRO-V1 | 28.76%
GBR | United Kingdom | Stonish Hill Re-submission (Bilsthorpe) |  | GBR0003739 | 10.3 | 53.1511 | -1.0146 | Wind |  |  |  |  | REG Power Management (John Laing/Peel Energy) | UK Renewable Energy Planning Database | https://www.gov.uk/government/collections/renewable-energy-planning-data | UK Renewable Energy Planning Database | 1098016 | [13 empty] | 25.96 | WIND-V1 | WIND-V1 | WIND-V1 | WIND-V1 | WIND-V1 | 28.77%
GBR | United Kingdom | Lincs |  | GBR0002513 | 270 | 53.1842 | 0.4981 | Wind |  |  |  |  | GIB | UK Renewable Energy Planning Database | https://www.gov.uk/government/collections/renewable-energy-planning-data | UK Renewable Energy Planning Database | [14 empty] | 680.65 | WIND-V1 | WIND-V1 | WIND-V1 | WIND-V1 | WIND-V1 | 28.78%
GBR | United Kingdom | Inner Dowsing |  | GBR0002491 | 97 | 53.1880 | 0.4465 | Wind |  |  |  |  | Green Investment Bank | UK Renewable Energy Planning Database | https://www.gov.uk/government/collections/renewable-energy-planning-data | UK Renewable Energy Planning Database | [14 empty] | 244.53 | NO-ESTIMATION | NO-ESTIMATION | NO-ESTIMATION | NO-ESTIMATION | CAPACITY-FACTOR-V1 | 28.78%
GBR | United Kingdom | Kingspan |  | GBR2001079 | 1.8 | 53.2897 | -3.2008 | Wind |  |  |  |  | Kingspan | UK Renewable Energy Planning Database | https://www.gov.uk/government/collections/renewable-energy-planning-data | UK Renewable Energy Planning Database | [14 empty] | 4.53 | NO-ESTIMATION | NO-ESTIMATION | NO-ESTIMATION | NO-ESTIMATION | CAPACITY-FACTOR-V1 | 28.73%
GBR | United Kingdom | Worksopp |  | GBR0003510 | 2 | 53.2998 | -1.0757 | Wind |  |  |  |  | Ecotricity | UK Renewable Energy Planning Database | https://www.gov.uk/government/collections/renewable-energy-planning-data | UK Renewable Energy Planning Database | 1076805 | [13 empty] | 5.04 | NO-ESTIMATION | NO-ESTIMATION | NO-ESTIMATION | NO-ESTIMATION | NO-ESTIMATION | 28.77%
GBR | United Kingdom | Frodsham Wind Farm Ltd |  | GBR0003694 | 50.4 | 53.3006 | -2.7689 | Wind |  |  |  |  | Peel Energy | UK Renewable Energy Planning Database | https://www.gov.uk/government/collections/renewable-energy-planning-data | UK Renewable Energy Planning Database | 1080834 | [13 empty] | 127.05 | HYDRO-V1 | HYDRO-V1 | HYDRO-V1 | HYDRO-V1 | HYDRO-V1 | 28.78%
GBR | United Kingdom | Loscar |  | GBR0003247 | 4.5 | 53.3145 | -1.2360 | Wind |  |  |  |  | REG Windpower (previously Cornwall Light and Power) | UK Renewable Energy Planning Database | https://www.gov.uk/government/collections/renewable-energy-planning-data | UK Renewable Energy Planning Database | 1073938 | [13 empty] | 11.34 | HYDRO-V1 | HYDRO-V1 | HYDRO-V1 | HYDRO-V1 | HYDRO-V1 | 28.77%
GBR | United Kingdom | Bambers |  | GBR0002715 | 4.8 | 53.3213 | 0.2384 | Wind | [5 empty] | UK Renewable Energy Planning Database | https://www.gov.uk/government/collections/renewable-energy-planning-data | UK Renewable Energy Planning Database | [14 empty] | 12.1 | HYDRO-V1 | HYDRO-V1 | HYDRO-V1 | HYDRO-V1 | HYDRO-V1 | 28.78%
GBR | United Kingdom | Bambers Farm |  | GBR0003157 | 9.6 | 53.3213 | 0.2384 | Wind |  |  |  |  | Ecotricity | UK Renewable Energy Planning Database | https://www.gov.uk/government/collections/renewable-energy-planning-data | UK Renewable Energy Planning Database | 1054051 | [13 empty] | 24.2 | HYDRO-V1 | HYDRO-V1 | HYDRO-V1 | HYDRO-V1 | HYDRO-V1 | 28.78%
GBR | United Kingdom | Llyn Alaw |  | GBR1000051 | 20.4 | 53.3534 | -4.4379 | Wind |  |  |  |  | Beaufort Wind Ltd | Department for Business Energy & Industrial Strategy | https://www.gov.uk/government/collections/digest-of-uk-energy-statistics-dukes | CARMA | 1041473 | [13 empty] | 51.42 | HYDRO-V1 | HYDRO-V1 | HYDRO-V1 | HYDRO-V1 | HYDRO-V1 | 28.77%
GBR | United Kingdom | Llanbabo Wind Farm |  | GBR0002582 | 20.4 | 53.3544 | -4.4656 | Wind |  |  |  |  | MANWEB Generation Holdings | UK Renewable Energy Planning Database | https://www.gov.uk/government/collections/renewable-energy-planning-data | UK Renewable Energy Planning Database | [14 empty] | 51.42 | HYDRO-V1 | HYDRO-V1 | HYDRO-V1 | HYDRO-V1 | HYDRO-V1 | 28.77%
GBR | United Kingdom | Gayton Le Marsh Wind Farm |  | GBR0004369 | 16.4 | 53.3626 | 0.1660 | Wind |  |  |  |  | Energiekontor UK | UK Renewable Energy Planning Database | https://www.gov.uk/government/collections/renewable-energy-planning-data | UK Renewable Energy Planning Database | 1101021 | [13 empty] | 41.34 | HYDRO-V1 | HYDRO-V1 | HYDRO-V1 | HYDRO-V1 | HYDRO-V1 | 28.78%
GBR | United Kingdom | Trysglwyn |  | GBR0002567 | 5.6 | 53.3748 | -4.3465 | Wind |  |  |  |  | RWE npower | UK Renewable Energy Planning Database | https://www.gov.uk/government/collections/renewable-energy-planning-data | UK Renewable Energy Planning Database | 1023664 | [13 empty] | 14.11 | HYDRO-V1 | HYDRO-V1 | HYDRO-V1 | HYDRO-V1 | HYDRO-V1 | 28.76%
GBR | United Kingdom | Rhyl Flats |  | GBR0002495 | 90 | 53.3776 | -3.6402 | Wind |  |  |  |  | RWE Npower | UK Renewable Energy Planning Database | https://www.gov.uk/government/collections/renewable-energy-planning-data | UK Renewable Energy Planning Database | [14 empty] | 226.88 | HYDRO-V1 | HYDRO-V1 | HYDRO-V1 | HYDRO-V1 | HYDRO-V1 | 28.78%
GBR | United Kingdom | Penny Hill Lane |  | GBR0003677 | 19.8 | 53.3834 | -1.2975 | Wind |  |  |  |  | Banks Renewables | UK Renewable Energy Planning Database | https://www.gov.uk/government/collections/renewable-energy-planning-data | UK Renewable Energy Planning Database | [14 empty] | 49.91 | NO-ESTIMATION | NO-ESTIMATION | WIND-V1 | WIND-V1 | WIND-V1 | 28.78%
GBR | United Kingdom | Humber Gateway |  | GBR0002544 | 219 | 53.3875 | 0.5006 | Wind |  |  |  |  | E.ON Humber Wind Ltd/ Balfour Beatty Investments and Equitix. | UK Renewable Energy Planning Database | https://www.gov.uk/government/collections/renewable-energy-planning-data | UK Renewable Energy Planning Database | 1070246 | [13 empty] | 552.08 | NO-ESTIMATION | NO-ESTIMATION | WIND-V1 | WIND-V1 | WIND-V1 | 28.78%
GBR | United Kingdom | Advanced Manufacturing Research Centre |  | GBR0003028 | 2.6 | 53.3876 | -1.3779 | Wind | [5 empty] | UK Renewable Energy Planning Database | https://www.gov.uk/government/collections/renewable-energy-planning-data | UK Renewable Energy Planning Database | [14 empty] | 6.55 | NO-ESTIMATION | NO-ESTIMATION | WIND-V1 | WIND-V1 | WIND-V1 | 28.76%
GBR | United Kingdom | Ystgellog Farm Wind Farm |  | GBR0003856 | 4.6 | 53.3938 | -4.4003 | Wind |  |  |  |  | Airvolution Energy | UK Renewable Energy Planning Database | https://www.gov.uk/government/collections/renewable-energy-planning-data | UK Renewable Energy Planning Database | 1101042 | [13 empty] | 11.59 | NO-ESTIMATION | NO-ESTIMATION | WIND-V1 | WIND-V1 | WIND-V1 | 28.76%
GBR | United Kingdom | North Hoyle |  | GBR0002494 | 60 | 53.4172 | -3.4486 | Wind |  |  |  |  | Greencoat (formerly Npower Renewables) | UK Renewable Energy Planning Database | https://www.gov.uk/government/collections/renewable-energy-planning-data | UK Renewable Energy Planning Database | [14 empty] | 151.25 | NO-ESTIMATION | NO-ESTIMATION | WIND-V1 | WIND-V1 | WIND-V1 | 28.78%
GBR | United Kingdom | Fen Farm |  | GBR0003449 | 16 | 53.4233 | 0.0690 | Wind |  |  |  |  | Ecotricity | UK Renewable Energy Planning Database | https://www.gov.uk/government/collections/renewable-energy-planning-data | UK Renewable Energy Planning Database | 1056287 | [13 empty] | 40.33 | NO-ESTIMATION | NO-ESTIMATION | WIND-V1 | WIND-V1 | WIND-V1 | 28.77%
GBR | United Kingdom | Port of Liverpool |  | GBR0003533 | 10 | 53.4496 | -3.0050 | Wind |  |  |  |  | Mersey Docks and Harbour Company | UK Renewable Energy Planning Database | https://www.gov.uk/government/collections/renewable-energy-planning-data | UK Renewable Energy Planning Database | [14 empty] | 25.2 | HYDRO-V1 | HYDRO-V1 | HYDRO-V1 | HYDRO-V1 | HYDRO-V1 | 28.77%
GBR | United Kingdom | Gwynt y Mor |  | GBR0002543 | 576 | 53.4540 | -3.6266 | Wind |  |  |  |  | RWE | UK Renewable Energy Planning Database | https://www.gov.uk/government/collections/renewable-energy-planning-data | UK Renewable Energy Planning Database | [14 empty] | 1452.07 | HYDRO-V1 | HYDRO-V1 | HYDRO-V1 | HYDRO-V1 | HYDRO-V1 | 28.78%
GBR | United Kingdom | Seaforth |  | GBR0002574 | 3 | 53.4652 | -3.0393 | Wind |  |  |  |  | Mersey Docks and Harbour Company and Windcluster Limited | UK Renewable Energy Planning Database | https://www.gov.uk/government/collections/renewable-energy-planning-data | UK Renewable Energy Planning Database | [14 empty] | 7.56 | NO-ESTIMATION | NO-ESTIMATION | NO-ESTIMATION | NO-ESTIMATION | NO-ESTIMATION | 28.77%
GBR | United Kingdom | Burbo Bank Extension (Burbo Bank 2) |  | GBR0002539 | 258 | 53.4800 | -3.2700 | Wind |  |  |  |  | Orsted (formerly Dong Energy) | UK Renewable Energy Planning Database | https://www.gov.uk/government/collections/renewable-energy-planning-data | UK Renewable Energy Planning Database | [14 empty] | 650.4 | HYDRO-V1 | HYDRO-V1 | HYDRO-V1 | HYDRO-V1 | HYDRO-V1 | 28.78%
GBR | United Kingdom | Burbo Bank |  | GBR0002487 | 90 | 53.4882 | -3.1849 | Wind |  |  |  |  | Orsted (formerly Dong Energy) | UK Renewable Energy Planning Database | https://www.gov.uk/government/collections/renewable-energy-planning-data | UK Renewable Energy Planning Database | 1061638 | [13 empty] | 226.88 | NO-ESTIMATION | NO-ESTIMATION | NO-ESTIMATION | NO-ESTIMATION | NO-ESTIMATION | 28.78%
GBR | United Kingdom | Newton Marsh Wind Project |  | GBR0003827 | 4.6 | 53.5093 | 0.0090 | Wind |  |  |  |  | TCI Renewables | UK Renewable Energy Planning Database | https://www.gov.uk/government/collections/renewable-energy-planning-data | UK Renewable Energy Planning Database | 1103490 | [13 empty] | 11.59 | NO-ESTIMATION | NO-ESTIMATION | NO-ESTIMATION | NO-ESTIMATION | NO-ESTIMATION | 28.76%
GBR | United Kingdom | Bishopthorpe |  | GBR0004256 | 16.4 | 53.5099 | -0.0007 | Wind |  |  |  |  | Greencoat UK (formerly BayWa r.e.) | UK Renewable Energy Planning Database | https://www.gov.uk/government/collections/renewable-energy-planning-data | UK Renewable Energy Planning Database | [14 empty] | 41.34 | HYDRO-V1 | HYDRO-V1 | HYDRO-V1 | HYDRO-V1 | HYDRO-V1 | 28.78%
GBR | United Kingdom | PROMISED LAND FARM |  | GBR0003361 | 1 | 53.5113 | -2.7378 | Wind |  |  |  |  | Karl Spratt | UK Renewable Energy Planning Database | https://www.gov.uk/government/collections/renewable-energy-planning-data | UK Renewable Energy Planning Database | [14 empty] | 2.52 | HYDRO-V1 | HYDRO-V1 | HYDRO-V1 | HYDRO-V1 | HYDRO-V1 | 28.77%
GBR | United Kingdom | Hazlehead |  | GBR0003937 | 6 | 53.5316 | -1.7312 | Wind |  |  |  |  | Banks Renewables | UK Renewable Energy Planning Database | https://www.gov.uk/government/collections/renewable-energy-planning-data | UK Renewable Energy Planning Database | 1086369 | [13 empty] | 15.12 | NO-ESTIMATION | NO-ESTIMATION | NO-ESTIMATION | NO-ESTIMATION | NO-ESTIMATION | 28.77%
GBR | United Kingdom | Royd Moor |  | GBR0003432 | 6.5 | 53.5322 | -1.6696 | Wind | [5 empty] | UK Renewable Energy Planning Database | https://www.gov.uk/government/collections/renewable-energy-planning-data | UK Renewable Energy Planning Database | 1033675 | [13 empty] | 16.38 | NO-ESTIMATION | NO-ESTIMATION | NO-ESTIMATION | NO-ESTIMATION | NO-ESTIMATION | 28.77%
GBR | United Kingdom | Marr Windfarm |  | GBR0003963 | 8 | 53.5330 | -1.2397 | Wind |  |  |  |  | Banks Renewables | UK Renewable Energy Planning Database | https://www.gov.uk/government/collections/renewable-energy-planning-data | UK Renewable Energy Planning Database | 1086370 | [13 empty] | 20.16 | NO-ESTIMATION | NO-ESTIMATION | NO-ESTIMATION | NO-ESTIMATION | CAPACITY-FACTOR-V1 | 28.77%
GBR | United Kingdom | Spicer Hill Wind Farm |  | GBR0002680 | 6.9 | 53.5368 | -1.6922 | Wind | [5 empty] | UK Renewable Energy Planning Database | https://www.gov.uk/government/collections/renewable-energy-planning-data | UK Renewable Energy Planning Database | 1103498 | [13 empty] | 17.39 | NO-ESTIMATION | NO-ESTIMATION | NO-ESTIMATION | NO-ESTIMATION | NO-ESTIMATION | 28.77%
GBR | United Kingdom | Blackstone Edge |  | GBR0003958 | 7.5 | 53.5433 | -1.7062 | Wind |  |  |  |  | Ventient (formerly Infinis) | UK Renewable Energy Planning Database | https://www.gov.uk/government/collections/renewable-energy-planning-data | UK Renewable Energy Planning Database | 1091764 | [13 empty] | 18.9 | HYDRO-V1 | HYDRO-V1 | HYDRO-V1 | HYDRO-V1 | HYDRO-V1 | 28.77%
GBR | United Kingdom | Park Spring |  | GBR0004410 | 8.55 | 53.5740 | -1.4021 | Wind |  |  |  |  | EDF Energy Renewables | UK Renewable Energy Planning Database | https://www.gov.uk/government/collections/renewable-energy-planning-data | UK Renewable Energy Planning Database | 1101853 | [13 empty] | 21.55 | HYDRO-V1 | HYDRO-V1 | HYDRO-V1 | HYDRO-V1 | HYDRO-V1 | 28.77%
GBR | United Kingdom | Hampole Wind Farm |  | GBR0003957 | 8 | 53.5766 | -1.2550 | Wind |  |  |  |  | Good Energy (previously nPower Renewables) | UK Renewable Energy Planning Database | https://www.gov.uk/government/collections/renewable-energy-planning-data | UK Renewable Energy Planning Database | 1099482 | [13 empty] | 20.16 | HYDRO-V1 | HYDRO-V1 | HYDRO-V1 | HYDRO-V1 | HYDRO-V1 | 28.77%
GBR | United Kingdom | Twin Rivers |  | GBR0003657 | 28.7 | 53.6082 | -0.9050 | Wind |  |  |  |  | NTR | UK Renewable Energy Planning Database | https://www.gov.uk/government/collections/renewable-energy-planning-data | UK Renewable Energy Planning Database | 1116597 | [13 empty] | 72.35 | NO-ESTIMATION | NO-ESTIMATION | NO-ESTIMATION | NO-ESTIMATION | NO-ESTIMATION | 28.78%
GBR | United Kingdom | Keadby |  | GBR0004260 | 68 | 53.6118 | -0.7637 | Wind |  |  |  |  | Scottish and Southern Energy (SSE) | UK Renewable Energy Planning Database | https://www.gov.uk/government/collections/renewable-energy-planning-data | UK Renewable Energy Planning Database | 1072490 | [13 empty] | 171.42 | NO-ESTIMATION | NO-ESTIMATION | NO-ESTIMATION | WIND-V1 | WIND-V1 | 28.78%
GBR | United Kingdom | Tween Bridge |  | GBR0003928 | 44 | 53.6223 | -0.9356 | Wind |  |  |  |  | E.ON Renewables | UK Renewable Energy Planning Database | https://www.gov.uk/government/collections/renewable-energy-planning-data | UK Renewable Energy Planning Database | 1059416 | [13 empty] | 110.92 | NO-ESTIMATION | NO-ESTIMATION | NO-ESTIMATION | NO-ESTIMATION | NO-ESTIMATION | 28.78%
GBR | United Kingdom | Bagmoor |  | GBR0002928 | 16 | 53.6277 | -0.6672 | Wind |  |  |  |  | Munich Re (previously Wind Prospect) | UK Renewable Energy Planning Database | https://www.gov.uk/government/collections/renewable-energy-planning-data | UK Renewable Energy Planning Database | 1073059 | [13 empty] | 40.33 | NO-ESTIMATION | NO-ESTIMATION | NO-ESTIMATION | NO-ESTIMATION | NO-ESTIMATION | 28.77%
GBR | United Kingdom | Mawdesley Moss |  | GBR0003944 | 2.3 | 53.6335 | -2.7803 | Wind |  |  |  |  | Damian Culshaw | UK Renewable Energy Planning Database | https://www.gov.uk/government/collections/renewable-energy-planning-data | UK Renewable Energy Planning Database | [14 empty] | 5.79 | NO-ESTIMATION | NO-ESTIMATION | NO-ESTIMATION | NO-ESTIMATION | NO-ESTIMATION | 28.74%
GBR | United Kingdom | Grange Resubmission |  | GBR0004069 | 12.3 | 53.6379 | -0.7001 | Wind |  |  |  |  | Octopus Investements/Blue Energy | UK Renewable Energy Planning Database | https://www.gov.uk/government/collections/renewable-energy-planning-data | UK Renewable Energy Planning Database | [14 empty] | 31 | NO-ESTIMATION | NO-ESTIMATION | NO-ESTIMATION | NO-ESTIMATION | NO-ESTIMATION | 28.77%
GBR | United Kingdom | Goole Fields |  | GBR0004373 | 33 | 53.6659 | -0.8893 | Wind |  |  |  |  | RWE npower | UK Renewable Energy Planning Database | https://www.gov.uk/government/collections/renewable-energy-planning-data | UK Renewable Energy Planning Database | 1096353 | [13 empty] | 83.19 | NO-ESTIMATION | NO-ESTIMATION | NO-ESTIMATION | NO-ESTIMATION | NO-ESTIMATION | 28.78%
GBR | United Kingdom | Crook Hill (Revised Application - Calderdale MBC) 1 of 2 |  | GBR0004354 | 13.6 | 53.6681 | -2.1117 | Wind |  |  |  |  | Infrared Capital Partners | UK Renewable Energy Planning Database | https://www.gov.uk/government/collections/renewable-energy-planning-data | UK Renewable Energy Planning Database | 1099222 | [13 empty] | 34.28 | HYDRO-V1 | HYDRO-V1 | HYDRO-V1 | HYDRO-V1 | HYDRO-V1 | 28.77%
GBR | United Kingdom | Out Newton |  | GBR0002659 | 9.1 | 53.6689 | 0.0994 | Wind |  |  |  |  | Powergen Renewables Developments Ltd | UK Renewable Energy Planning Database | https://www.gov.uk/government/collections/renewable-energy-planning-data | UK Renewable Energy Planning Database | 1052831 | [13 empty] | 22.94 | NO-ESTIMATION | NO-ESTIMATION | NO-ESTIMATION | NO-ESTIMATION | NO-ESTIMATION | 28.78%
GBR | United Kingdom | Scout Moor |  | GBR0003177 | 65 | 53.6690 | -2.2679 | Wind |  |  |  |  | Munich Re (previously Peel) | UK Renewable Energy Planning Database | https://www.gov.uk/government/collections/renewable-energy-planning-data | UK Renewable Energy Planning Database | 1057873 | [13 empty] | 163.86 | HYDRO-V1 | HYDRO-V1 | HYDRO-V1 | HYDRO-V1 | HYDRO-V1 | 28.78%
GBR | United Kingdom | Crook Hill (Revised Application - Rochdale MBC) 2 of 2 |  | GBR0004659 | 23.8 | 53.6705 | -2.1148 | Wind |  |  |  |  | Infrared Capital Partners | UK Renewable Energy Planning Database | https://www.gov.uk/government/collections/renewable-energy-planning-data | UK Renewable Energy Planning Database | 1099222 | [13 empty] | 59.99 | HYDRO-V1 | HYDRO-V1 | HYDRO-V1 | HYDRO-V1 | HYDRO-V1 | 28.77%
GBR | United Kingdom | Goole Fields 2 |  | GBR0004070 | 34.85 | 53.6768 | -0.8868 | Wind |  |  |  |  | RWE Npower Renewables | UK Renewable Energy Planning Database | https://www.gov.uk/government/collections/renewable-energy-planning-data | UK Renewable Energy Planning Database | 1096353 | [13 empty] | 87.85 | HYDRO-V1 | HYDRO-V1 | HYDRO-V1 | HYDRO-V1 | HYDRO-V1 | 28.78%
GBR | United Kingdom | Celcon Blocks Ltd |  | GBR0002695 | 2 | 53.6770 | -1.0841 | Wind |  |  |  |  | Ecotricity / Next Generation | UK Renewable Energy Planning Database | https://www.gov.uk/government/collections/renewable-energy-planning-data | UK Renewable Energy Planning Database | [14 empty] | 5.04 | NO-ESTIMATION | NO-ESTIMATION | NO-ESTIMATION | NO-ESTIMATION | NO-ESTIMATION | 28.77%
GBR | United Kingdom | Far Marsh Farm (Resubmission) |  | GBR0004660 | 7.5 | 53.6775 | -0.1141 | Wind |  |  |  |  | Mr Wielkopolski | UK Renewable Energy Planning Database | https://www.gov.uk/government/collections/renewable-energy-planning-data | UK Renewable Energy Planning Database | [14 empty] | 18.9 | NO-ESTIMATION | NO-ESTIMATION | NO-ESTIMATION | NO-ESTIMATION | NO-ESTIMATION | 28.77%
GBR | United Kingdom | Hornsea 1 - Heron & Njord |  | GBR2001034 | 1200 | 53.6815 | 1.4207 | Wind |  |  |  |  | Orsted (formerly Dong Energy) | UK Renewable Energy Planning Database | https://www.gov.uk/government/collections/renewable-energy-planning-data | UK Renewable Energy Planning Database | [14 empty] | 3025.14 | HYDRO-V1 | HYDRO-V1 | HYDRO-V1 | HYDRO-V1 | HYDRO-V1 | 28.78%
GBR | United Kingdom | Croda Chemicals Europe |  | GBR0002932 | 3 | 53.6823 | -1.0072 | Wind |  |  |  |  | Croda Chemicals Oak Road Kingston-Upon-Hull | UK Renewable Energy Planning Database | https://www.gov.uk/government/collections/renewable-energy-planning-data | UK Renewable Energy Planning Database | [14 empty] | 7.56 | HYDRO-V1 | HYDRO-V1 | HYDRO-V1 | HYDRO-V1 | HYDRO-V1 | 28.77%
GBR | United Kingdom | Reaps Moss Wind Farm (resubmitted) |  | GBR0004655 | 10.2 | 53.7002 | -2.1671 | Wind |  |  |  |  | Infrared Capital Partners | UK Renewable Energy Planning Database | https://www.gov.uk/government/collections/renewable-energy-planning-data | UK Renewable Energy Planning Database | 1106147 | [13 empty] | 25.71 | HYDRO-V1 | HYDRO-V1 | HYDRO-V1 | HYDRO-V1 | HYDRO-V1 | 28.77%
GBR | United Kingdom | Todmorden |  | GBR0004419 | 12.5 | 53.7006 | -2.1590 | Wind |  |  |  |  | Todmorden Moor Wind Farm Ltd | UK Renewable Energy Planning Database | https://www.gov.uk/government/collections/renewable-energy-planning-data | UK Renewable Energy Planning Database | 1099875 | [13 empty] | 31.51 | NO-ESTIMATION | NO-ESTIMATION | NO-ESTIMATION | NO-ESTIMATION | NO-ESTIMATION | 28.78%
GBR | United Kingdom | Hyndburn Wind Farm |  | GBR0003748 | 24 | 53.7143 | -2.3890 | Wind |  |  |  |  | Energiekontor UK | UK Renewable Energy Planning Database | https://www.gov.uk/government/collections/renewable-energy-planning-data | UK Renewable Energy Planning Database | 1081187 | [13 empty] | 60.5 | WIND-V1 | WIND-V1 | WIND-V1 | WIND-V1 | WIND-V1 | 28.78%
GBR | United Kingdom | Melton Waste Park (resubmission) |  | GBR0004995 | 5 | 53.7172 | -0.5336 | Wind |  |  |  |  | Seneca Global Energy | UK Renewable Energy Planning Database | https://www.gov.uk/government/collections/renewable-energy-planning-data | UK Renewable Energy Planning Database | [14 empty] | 12.6 | NO-ESTIMATION | NO-ESTIMATION | NO-ESTIMATION | NO-ESTIMATION | NO-ESTIMATION | 28.77%
GBR | United Kingdom | Rusholme |  | GBR0003602 | 24 | 53.7303 | -0.9480 | Wind |  |  |  |  | EDF/China General Nuclear Power Corporation | UK Renewable Energy Planning Database | https://www.gov.uk/government/collections/renewable-energy-planning-data | UK Renewable Energy Planning Database | 1080106 | [13 empty] | 60.5 | NO-ESTIMATION | NO-ESTIMATION | NO-ESTIMATION | NO-ESTIMATION | CAPACITY-FACTOR-V1 | 28.78%
GBR | United Kingdom | Sixpenny Wood |  | GBR0003942 | 20.5 | 53.7380 | -0.8114 | Wind |  |  |  |  | Greencoat UK Wind | UK Renewable Energy Planning Database | https://www.gov.uk/government/collections/renewable-energy-planning-data | UK Renewable Energy Planning Database | 1089805 | [13 empty] | 51.67 | NO-ESTIMATION | NO-ESTIMATION | NO-ESTIMATION | NO-ESTIMATION | NO-ESTIMATION | 28.77%
GBR | United Kingdom | Saltend Wind Turbine |  | GBR0002942 | 1.3 | 53.7444 | -0.2365 | Wind |  |  |  |  | Yorkshire Water | UK Renewable Energy Planning Database | https://www.gov.uk/government/collections/renewable-energy-planning-data | UK Renewable Energy Planning Database | [14 empty] | 3.27 | NO-ESTIMATION | NO-ESTIMATION | NO-ESTIMATION | NO-ESTIMATION | WIND-V1 | 28.71%
GBR | United Kingdom | Burton Pidsea (Wadworth Hill) Wind Farm |  | GBR0003992 | 10.2 | 53.7492 | -0.1135 | Wind |  |  |  |  | Aeolian Holderness Ltd | UK Renewable Energy Planning Database | https://www.gov.uk/government/collections/renewable-energy-planning-data | UK Renewable Energy Planning Database | 1103424 | [13 empty] | 25.71 | NO-ESTIMATION | NO-ESTIMATION | NO-ESTIMATION | NO-ESTIMATION | WIND-V1 | 28.77%
GBR | United Kingdom | Coal Clough RP |  | GBR0004321 | 16 | 53.7497 | -2.1500 | Wind |  |  |  |  | Coal Clough Wind Farm | UK Renewable Energy Planning Database | https://www.gov.uk/government/collections/renewable-energy-planning-data | UK Renewable Energy Planning Database | 1027328 | [13 empty] | 40.33 | HYDRO-V1 | HYDRO-V1 | HYDRO-V1 | HYDRO-V1 | HYDRO-V1 | 28.77%
GBR | United Kingdom | Coal Clough Wind Farm |  | GBR0003079 | 9.6 | 53.7497 | -2.1500 | Wind |  |  |  |  | RES | UK Renewable Energy Planning Database | https://www.gov.uk/government/collections/renewable-energy-planning-data | UK Renewable Energy Planning Database | [14 empty] | 24.2 | NO-ESTIMATION | NO-ESTIMATION | NO-ESTIMATION | NO-ESTIMATION | NO-ESTIMATION | 28.78%
GBR | United Kingdom | Roos |  | GBR0003835 | 17.1 | 53.7518 | -0.0697 | Wind |  |  |  |  | Renewable Energy Systems (RES) | UK Renewable Energy Planning Database | https://www.gov.uk/government/collections/renewable-energy-planning-data | UK Renewable Energy Planning Database | 1084288 | [13 empty] | 43.1 | HYDRO-V1 | HYDRO-V1 | HYDRO-V1 | HYDRO-V1 | HYDRO-V1 | 28.77%
GBR | United Kingdom | The Limes Wind Turbines |  | GBR0003807 | 1.7 | 53.7518 | -0.2348 | Wind |  |  |  |  | Countryside Solutions | UK Renewable Energy Planning Database | https://www.gov.uk/government/collections/renewable-energy-planning-data | UK Renewable Energy Planning Database | [14 empty] | 4.28 | HYDRO-V1 | HYDRO-V1 | HYDRO-V1 | HYDRO-V1 | HYDRO-V1 | 28.74%
GBR | United Kingdom | Tedder Hill |  | GBR0003749 | 7.5 | 53.7523 | -0.0265 | Wind |  |  |  |  | Ventient (formerly Infinis) | UK Renewable Energy Planning Database | https://www.gov.uk/government/collections/renewable-energy-planning-data | UK Renewable Energy Planning Database | 1091765 | [13 empty] | 18.9 | NO-ESTIMATION | NO-ESTIMATION | NO-ESTIMATION | NO-ESTIMATION | CAPACITY-FACTOR-V1 | 28.77%
GBR | United Kingdom | Loftsome Bridge |  | GBR0002943 | 1.3 | 53.7568 | -0.9377 | Wind |  |  |  |  | Yorkshire Water | UK Renewable Energy Planning Database | https://www.gov.uk/government/collections/renewable-energy-planning-data | UK Renewable Energy Planning Database | [14 empty] | 3.27 | NO-ESTIMATION | NO-ESTIMATION | NO-ESTIMATION | NO-ESTIMATION | NO-ESTIMATION | 28.71%
GBR | United Kingdom | Energy Works Hull - Wind Turbine |  | GBR2001045 | 3 | 53.7585 | -0.3304 | Wind |  |  |  |  | Spencer Group | UK Renewable Energy Planning Database | https://www.gov.uk/government/collections/renewable-energy-planning-data | UK Renewable Energy Planning Database | [14 empty] | 7.56 | HYDRO-V1 | HYDRO-V1 | HYDRO-V1 | HYDRO-V1 | HYDRO-V1 | 28.77%
GBR | United Kingdom | Ovenden Moor |  | GBR0004408 | 9.2 | 53.7708 | -1.9408 | Wind |  |  |  |  | Yorkshire Windpower | UK Renewable Energy Planning Database | https://www.gov.uk/government/collections/renewable-energy-planning-data | UK Renewable Energy Planning Database | [14 empty] | 23.19 | NO-ESTIMATION | NO-ESTIMATION | NO-ESTIMATION | NO-ESTIMATION | NO-ESTIMATION | 28.77%
GBR | United Kingdom | Hameldon Hill Extension |  | GBR0003761 | 6 | 53.7710 | -2.3062 | Wind |  |  |  |  | Mr Stephen Milburn RWE NPower Renewables Mr Stephen MilburnRWE NPower Renewables Mr Stephen MilburnRWE NPower Renewables | UK Renewable Energy Planning Database | https://www.gov.uk/government/collections/renewable-energy-planning-data | UK Renewable Energy Planning Database | 1060725 | [13 empty] | 15.12 | NO-ESTIMATION | NO-ESTIMATION | NO-ESTIMATION | NO-ESTIMATION | NO-ESTIMATION | 28.77%
GBR | United Kingdom | New Barn Farm - Burnley |  | GBR0004685 | 4.5 | 53.7732 | -2.3034 | Wind |  |  |  |  | Mrs J E Haseldon of New Barn Farm | UK Renewable Energy Planning Database | https://www.gov.uk/government/collections/renewable-energy-planning-data | UK Renewable Energy Planning Database | [14 empty] | 11.34 | NO-ESTIMATION | NO-ESTIMATION | NO-ESTIMATION | NO-ESTIMATION | NO-ESTIMATION | 28.77%
GBR | United Kingdom | Spaldington |  | GBR0003700 | 11.75 | 53.7952 | -0.7998 | Wind |  |  |  |  | Falck Renewables | UK Renewable Energy Planning Database | https://www.gov.uk/government/collections/renewable-energy-planning-data | UK Renewable Energy Planning Database | 1091088 | [13 empty] | 29.62 | NO-ESTIMATION | NO-ESTIMATION | NO-ESTIMATION | NO-ESTIMATION | NO-ESTIMATION | 28.78%
GBR | United Kingdom | Hook Moor |  | GBR0004658 | 10.3 | 53.8119 | -1.3355 | Wind |  |  |  |  | Banks Renewables | UK Renewable Energy Planning Database | https://www.gov.uk/government/collections/renewable-energy-planning-data | UK Renewable Energy Planning Database | 1107693 | [13 empty] | 25.96 | NO-ESTIMATION | NO-ESTIMATION | NO-ESTIMATION | NO-ESTIMATION | WIND-V1 | 28.77%
GBR | United Kingdom | Sober Hill |  | GBR0004327 | 12.3 | 53.8349 | -0.5967 | Wind |  |  |  |  | West Coast Energy | UK Renewable Energy Planning Database | https://www.gov.uk/government/collections/renewable-energy-planning-data | UK Renewable Energy Planning Database | 1100234 | [13 empty] | 31 | HYDRO-V1 | HYDRO-V1 | HYDRO-V1 | HYDRO-V1 | HYDRO-V1 | 28.77%
GBR | United Kingdom | Sancton Hill Wind Farm |  | GBR0003735 | 10.384 | 53.8451 | -0.6099 | Wind |  |  |  |  | REG Windpower (previously Cornwall Light and Power) | UK Renewable Energy Planning Database | https://www.gov.uk/government/collections/renewable-energy-planning-data | UK Renewable Energy Planning Database | 1088218 | [13 empty] | 26.17 | NO-ESTIMATION | NO-ESTIMATION | NO-ESTIMATION | NO-ESTIMATION | CAPACITY-FACTOR-V1 | 28.77%
GBR | United Kingdom | Withernwick |  | GBR0003987 | 18 | 53.8457 | -0.1726 | Wind |  |  |  |  | Energiekontor UK | UK Renewable Energy Planning Database | https://www.gov.uk/government/collections/renewable-energy-planning-data | UK Renewable Energy Planning Database | [14 empty] | 45.37 | NO-ESTIMATION | NO-ESTIMATION | NO-ESTIMATION | NO-ESTIMATION | WIND-V1 | 28.77%
GBR | United Kingdom | Withernwick extension |  | GBR2001065 | 8.2 | 53.8590 | -0.1656 | Wind |  |  |  |  | Energiekontor UK | UK Renewable Energy Planning Database | https://www.gov.uk/government/collections/renewable-energy-planning-data | UK Renewable Energy Planning Database | [14 empty] | 20.67 | HYDRO-V1 | HYDRO-V1 | HYDRO-V1 | HYDRO-V1 | HYDRO-V1 | 28.78%
GBR | United Kingdom | Hall Farm Routh |  | GBR0003948 | 24.6 | 53.8737 | -0.3609 | Wind |  |  |  |  | John Laing Environmental Assets Group/REG Power Management | UK Renewable Energy Planning Database | https://www.gov.uk/government/collections/renewable-energy-planning-data | UK Renewable Energy Planning Database | 1090044 | [13 empty] | 62.01 | NO-ESTIMATION | NO-ESTIMATION | NO-ESTIMATION | NO-ESTIMATION | WIND-V1 | 28.78%
GBR | United Kingdom | Dewlay Cheese |  | GBR0003078 | 2 | 53.8883 | -2.7860 | Wind |  |  |  |  | Dewlay Cheese Company | UK Renewable Energy Planning Database | https://www.gov.uk/government/collections/renewable-energy-planning-data | UK Renewable Energy Planning Database | [14 empty] | 5.04 | NO-ESTIMATION | NO-ESTIMATION | NO-ESTIMATION | NO-ESTIMATION | CAPACITY-FACTOR-V1 | 28.77%
GBR | United Kingdom | Orchard End Windfarm |  | GBR0003703 | 4.1044 | 53.9001 | -2.8657 | Wind |  |  |  |  | Renewable Energy Generation | UK Renewable Energy Planning Database | https://www.gov.uk/government/collections/renewable-energy-planning-data | UK Renewable Energy Planning Database | 1095540 | [13 empty] | 10.34 | NO-ESTIMATION | NO-ESTIMATION | NO-ESTIMATION | NO-ESTIMATION | CAPACITY-FACTOR-V1 | 28.76%
GBR | United Kingdom | Chelker Reservoir |  | GBR0002921 | 1.3 | 53.9624 | -1.9142 | Wind |  |  |  |  | Yorkshire Water | UK Renewable Energy Planning Database | https://www.gov.uk/government/collections/renewable-energy-planning-data | UK Renewable Energy Planning Database | [14 empty] | 3.27 | WIND-V1 | WIND-V1 | WIND-V1 | WIND-V1 | WIND-V1 | 28.71%
GBR | United Kingdom | Chelker Reservoir (Retention of Turbines) |  | GBR0002747 | 1.2 | 53.9624 | -1.9142 | Wind |  |  |  |  | Yorkshire Water | UK Renewable Energy Planning Database | https://www.gov.uk/government/collections/renewable-energy-planning-data | UK Renewable Energy Planning Database | [14 empty] | 3.02 | HYDRO-V1 | HYDRO-V1 | HYDRO-V1 | HYDRO-V1 | HYDRO-V1 | 28.73%
GBR | United Kingdom | Barrow |  | GBR0002546 | 90 | 53.9915 | -3.2983 | Wind |  |  |  |  | Orsted (formerly Dong Energy) | UK Renewable Energy Planning Database | https://www.gov.uk/government/collections/renewable-energy-planning-data | UK Renewable Energy Planning Database | [14 empty] | 226.88 | NO-ESTIMATION | NO-ESTIMATION | NO-ESTIMATION | NO-ESTIMATION | NO-ESTIMATION | 28.78%
GBR | United Kingdom | Knabs Ridge |  | GBR0003147 | 16 | 53.9990 | -1.6496 | Wind |  |  |  |  | RWE npower | UK Renewable Energy Planning Database | https://www.gov.uk/government/collections/renewable-energy-planning-data | UK Renewable Energy Planning Database | 1065230 | [13 empty] | 40.33 | HYDRO-V1 | HYDRO-V1 | HYDRO-V1 | HYDRO-V1 | HYDRO-V1 | 28.77%
GBR | United Kingdom | Lissett |  | GBR0003539 | 29.95 | 54.0071 | -0.2885 | Wind |  |  |  |  | Novera Energy | UK Renewable Energy Planning Database | https://www.gov.uk/government/collections/renewable-energy-planning-data | UK Renewable Energy Planning Database | 1068585 | [13 empty] | 75.5 | NO-ESTIMATION | NO-ESTIMATION | WIND-V1 | WIND-V1 | WIND-V1 | 28.78%
GBR | United Kingdom | Lancaster University (wind) |  | GBR0003803 | 2 | 54.0072 | -2.7795 | Wind |  |  |  |  | Lancaster University | UK Renewable Energy Planning Database | https://www.gov.uk/government/collections/renewable-energy-planning-data | UK Renewable Energy Planning Database | [14 empty] | 5.04 | HYDRO-V1 | HYDRO-V1 | HYDRO-V1 | HYDRO-V1 | HYDRO-V1 | 28.77%
GBR | United Kingdom | Heysham South Wind Farm |  | GBR0004174 | 7.5 | 54.0342 | -2.8650 | Wind |  |  |  |  | Banks Renewables | UK Renewable Energy Planning Database | https://www.gov.uk/government/collections/renewable-energy-planning-data | UK Renewable Energy Planning Database | 1100233 | [13 empty] | 18.9 | NO-ESTIMATION | NO-ESTIMATION | NO-ESTIMATION | NO-ESTIMATION | CAPACITY-FACTOR-V1 | 28.77%
GBR | United Kingdom | Fanny House Farm/Heysham Moss |  | GBR0003792 | 1.5 | 54.0379 | -2.8719 | Wind |  |  |  |  | Blue Energy | UK Renewable Energy Planning Database | https://www.gov.uk/government/collections/renewable-energy-planning-data | UK Renewable Energy Planning Database | [14 empty] | 3.78 | HYDRO-V1 | HYDRO-V1 | HYDRO-V1 | HYDRO-V1 | HYDRO-V1 | 28.77%
GBR | United Kingdom | Fraisthorpe Wind Farm |  | GBR0004647 | 29.7 | 54.0479 | -0.2307 | Wind |  |  |  |  | Octopus Investments | UK Renewable Energy Planning Database | https://www.gov.uk/government/collections/renewable-energy-planning-data | UK Renewable Energy Planning Database | 1106703 | [13 empty] | 74.87 | WIND-V1 | WIND-V1 | WIND-V1 | WIND-V1 | WIND-V1 | 28.78%
GBR | United Kingdom | Caton Moor Windfarm Repowering |  | GBR0003171 | 16 | 54.0698 | -2.6540 | Wind |  |  |  |  | Hainsford Energy Ltd | UK Renewable Energy Planning Database | https://www.gov.uk/government/collections/renewable-energy-planning-data | UK Renewable Energy Planning Database | 1023897 | [13 empty] | 40.33 | NO-ESTIMATION | NO-ESTIMATION | NO-ESTIMATION | NO-ESTIMATION | CAPACITY-FACTOR-V1 | 28.77%
GBR | United Kingdom | Ormonde |  | GBR0002509 | 150 | 54.0889 | -3.4386 | Wind |  |  |  |  | Vattenfall | UK Renewable Energy Planning Database | https://www.gov.uk/government/collections/renewable-energy-planning-data | UK Renewable Energy Planning Database | 1078074 | [13 empty] | 378.14 | HYDRO-V1 | HYDRO-V1 | HYDRO-V1 | HYDRO-V1 | HYDRO-V1 | 28.78%
GBR | United Kingdom | Far Old Park Farm Wind Farm |  | GBR0003391 | 4.6 | 54.1839 | -3.1814 | Wind |  |  |  |  | Windprospect (a subsidiary of Windcluster Ltd.) | UK Renewable Energy Planning Database | https://www.gov.uk/government/collections/renewable-energy-planning-data | UK Renewable Energy Planning Database | [14 empty] | 11.59 | NO-ESTIMATION | NO-ESTIMATION | NO-ESTIMATION | NO-ESTIMATION | CAPACITY-FACTOR-V1 | 28.76%
GBR | United Kingdom | Slieve Rushen Extension |  | GBR0004504 | 54 | 54.1903 | -7.6284 | Wind | [5 empty] | UK Renewable Energy Planning Database | https://www.gov.uk/government/collections/renewable-energy-planning-data | UK Renewable Energy Planning Database | 1068057 | [13 empty] | 136.13 | NO-ESTIMATION | NO-ESTIMATION | NO-ESTIMATION | NO-ESTIMATION | CAPACITY-FACTOR-V1 | 28.78%
GBR | United Kingdom | Slieve Rushen Phase 1 Wind Farm |  | GBR0003122 | 5 | 54.1903 | -7.6284 | Wind |  |  |  |  | Sean Quinn Group | UK Renewable Energy Planning Database | https://www.gov.uk/government/collections/renewable-energy-planning-data | UK Renewable Energy Planning Database | 1028390 | [13 empty] | 12.6 | HYDRO-V1 | HYDRO-V1 | HYDRO-V1 | HYDRO-V1 | HYDRO-V1 | 28.77%
GBR | United Kingdom | Molly Mountain |  | GBR0004066 | 15 | 54.1979 | -7.6365 | Wind |  |  |  |  | Erne Concrete Pumping | UK Renewable Energy Planning Database | https://www.gov.uk/government/collections/renewable-energy-planning-data | UK Renewable Energy Planning Database | [14 empty] | 37.81 | NO-ESTIMATION | NO-ESTIMATION | NO-ESTIMATION | NO-ESTIMATION | CAPACITY-FACTOR-V1 | 28.77%
GBR | United Kingdom | Haverigg 3 |  | GBR0002626 | 3.4 | 54.2040 | -3.3245 | Wind |  |  |  |  | The Wind Company | UK Renewable Energy Planning Database | https://www.gov.uk/government/collections/renewable-energy-planning-data | UK Renewable Energy Planning Database | [14 empty] | 8.57 | NO-ESTIMATION | NO-ESTIMATION | WIND-V1 | WIND-V1 | WIND-V1 | 28.77%
GBR | United Kingdom | Haverigg Repowering (Haverigg II) |  | GBR0003614 | 1.2 | 54.2040 | -3.3245 | Wind |  |  |  |  | Windprospect | UK Renewable Energy Planning Database | https://www.gov.uk/government/collections/renewable-energy-planning-data | UK Renewable Energy Planning Database | [14 empty] | 3.02 | NO-ESTIMATION | NO-ESTIMATION | NO-ESTIMATION | NO-ESTIMATION | NO-ESTIMATION | 28.73%
GBR | United Kingdom | Harlock Hill Wind Farm |  | GBR0002617 | 2.5 | 54.2049 | -3.1467 | Wind |  |  |  |  | The Wind Company Limited | UK Renewable Energy Planning Database | https://www.gov.uk/government/collections/renewable-energy-planning-data | UK Renewable Energy Planning Database | 1031298 | [13 empty] | 6.3 | NO-ESTIMATION | NO-ESTIMATION | NO-ESTIMATION | NO-ESTIMATION | CAPACITY-FACTOR-V1 | 28.77%
GBR | United Kingdom | Furness Wind Farm/High Winds (Harlock Repowering) |  | GBR0004177 | 11.5 | 54.2091 | -3.1476 | Wind |  |  |  |  | Baywind Co-op & Energy4All & Belltown Power | UK Renewable Energy Planning Database | https://www.gov.uk/government/collections/renewable-energy-planning-data | UK Renewable Energy Planning Database | [14 empty] | 28.99 | NO-ESTIMATION | NO-ESTIMATION | NO-ESTIMATION | NO-ESTIMATION | CAPACITY-FACTOR-V1 | 28.78%
GBR | United Kingdom | Kirkby Moor |  | GBR0002713 | 4.8 | 54.2575 | -3.1357 | Wind |  |  |  |  | Npower Renewables | UK Renewable Energy Planning Database | https://www.gov.uk/government/collections/renewable-energy-planning-data | UK Renewable Energy Planning Database | 1023661 | [13 empty] | 12.1 | HYDRO-V1 | HYDRO-V1 | HYDRO-V1 | HYDRO-V1 | HYDRO-V1 | 28.78%
GBR | United Kingdom | Armistead Wind Farm |  | GBR0003986 | 12 | 54.2760 | -2.6388 | Wind |  |  |  |  | Banks Renewables | UK Renewable Energy Planning Database | https://www.gov.uk/government/collections/renewable-energy-planning-data | UK Renewable Energy Planning Database | 1100232 | [13 empty] | 30.25 | NO-ESTIMATION | NO-ESTIMATION | NO-ESTIMATION | NO-ESTIMATION | NO-ESTIMATION | 28.78%
GBR | United Kingdom | Teiges |  | GBR2001054 | 11 | 54.3031 | -7.3985 | Wind |  |  |  |  | Energia | UK Renewable Energy Planning Database | https://www.gov.uk/government/collections/renewable-energy-planning-data | UK Renewable Energy Planning Database | [14 empty] | 27.73 | HYDRO-V1 | HYDRO-V1 | HYDRO-V1 | HYDRO-V1 | HYDRO-V1 | 28.78%
GBR | United Kingdom | Lambrigg |  | GBR0003390 | 6.5 | 54.3363 | -2.6351 | Wind |  |  |  |  | Lambrigg Windfarm Ltd | UK Renewable Energy Planning Database | https://www.gov.uk/government/collections/renewable-energy-planning-data | UK Renewable Energy Planning Database | 1049490 | [13 empty] | 16.38 | HYDRO-V1 | HYDRO-V1 | HYDRO-V1 | HYDRO-V1 | HYDRO-V1 | 28.77%
GBR | United Kingdom | Ora More |  | GBR0004654 | 15 | 54.3385 | -7.8959 | Wind |  |  |  |  | Natural Power | UK Renewable Energy Planning Database | https://www.gov.uk/government/collections/renewable-energy-planning-data | UK Renewable Energy Planning Database | [14 empty] | 37.81 | NO-ESTIMATION | NO-ESTIMATION | NO-ESTIMATION | WIND-V1 | WIND-V1 | 28.77%
GBR | United Kingdom | Lendrum's Bridge |  | GBR0003568 | 5.9 | 54.3927 | -7.1834 | Wind |  |  |  |  | Renewable Energy Systems (RES) | UK Renewable Energy Planning Database | https://www.gov.uk/government/collections/renewable-energy-planning-data | UK Renewable Energy Planning Database | [14 empty] | 14.87 | NO-ESTIMATION | NO-ESTIMATION | NO-ESTIMATION | WIND-V1 | WIND-V1 | 28.77%
GBR | United Kingdom | Lendrum's Bridge Extension |  | GBR0003566 | 7.3 | 54.3938 | -7.1489 | Wind |  |  |  |  | Renewable Energy Systems (RES) | UK Renewable Energy Planning Database | https://www.gov.uk/government/collections/renewable-energy-planning-data | UK Renewable Energy Planning Database | [14 empty] | 18.4 | NO-ESTIMATION | NO-ESTIMATION | NO-ESTIMATION | WIND-V1 | WIND-V1 | 28.77%
GBR | United Kingdom | Callagheen |  | GBR0004673 | 16.9 | 54.4178 | -8.0930 | Wind |  |  |  |  | B9 / Renewable Energy Systems (RES) | UK Renewable Energy Planning Database | https://www.gov.uk/government/collections/renewable-energy-planning-data | UK Renewable Energy Planning Database | 1063194 | [13 empty] | 42.6 | NO-ESTIMATION | NO-ESTIMATION | NO-ESTIMATION | WIND-V1 | WIND-V1 | 28.78%
GBR | United Kingdom | Hunter's Hill |  | GBR0003253 | 20 | 54.4390 | -7.3415 | Wind |  |  |  |  | Wind Farm Developments / RES UK & Ireland | UK Renewable Energy Planning Database | https://www.gov.uk/government/collections/renewable-energy-planning-data | UK Renewable Energy Planning Database | 1083084 | [13 empty] | 50.41 | NO-ESTIMATION | NO-ESTIMATION | NO-ESTIMATION | NO-ESTIMATION | WIND-V1 | 28.77%
GBR | United Kingdom | Screggagh |  | GBR0003263 | 20 | 54.4624 | -7.3329 | Wind |  |  |  |  | Screggagh Windfarm | UK Renewable Energy Planning Database | https://www.gov.uk/government/collections/renewable-energy-planning-data | UK Renewable Energy Planning Database | 1082421 | [13 empty] | 50.41 | NO-ESTIMATION | NO-ESTIMATION | NO-ESTIMATION | NO-ESTIMATION | WIND-V1 | 28.77%
GBR | United Kingdom | Shantavny Scotch |  | GBR0004325 | 16.1 | 54.4766 | -7.0900 | Wind |  |  |  |  | Tyrone Wind Energy Ltd | UK Renewable Energy Planning Database | https://www.gov.uk/government/collections/renewable-energy-planning-data | UK Renewable Energy Planning Database | [14 empty] | 40.58 | NO-ESTIMATION | NO-ESTIMATION | NO-ESTIMATION | NO-ESTIMATION | WIND-V1 | 28.77%
GBR | United Kingdom | Seamer Windfarm - Stockton on Tees |  | GBR0003984 | 6 | 54.4942 | -1.2585 | Wind |  |  |  |  | Broadview Energy | UK Renewable Energy Planning Database | https://www.gov.uk/government/collections/renewable-energy-planning-data | UK Renewable Energy Planning Database | [14 empty] | 15.12 | NO-ESTIMATION | NO-ESTIMATION | NO-ESTIMATION | NO-ESTIMATION | WIND-V1 | 28.77%
GBR | United Kingdom | Seamer Wind Farm - Hambleton |  | GBR0003791 | 4 | 54.4959 | -1.2624 | Wind |  |  |  |  | Infinis previously Broadview Energy | UK Renewable Energy Planning Database | https://www.gov.uk/government/collections/renewable-energy-planning-data | UK Renewable Energy Planning Database | 1079136 | [13 empty] | 10.08 | HYDRO-V1 | HYDRO-V1 | HYDRO-V1 | HYDRO-V1 | HYDRO-V1 | 28.77%
GBR | United Kingdom | Slieve Divena |  | GBR0003245 | 30 | 54.5086 | -7.1064 | Wind |  |  |  |  | Greencoat (formerly Infinis/SSE) | UK Renewable Energy Planning Database | https://www.gov.uk/government/collections/renewable-energy-planning-data | UK Renewable Energy Planning Database | 1070255 | [13 empty] | 75.62 | NO-ESTIMATION | NO-ESTIMATION | NO-ESTIMATION | NO-ESTIMATION | CAPACITY-FACTOR-V1 | 28.77%
GBR | United Kingdom | Slieve Divena Phase 2 Wind Farm |  | GBR0004054 | 18.8 | 54.5086 | -7.1064 | Wind |  |  |  |  | Scottish and Southern Energy (SSE) | UK Renewable Energy Planning Database | https://www.gov.uk/government/collections/renewable-energy-planning-data | UK Renewable Energy Planning Database | [14 empty] | 47.39 | NO-ESTIMATION | NO-ESTIMATION | WIND-V1 | WIND-V1 | WIND-V1 | 28.78%
GBR | United Kingdom | Altamuskin Extension |  | GBR0004557 | 7.1 | 54.5128 | -7.1113 | Wind |  |  |  |  | Altamuskin Windfarm (Energia) | UK Renewable Energy Planning Database | https://www.gov.uk/government/collections/renewable-energy-planning-data | UK Renewable Energy Planning Database | [14 empty] | 17.89 | HYDRO-V1 | HYDRO-V1 | HYDRO-V1 | HYDRO-V1 | HYDRO-V1 | 28.76%
GBR | United Kingdom | Altamuskin |  | GBR0004139 | 7.1 | 54.5222 | -7.0946 | Wind |  |  |  |  | Altamuskin Windfarm (Energia) | UK Renewable Energy Planning Database | https://www.gov.uk/government/collections/renewable-energy-planning-data | UK Renewable Energy Planning Database | [14 empty] | 17.89 | HYDRO-V1 | HYDRO-V1 | HYDRO-V1 | HYDRO-V1 | HYDRO-V1 | 28.76%
GBR | United Kingdom | Gortfinbar |  | GBR0003933 | 15 | 54.5440 | -7.0197 | Wind |  |  |  |  | Energia Renewables | UK Renewable Energy Planning Database | https://www.gov.uk/government/collections/renewable-energy-planning-data | UK Renewable Energy Planning Database | [14 empty] | 37.81 | NO-ESTIMATION | NO-ESTIMATION | NO-ESTIMATION | NO-ESTIMATION | NO-ESTIMATION | 28.77%
GBR | United Kingdom | Lambs Hill |  | GBR0004390 | 8 | 54.5462 | -1.3263 | Wind |  |  |  |  | Banks Renewables | UK Renewable Energy Planning Database | https://www.gov.uk/government/collections/renewable-energy-planning-data | UK Renewable Energy Planning Database | 1111583 | [13 empty] | 20.16 | HYDRO-V1 | HYDRO-V1 | HYDRO-V1 | HYDRO-V1 | HYDRO-V1 | 28.77%
GBR | United Kingdom | Tappaghan Extension |  | GBR0004688 | 9 | 54.5471 | -7.6956 | Wind |  |  |  |  | Greencoat UK Wind | UK Renewable Energy Planning Database | https://www.gov.uk/government/collections/renewable-energy-planning-data | UK Renewable Energy Planning Database | [14 empty] | 22.68 | SOLAR-V1-NO-AGE | SOLAR-V1-NO-AGE | SOLAR-V1-NO-AGE | SOLAR-V1-NO-AGE | SOLAR-V1-NO-AGE | 28.77%
GBR | United Kingdom | Tappaghan Wind Farm |  | GBR0003130 | 28.5 | 54.5471 | -7.6956 | Wind |  |  |  |  | Greencoat UK Wind | UK Renewable Energy Planning Database | https://www.gov.uk/government/collections/renewable-energy-planning-data | UK Renewable Energy Planning Database | 1059068 | [13 empty] | 71.84 | NO-ESTIMATION | WIND-V1 | WIND-V1 | WIND-V1 | WIND-V1 | 28.78%
GBR | United Kingdom | Crockagarran |  | GBR0004048 | 15 | 54.5502 | -7.0168 | Wind |  |  |  |  | ESB | UK Renewable Energy Planning Database | https://www.gov.uk/government/collections/renewable-energy-planning-data | UK Renewable Energy Planning Database | 1073733 | [13 empty] | 37.81 | HYDRO-V1 | HYDRO-V1 | HYDRO-V1 | HYDRO-V1 | HYDRO-V1 | 28.77%
GBR | United Kingdom | Eshmore |  | GBR0004111 | 6.9 | 54.5506 | -6.9430 | Wind |  |  |  |  | Energia Renewables | UK Renewable Energy Planning Database | https://www.gov.uk/government/collections/renewable-energy-planning-data | UK Renewable Energy Planning Database | [14 empty] | 17.39 | NO-ESTIMATION | NO-ESTIMATION | NO-ESTIMATION | NO-ESTIMATION | NO-ESTIMATION | 28.77%
GBR | United Kingdom | Crockagarron Ext |  | GBR0003717 | 2.5 | 54.5516 | -7.0090 | Wind | [5 empty] | UK Renewable Energy Planning Database | https://www.gov.uk/government/collections/renewable-energy-planning-data | UK Renewable Energy Planning Database | [14 empty] | 6.3 | NO-ESTIMATION | NO-ESTIMATION | NO-ESTIMATION | NO-ESTIMATION | CAPACITY-FACTOR-V1 | 28.77%
GBR | United Kingdom | Crockbaravally Wind Farm |  | GBR0004255 | 7.5 | 54.5530 | -7.0477 | Wind |  |  |  |  | Golden Square Energy | UK Renewable Energy Planning Database | https://www.gov.uk/government/collections/renewable-energy-planning-data | UK Renewable Energy Planning Database | [14 empty] | 18.9 | NO-ESTIMATION | NO-ESTIMATION | NO-ESTIMATION | NO-ESTIMATION | CAPACITY-FACTOR-V1 | 28.77%
GBR | United Kingdom | Inishative |  | GBR0004245 | 13.8 | 54.5669 | -7.0096 | Wind |  |  |  |  | Gaelectric Developments/ CGN Europe Energy | UK Renewable Energy Planning Database | https://www.gov.uk/government/collections/renewable-energy-planning-data | UK Renewable Energy Planning Database | [14 empty] | 34.78 | NO-ESTIMATION | NO-ESTIMATION | NO-ESTIMATION | NO-ESTIMATION | CAPACITY-FACTOR-V1 | 28.77%
GBR | United Kingdom | Pollnalaght (Cornavarrow) |  | GBR2001051 | 38.4 | 54.5683 | -7.4410 | Wind |  |  |  |  | Energia | UK Renewable Energy Planning Database | https://www.gov.uk/government/collections/renewable-energy-planning-data | UK Renewable Energy Planning Database | [14 empty] | 96.8 | NO-ESTIMATION | NO-ESTIMATION | NO-ESTIMATION | NO-ESTIMATION | CAPACITY-FACTOR-V1 | 28.78%
GBR | United Kingdom | Crockdun |  | GBR0004320 | 12.5 | 54.5689 | -7.0494 | Wind |  |  |  |  | ESB (Northern Wind Power) | UK Renewable Energy Planning Database | https://www.gov.uk/government/collections/renewable-energy-planning-data | UK Renewable Energy Planning Database | [14 empty] | 31.51 | NO-ESTIMATION | NO-ESTIMATION | NO-ESTIMATION | NO-ESTIMATION | CAPACITY-FACTOR-V1 | 28.78%
GBR | United Kingdom | Moor House Wind Farm (resubmission) |  | GBR0004642 | 12 | 54.5746 | -1.4972 | Wind |  |  |  |  | Banks Renewables | UK Renewable Energy Planning Database | https://www.gov.uk/government/collections/renewable-energy-planning-data | UK Renewable Energy Planning Database | [14 empty] | 30.25 | NO-ESTIMATION | NO-ESTIMATION | NO-ESTIMATION | NO-ESTIMATION | CAPACITY-FACTOR-V1 | 28.78%
GBR | United Kingdom | Curraghamulkin (Dooish Wind Farm) |  | GBR2001053 | 30 | 54.5778 | -7.5141 | Wind |  |  |  |  | DW Consultancy | UK Renewable Energy Planning Database | https://www.gov.uk/government/collections/renewable-energy-planning-data | UK Renewable Energy Planning Database | [14 empty] | 75.62 | NO-ESTIMATION | NO-ESTIMATION | NO-ESTIMATION | NO-ESTIMATION | CAPACITY-FACTOR-V1 | 28.77%
GBR | United Kingdom | Fairfield |  | GBR0003613 | 6.5 | 54.5788 | -3.5204 | Wind |  |  |  |  | Windprospect | UK Renewable Energy Planning Database | https://www.gov.uk/government/collections/renewable-energy-planning-data | UK Renewable Energy Planning Database | 1084657 | [13 empty] | 16.38 | NO-ESTIMATION | NO-ESTIMATION | NO-ESTIMATION | NO-ESTIMATION | CAPACITY-FACTOR-V1 | 28.77%
GBR | United Kingdom | Lowca Wind Farm |  | GBR0003611 | 4.7 | 54.5974 | -3.5710 | Wind |  |  |  |  | Windprospect | UK Renewable Energy Planning Database | https://www.gov.uk/government/collections/renewable-energy-planning-data | UK Renewable Energy Planning Database | 1045308 | [13 empty] | 11.84 | NO-ESTIMATION | NO-ESTIMATION | NO-ESTIMATION | NO-ESTIMATION | CAPACITY-FACTOR-V1 | 28.76%
GBR | United Kingdom | Potato Pot |  | GBR0004233 | 7.2 | 54.6027 | -3.5031 | Wind |  |  |  |  | Capital Dynamics | UK Renewable Energy Planning Database | https://www.gov.uk/government/collections/renewable-energy-planning-data | UK Renewable Energy Planning Database | [14 empty] | 18.15 | NO-ESTIMATION | NO-ESTIMATION | NO-ESTIMATION | NO-ESTIMATION | CAPACITY-FACTOR-V1 | 28.78%
GBR | United Kingdom | Thornog Windfarm |  | GBR0004053 | 9.2 | 54.6064 | -7.5596 | Wind |  |  |  |  | Energia Renewables | UK Renewable Energy Planning Database | https://www.gov.uk/government/collections/renewable-energy-planning-data | UK Renewable Energy Planning Database | 1107686 | [13 empty] | 23.19 | NO-ESTIMATION | NO-ESTIMATION | NO-ESTIMATION | NO-ESTIMATION | CAPACITY-FACTOR-V1 | 28.77%
GBR | United Kingdom | Thornog Windfarm Extension |  | GBR0004081 | 9.2 | 54.6064 | -7.5596 | Wind |  |  |  |  | Energia Renewables | UK Renewable Energy Planning Database | https://www.gov.uk/government/collections/renewable-energy-planning-data | UK Renewable Energy Planning Database | 1107686 | [13 empty] | 23.19 | NO-ESTIMATION | NO-ESTIMATION | NO-ESTIMATION | NO-ESTIMATION | CAPACITY-FACTOR-V1 | 28.77%
GBR | United Kingdom | Crockbrack |  | GBR0003713 | 2 | 54.6145 | -6.9552 | Wind |  |  |  |  | Gaelectric Developments/ CGN Europe Energy | UK Renewable Energy Planning Database | https://www.gov.uk/government/collections/renewable-energy-planning-data | UK Renewable Energy Planning Database | [14 empty] | 5.04 | NO-ESTIMATION | NO-ESTIMATION | NO-ESTIMATION | NO-ESTIMATION | CAPACITY-FACTOR-V1 | 28.77%
GBR | United Kingdom | Cregganconroe |  | GBR0004653 | 13.8 | 54.6226 | -6.9791 | Wind |  |  |  |  | Gaelectric Developments/ CGN Europe Energy | UK Renewable Energy Planning Database | https://www.gov.uk/government/collections/renewable-energy-planning-data | UK Renewable Energy Planning Database | 1085797 | [13 empty] | 34.78 | NO-ESTIMATION | NO-ESTIMATION | NO-ESTIMATION | NO-ESTIMATION | CAPACITY-FACTOR-V1 | 28.77%
GBR | United Kingdom | Castlecraig |  | GBR2001052 | 25 | 54.6309 | -7.5872 | Wind |  |  |  |  | Renewable Energy Systems (RES) | UK Renewable Energy Planning Database | https://www.gov.uk/government/collections/renewable-energy-planning-data | UK Renewable Energy Planning Database | [14 empty] | 63.02 | NO-ESTIMATION | NO-ESTIMATION | NO-ESTIMATION | NO-ESTIMATION | CAPACITY-FACTOR-V1 | 28.78%
GBR | United Kingdom | Seegronan |  | GBR0004108 | 13.8 | 54.6333 | -6.3000 | Wind |  |  |  |  | Seegronan Windfarm | UK Renewable Energy Planning Database | https://www.gov.uk/government/collections/renewable-energy-planning-data | UK Renewable Energy Planning Database | [14 empty] | 34.78 | NO-ESTIMATION | NO-ESTIMATION | NO-ESTIMATION | NO-ESTIMATION | CAPACITY-FACTOR-V1 | 28.77%
GBR | United Kingdom | Lough Hill |  | GBR0004680 | 7.8 | 54.6343 | -7.6052 | Wind |  |  |  |  | B9 / Renewable Energy Systems (RES) | UK Renewable Energy Planning Database | https://www.gov.uk/government/collections/renewable-energy-planning-data | UK Renewable Energy Planning Database | 1065220 | [13 empty] | 19.66 | NO-ESTIMATION | NO-ESTIMATION | NO-ESTIMATION | NO-ESTIMATION | CAPACITY-FACTOR-V1 | 28.77%
GBR | United Kingdom | Slieveglass |  | GBR2001049 | 6.9 | 54.6355 | -7.5692 | Wind |  |  |  |  | Slieveglass wind farm (Energia) | UK Renewable Energy Planning Database | https://www.gov.uk/government/collections/renewable-energy-planning-data | UK Renewable Energy Planning Database | [14 empty] | 17.39 | NO-ESTIMATION | NO-ESTIMATION | NO-ESTIMATION | NO-ESTIMATION | CAPACITY-FACTOR-V1 | 28.77%
GBR | United Kingdom | Crighshane |  | GBR0004041 | 28 | 54.6399 | -7.7526 | Wind |  |  |  |  | Energia Renewables | UK Renewable Energy Planning Database | https://www.gov.uk/government/collections/renewable-energy-planning-data | UK Renewable Energy Planning Database | 1085489 | [13 empty] | 70.58 | NO-ESTIMATION | NO-ESTIMATION | NO-ESTIMATION | NO-ESTIMATION | NO-ESTIMATION | 28.78%
GBR | United Kingdom | Bin Mountain Wind Farm |  | GBR0003113 | 9 | 54.6414 | -7.6054 | Wind |  |  |  |  | Greencoat UK Wind | UK Renewable Energy Planning Database | https://www.gov.uk/government/collections/renewable-energy-planning-data | UK Renewable Energy Planning Database | 1074759 | [13 empty] | 22.68 | NO-ESTIMATION | NO-ESTIMATION | NO-ESTIMATION | NO-ESTIMATION | NO-ESTIMATION | 28.77%
GBR | United Kingdom | Winscales Moor |  | GBR0002986 | 6 | 54.6423 | -3.4968 | Wind |  |  |  |  | Gravis Capital Management | UK Renewable Energy Planning Database | https://www.gov.uk/government/collections/renewable-energy-planning-data | UK Renewable Energy Planning Database | 1067261 | [13 empty] | 15.12 | NO-ESTIMATION | NO-ESTIMATION | NO-ESTIMATION | NO-ESTIMATION | NO-ESTIMATION | 28.77%
GBR | United Kingdom | Teesside |  | GBR0002514 | 62 | 54.6453 | -1.0955 | Wind |  |  |  |  | EDF Energy - Northern Offshore Windfarm Ltd | UK Renewable Energy Planning Database | https://www.gov.uk/government/collections/renewable-energy-planning-data | UK Renewable Energy Planning Database | 1084656 | [13 empty] | 156.29 | HYDRO-V1 | HYDRO-V1 | HYDRO-V1 | HYDRO-V1 | HYDRO-V1 | 28.78%
GBR | United Kingdom | Red Gap Moor Wind Farm |  | GBR0004415 | 12.5 | 54.6468 | -1.3206 | Wind |  |  |  |  | Capital Dynamics | UK Renewable Energy Planning Database | https://www.gov.uk/government/collections/renewable-energy-planning-data | UK Renewable Energy Planning Database | [14 empty] | 31.51 | NO-ESTIMATION | NO-ESTIMATION | NO-ESTIMATION | NO-ESTIMATION | NO-ESTIMATION | 28.78%
GBR | United Kingdom | Church Hill |  | GBR0004047 | 16 | 54.6540 | -7.7128 | Wind |  |  |  |  | Energia Renewables | UK Renewable Energy Planning Database | https://www.gov.uk/government/collections/renewable-energy-planning-data | UK Renewable Energy Planning Database | 1085488 | [13 empty] | 40.33 | NO-ESTIMATION | NO-ESTIMATION | NO-ESTIMATION | NO-ESTIMATION | CAPACITY-FACTOR-V1 | 28.77%
GBR | United Kingdom | Oldside Wind Farm |  | GBR0002625 | 5.4 | 54.6596 | -3.5564 | Wind |  |  |  |  | Windprospect (a subsidiary of Windcluster Ltd.) | UK Renewable Energy Planning Database | https://www.gov.uk/government/collections/renewable-energy-planning-data | UK Renewable Energy Planning Database | 1025728 | [13 empty] | 13.61 | NO-ESTIMATION | NO-ESTIMATION | NO-ESTIMATION | NO-ESTIMATION | CAPACITY-FACTOR-V1 | 28.77%
GBR | United Kingdom | Walkway |  | GBR0003606 | 14 | 54.6636 | -1.3969 | Wind |  |  |  |  | Wind Prospect | UK Renewable Energy Planning Database | https://www.gov.uk/government/collections/renewable-energy-planning-data | UK Renewable Energy Planning Database | 1065263 | [13 empty] | 35.29 | NO-ESTIMATION | NO-ESTIMATION | NO-ESTIMATION | NO-ESTIMATION | CAPACITY-FACTOR-V1 | 28.78%
GBR | United Kingdom | Butterwick Moor Circuit 1 |  | GBR2000200 | 10.25 | 54.6652 | -1.3750 | Wind | [7 empty] | WRI | [14 empty] | 25.83 | NO-ESTIMATION | NO-ESTIMATION | NO-ESTIMATION | NO-ESTIMATION | CAPACITY-FACTOR-V1 | 28.77%
GBR | United Kingdom | Butterwick Moor Circuit 2 |  | GBR2000201 | 10.25 | 54.6652 | -1.3750 | Wind | [7 empty] | WRI | [14 empty] | 25.83 | NO-ESTIMATION | NO-ESTIMATION | NO-ESTIMATION | NO-ESTIMATION | CAPACITY-FACTOR-V1 | 28.77%
GBR | United Kingdom | Workington (Eastman) |  | GBR0002935 | 4 | 54.6712 | -3.5401 | Wind | [5 empty] | UK Renewable Energy Planning Database | https://www.gov.uk/government/collections/renewable-energy-planning-data | UK Renewable Energy Planning Database | [14 empty] | 10.08 | NO-ESTIMATION | NO-ESTIMATION | NO-ESTIMATION | NO-ESTIMATION | CAPACITY-FACTOR-V1 | 28.77%
GBR | United Kingdom | Wythegill |  | GBR0003832 | 1.5 | 54.6741 | -3.5231 | Wind |  |  |  |  | Airvolution Energy | UK Renewable Energy Planning Database | https://www.gov.uk/government/collections/renewable-energy-planning-data | UK Renewable Energy Planning Database | [14 empty] | 3.78 | NO-ESTIMATION | NO-ESTIMATION | NO-ESTIMATION | NO-ESTIMATION | CAPACITY-FACTOR-V1 | 28.77%
GBR | United Kingdom | Siddick Wind Farm |  | GBR0002624 | 4.2 | 54.6741 | -3.5430 | Wind |  |  |  |  | Windprospect (a subsidiary of Windcluster Ltd.) | UK Renewable Energy Planning Database | https://www.gov.uk/government/collections/renewable-energy-planning-data | UK Renewable Energy Planning Database | 1025739 | [13 empty] | 10.58 | NO-ESTIMATION | NO-ESTIMATION | NO-ESTIMATION | NO-ESTIMATION | CAPACITY-FACTOR-V1 | 28.76%
GBR | United Kingdom | Land approx 75m South of 141 |  | GBR0003251 | 20 | 54.6863 | -7.0886 | Wind |  |  |  |  | Mr M Mc Cullagh | UK Renewable Energy Planning Database | https://www.gov.uk/government/collections/renewable-energy-planning-data | UK Renewable Energy Planning Database | [14 empty] | 50.41 | NO-ESTIMATION | NO-ESTIMATION | NO-ESTIMATION | NO-ESTIMATION | CAPACITY-FACTOR-V1 | 28.77%
GBR | United Kingdom | Flimby |  | GBR0003972 | 6.15 | 54.6871 | -3.5140 | Wind |  |  |  |  | Flimby Wind Energy Ltd | UK Renewable Energy Planning Database | https://www.gov.uk/government/collections/renewable-energy-planning-data | UK Renewable Energy Planning Database | [14 empty] | 15.5 | NO-ESTIMATION | NO-ESTIMATION | NO-ESTIMATION | NO-ESTIMATION | CAPACITY-FACTOR-V1 | 28.77%
GBR | United Kingdom | Wind Turbine 1 |  | GBR0002830 | 2.3 | 54.6879 | -6.0196 | Wind |  |  |  |  | Brett Martin Ltd | UK Renewable Energy Planning Database | https://www.gov.uk/government/collections/renewable-energy-planning-data | UK Renewable Energy Planning Database | [14 empty] | 5.79 | NO-ESTIMATION | NO-ESTIMATION | NO-ESTIMATION | NO-ESTIMATION | NO-ESTIMATION | 28.74%
GBR | United Kingdom | High Volts RO |  | GBR0003495 | 5.5 | 54.6936 | -1.3003 | Wind |  |  |  |  | E.On | UK Renewable Energy Planning Database | https://www.gov.uk/government/collections/renewable-energy-planning-data | UK Renewable Energy Planning Database | 1054419 | [13 empty] | 13.86 | HYDRO-V1 | HYDRO-V1 | HYDRO-V1 | HYDRO-V1 | HYDRO-V1 | 28.77%
GBR | United Kingdom | Bessy Bell 1 |  | GBR0003097 | 5 | 54.7040 | -7.4405 | Wind |  |  |  |  | Colham Energy Ltd plus Airtricty extrension | UK Renewable Energy Planning Database | https://www.gov.uk/government/collections/renewable-energy-planning-data | UK Renewable Energy Planning Database | 1025705 | [13 empty] | 12.6 | HYDRO-V1 | HYDRO-V1 | HYDRO-V1 | HYDRO-V1 | HYDRO-V1 | 28.77%
GBR | United Kingdom | Bessy Bell 2 |  | GBR0003168 | 9 | 54.7050 | -7.4265 | Wind |  |  |  |  | Bessy Bell Windfarm Omagh xx1 1xx | UK Renewable Energy Planning Database | https://www.gov.uk/government/collections/renewable-energy-planning-data | UK Renewable Energy Planning Database | 1025705 | [13 empty] | 22.68 | HYDRO-V1 | HYDRO-V1 | HYDRO-V1 | HYDRO-V1 | HYDRO-V1 | 28.77%
GBR | United Kingdom | Tievenameenta |  | GBR0004124 | 34.5 | 54.7050 | -7.5910 | Wind |  |  |  |  | Scottish and Southern Energy (SSE) | UK Renewable Energy Planning Database | https://www.gov.uk/government/collections/renewable-energy-planning-data | UK Renewable Energy Planning Database | [14 empty] | 86.97 | SOLAR-V1-NO-AGE | SOLAR-V1-NO-AGE | SOLAR-V1-NO-AGE | SOLAR-V1-NO-AGE | SOLAR-V1-NO-AGE | 28.78%
GBR | United Kingdom | Tallentire |  | GBR0004104 | 12 | 54.7069 | -3.3595 | Wind |  |  |  |  | The Renewables Infrastructure Group (TRIG) | UK Renewable Energy Planning Database | https://www.gov.uk/government/collections/renewable-energy-planning-data | UK Renewable Energy Planning Database | [14 empty] | 30.25 | NO-ESTIMATION | NO-ESTIMATION | NO-ESTIMATION | NO-ESTIMATION | CAPACITY-FACTOR-V1 | 28.78%
GBR | United Kingdom | Trimdon |  | GBR0004690 | 5.2 | 54.7204 | -1.4426 | Wind |  |  |  |  | Cumbria Wind Farms | UK Renewable Energy Planning Database | https://www.gov.uk/government/collections/renewable-energy-planning-data | UK Renewable Energy Planning Database | 1068927 | [13 empty] | 13.1 | NO-ESTIMATION | NO-ESTIMATION | NO-ESTIMATION | NO-ESTIMATION | CAPACITY-FACTOR-V1 | 28.76%
GBR | United Kingdom | Southern Law |  | GBR0003223 | 5.2 | 54.7222 | -1.4349 | Wind |  |  |  |  | EDF Energy | UK Renewable Energy Planning Database | https://www.gov.uk/government/collections/renewable-energy-planning-data | UK Renewable Energy Planning Database | [14 empty] | 13.1 | HYDRO-V1 | HYDRO-V1 | HYDRO-V1 | HYDRO-V1 | HYDRO-V1 | 28.76%
GBR | United Kingdom | Wharrels Hill Wind Farm |  | GBR0002618 | 10.4 | 54.7231 | -3.2746 | Wind |  |  |  |  | Wharrels Hill Windfarm Ltd/ National Windpower | UK Renewable Energy Planning Database | https://www.gov.uk/government/collections/renewable-energy-planning-data | UK Renewable Energy Planning Database | 1054415 | [13 empty] | 26.21 | HYDRO-V1 | HYDRO-V1 | HYDRO-V1 | HYDRO-V1 | HYDRO-V1 | 28.77%
GBR | United Kingdom | Carn Hill |  | GBR0003934 | 13.8 | 54.7313 | -5.9118 | Wind |  |  |  |  | Gaelectric Developments/ CGN Europe Energy | UK Renewable Energy Planning Database | https://www.gov.uk/government/collections/renewable-energy-planning-data | UK Renewable Energy Planning Database | 1085796 | [13 empty] | 34.78 | NO-ESTIMATION | NO-ESTIMATION | NO-ESTIMATION | NO-ESTIMATION | CAPACITY-FACTOR-V1 | 28.77%
GBR | United Kingdom | Elliot's Hill |  | GBR0003106 | 5 | 54.7389 | -6.1190 | Wind |  |  |  |  | B9 Energy Services Ltd/ ScottishPower Renewables | UK Renewable Energy Planning Database | https://www.gov.uk/government/collections/renewable-energy-planning-data | UK Renewable Energy Planning Database | [14 empty] | 12.6 | NO-ESTIMATION | NO-ESTIMATION | NO-ESTIMATION | NO-ESTIMATION | CAPACITY-FACTOR-V1 | 28.77%
GBR | United Kingdom | Crockandun |  | GBR0004156 | 15 | 54.7395 | -6.7719 | Wind |  |  |  |  | Brookfield Renewable Energy Group | UK Renewable Energy Planning Database | https://www.gov.uk/government/collections/renewable-energy-planning-data | UK Renewable Energy Planning Database | [14 empty] | 37.81 | NO-ESTIMATION | NO-ESTIMATION | NO-ESTIMATION | NO-ESTIMATION | NO-ESTIMATION | 28.77%
GBR | United Kingdom | Robin Rigg West |  | GBR0002497 | 90 | 54.7473 | -3.7293 | Wind |  |  |  |  | E.On | UK Renewable Energy Planning Database | https://www.gov.uk/government/collections/renewable-energy-planning-data | UK Renewable Energy Planning Database | 1056904 | [13 empty] | 226.88 | NO-ESTIMATION | NO-ESTIMATION | NO-ESTIMATION | NO-ESTIMATION | CAPACITY-FACTOR-V1 | 28.78%
GBR | United Kingdom | Broomhill |  | GBR0002983 | 8 | 54.7502 | -1.7607 | Wind | [5 empty] | UK Renewable Energy Planning Database | https://www.gov.uk/government/collections/renewable-energy-planning-data | UK Renewable Energy Planning Database | 1084655 | [13 empty] | 20.16 | NO-ESTIMATION | NO-ESTIMATION | NO-ESTIMATION | NO-ESTIMATION | CAPACITY-FACTOR-V1 | 28.77%
GBR | United Kingdom | Hare Hill (B) |  | GBR0003110 | 2.7 | 54.7616 | -1.4151 | Wind |  |  |  |  | Angus Cambell/ Powergen | UK Renewable Energy Planning Database | https://www.gov.uk/government/collections/renewable-energy-planning-data | UK Renewable Energy Planning Database | [14 empty] | 6.8 | NO-ESTIMATION | NO-ESTIMATION | NO-ESTIMATION | NO-ESTIMATION | CAPACITY-FACTOR-V1 | 28.75%
GBR | United Kingdom | Hare Hill RO |  | GBR0003496 | 2.75 | 54.7616 | -1.4151 | Wind |  |  |  |  | E.On | UK Renewable Energy Planning Database | https://www.gov.uk/government/collections/renewable-energy-planning-data | UK Renewable Energy Planning Database | 1049118 | [13 empty] | 6.93 | NO-ESTIMATION | NO-ESTIMATION | NO-ESTIMATION | NO-ESTIMATION | CAPACITY-FACTOR-V1 | 28.77%
GBR | United Kingdom | High Hedley I |  | GBR0003466 | 2.4 | 54.7637 | -1.7575 | Wind |  |  |  |  | Border Wind | UK Renewable Energy Planning Database | https://www.gov.uk/government/collections/renewable-energy-planning-data | UK Renewable Energy Planning Database | [14 empty] | 6.05 | NO-ESTIMATION | NO-ESTIMATION | NO-ESTIMATION | NO-ESTIMATION | CAPACITY-FACTOR-V1 | 28.78%
GBR | United Kingdom | High Hedley II |  | GBR0003290 | 5.2 | 54.7637 | -1.7575 | Wind |  |  |  |  | EDF Energy | UK Renewable Energy Planning Database | https://www.gov.uk/government/collections/renewable-energy-planning-data | UK Renewable Energy Planning Database | 1051853 | [13 empty] | 13.1 | HYDRO-V1 | HYDRO-V1 | HYDRO-V1 | HYDRO-V1 | HYDRO-V1 | 28.76%
GBR | United Kingdom | West Durham Wind Farm |  | GBR0002955 | 24 | 54.7638 | -1.8150 | Wind |  |  |  |  | ESBI | UK Renewable Energy Planning Database | https://www.gov.uk/government/collections/renewable-energy-planning-data | UK Renewable Energy Planning Database | 1068364 | [13 empty] | 60.5 | NO-ESTIMATION | NO-ESTIMATION | NO-ESTIMATION | NO-ESTIMATION | NO-ESTIMATION | 28.78%
GBR | United Kingdom | Tow Law |  | GBR0002586 | 2.3 | 54.7638 | -1.8228 | Wind |  |  |  |  | RWE npower | UK Renewable Energy Planning Database | https://www.gov.uk/government/collections/renewable-energy-planning-data | UK Renewable Energy Planning Database | 1049492 | [13 empty] | 5.79 | NO-ESTIMATION | NO-ESTIMATION | NO-ESTIMATION | NO-ESTIMATION | CAPACITY-FACTOR-V1 | 28.74%
GBR | United Kingdom | Robin Rigg East |  | GBR0002496 | 90 | 54.7642 | -3.6955 | Wind |  |  |  |  | E.On | UK Renewable Energy Planning Database | https://www.gov.uk/government/collections/renewable-energy-planning-data | UK Renewable Energy Planning Database | 1056904 | [13 empty] | 226.88 | NO-ESTIMATION | NO-ESTIMATION | NO-ESTIMATION | NO-ESTIMATION | CAPACITY-FACTOR-V1 | 28.78%
GBR | United Kingdom | Connaught Road |  | GBR0003716 | 1.7 | 54.7661 | -6.3071 | Wind | [5 empty] | UK Renewable Energy Planning Database | https://www.gov.uk/government/collections/renewable-energy-planning-data | UK Renewable Energy Planning Database | [14 empty] | 4.28 | NO-ESTIMATION | NO-ESTIMATION | NO-ESTIMATION | NO-ESTIMATION | CAPACITY-FACTOR-V1 | 28.74%
GBR | United Kingdom | Magherafelt |  | GBR0003678 | 1 | 54.7690 | -6.6477 | Wind |  |  |  |  | Tobermore Concrete Products | UK Renewable Energy Planning Database | https://www.gov.uk/government/collections/renewable-energy-planning-data | UK Renewable Energy Planning Database | [14 empty] | 2.52 | NO-ESTIMATION | NO-ESTIMATION | NO-ESTIMATION | NO-ESTIMATION | CAPACITY-FACTOR-V1 | 28.77%
GBR | United Kingdom | Westnewton |  | GBR0004141 | 6.2 | 54.7795 | -3.3463 | Wind | [5 empty] | UK Renewable Energy Planning Database | https://www.gov.uk/government/collections/renewable-energy-planning-data | UK Renewable Energy Planning Database | 1088683 | [13 empty] | 15.62 | NO-ESTIMATION | NO-ESTIMATION | NO-ESTIMATION | NO-ESTIMATION | CAPACITY-FACTOR-V1 | 28.76%
GBR | United Kingdom | High Haswell Wind Farm |  | GBR0003050 | 4.06 | 54.7875 | -1.4312 | Wind |  |  |  |  | Hallam Land Management | UK Renewable Energy Planning Database | https://www.gov.uk/government/collections/renewable-energy-planning-data | UK Renewable Energy Planning Database | 1085771 | [13 empty] | 10.23 | NO-ESTIMATION | NO-ESTIMATION | NO-ESTIMATION | NO-ESTIMATION | CAPACITY-FACTOR-V1 | 28.76%
GBR | United Kingdom | High Pow |  | GBR0004029 | 3.9 | 54.7895 | -3.1912 | Wind |  |  |  |  | REG Windpower (previously Cornwall Light and Power) | UK Renewable Energy Planning Database | https://www.gov.uk/government/collections/renewable-energy-planning-data | UK Renewable Energy Planning Database | 1073944 | [13 empty] | 9.83 | NO-ESTIMATION | NO-ESTIMATION | NO-ESTIMATION | NO-ESTIMATION | NO-ESTIMATION | 28.77%
GBR | United Kingdom | Corby Knowe |  | GBR0004246 | 5 | 54.7902 | -6.1778 | Wind |  |  |  |  | Gaelectric Developments/ CGN Europe Energy | UK Renewable Energy Planning Database | https://www.gov.uk/government/collections/renewable-energy-planning-data | UK Renewable Energy Planning Database | [14 empty] | 12.6 | NO-ESTIMATION | NO-ESTIMATION | NO-ESTIMATION | NO-ESTIMATION | NO-ESTIMATION | 28.77%
GBR | United Kingdom | Airies Farm |  | GBR0004462 | 35 | 54.8021 | -4.6577 | Wind |  |  |  |  | NTR | UK Renewable Energy Planning Database | https://www.gov.uk/government/collections/renewable-energy-planning-data | UK Renewable Energy Planning Database | [14 empty] | 88.23 | HYDRO-V1 | HYDRO-V1 | HYDRO-V1 | HYDRO-V1 | HYDRO-V1 | 28.78%
GBR | United Kingdom | Wolf Bog |  | GBR0003242 | 10 | 54.8043 | -6.0806 | Wind |  |  |  |  | B9 Energy / RES | UK Renewable Energy Planning Database | https://www.gov.uk/government/collections/renewable-energy-planning-data | UK Renewable Energy Planning Database | 1065207 | [13 empty] | 25.2 | NO-ESTIMATION | NO-ESTIMATION | NO-ESTIMATION | NO-ESTIMATION | NO-ESTIMATION | 28.77%
GBR | United Kingdom | Owenreagh Extension |  | GBR0002927 | 5.1 | 54.8066 | -7.3341 | Wind |  |  |  |  | EF Energy | UK Renewable Energy Planning Database | https://www.gov.uk/government/collections/renewable-energy-planning-data | UK Renewable Energy Planning Database | 1016640 | [13 empty] | 12.85 | NO-ESTIMATION | NO-ESTIMATION | NO-ESTIMATION | NO-ESTIMATION | CAPACITY-FACTOR-V1 | 28.76%
GBR | United Kingdom | Owenreagh Wind Farm |  | GBR0003118 | 5 | 54.8097 | -7.3390 | Wind |  |  |  |  | EF Energy | UK Renewable Energy Planning Database | https://www.gov.uk/government/collections/renewable-energy-planning-data | UK Renewable Energy Planning Database | 1016640 | [13 empty] | 12.6 | HYDRO-V1 | HYDRO-V1 | HYDRO-V1 | HYDRO-V1 | HYDRO-V1 | 28.77%
GBR | United Kingdom | Brackagh Quarry |  | GBR0004361 | 4.98 | 54.8112 | -6.7082 | Wind |  |  |  |  | Renewable Energy Generation (REG) | UK Renewable Energy Planning Database | https://www.gov.uk/government/collections/renewable-energy-planning-data | UK Renewable Energy Planning Database | [14 empty] | 12.55 | HYDRO-V1 | HYDRO-V1 | HYDRO-V1 | HYDRO-V1 | HYDRO-V1 | 28.77%
GBR | United Kingdom | Langley |  | GBR0003248 | 8 | 54.8237 | -1.6758 | Wind |  |  |  |  | EDF Energy | UK Renewable Energy Planning Database | https://www.gov.uk/government/collections/renewable-energy-planning-data | UK Renewable Energy Planning Database | 1065214 | [13 empty] | 20.16 | HYDRO-V1 | HYDRO-V1 | HYDRO-V1 | HYDRO-V1 | HYDRO-V1 | 28.77%
GBR | United Kingdom | Great Eppleton (ex NFFO) |  | GBR0002591 | 4.1 | 54.8273 | -1.4272 | Wind |  |  |  |  | Border Windfarm Limited / AMEC | UK Renewable Energy Planning Database | https://www.gov.uk/government/collections/renewable-energy-planning-data | UK Renewable Energy Planning Database | 1011218 | [13 empty] | 10.33 | NO-ESTIMATION | NO-ESTIMATION | NO-ESTIMATION | NO-ESTIMATION | NO-ESTIMATION | 28.76%
GBR | United Kingdom | Great Eppleton RO |  | GBR0003504 | 4.1 | 54.8273 | -1.4272 | Wind |  |  |  |  | E.ON UK | UK Renewable Energy Planning Database | https://www.gov.uk/government/collections/renewable-energy-planning-data | UK Renewable Energy Planning Database | [14 empty] | 10.33 | NO-ESTIMATION | NO-ESTIMATION | WIND-V1 | WIND-V1 | WIND-V1 | 28.76%
GBR | United Kingdom | High Sharpley |  | GBR0003092 | 2.6 | 54.8403 | -1.3375 | Wind |  |  |  |  | REG Windpower (previously Cornwall Light & Power) | UK Renewable Energy Planning Database | https://www.gov.uk/government/collections/renewable-energy-planning-data | UK Renewable Energy Planning Database | 1073945 | [13 empty] | 6.55 | HYDRO-V1 | HYDRO-V1 | HYDRO-V1 | HYDRO-V1 | HYDRO-V1 | 28.76%
GBR | United Kingdom | South Sharpley Wind Farm |  | GBR0003985 | 6.2304 | 54.8404 | -1.4022 | Wind |  |  |  |  | REG Windpower (previously Cornwall Light & Power) | UK Renewable Energy Planning Database | https://www.gov.uk/government/collections/renewable-energy-planning-data | UK Renewable Energy Planning Database | 1088220 | [13 empty] | 15.7 | NO-ESTIMATION | NO-ESTIMATION | NO-ESTIMATION | NO-ESTIMATION | NO-ESTIMATION | 28.77%
GBR | United Kingdom | Holmside |  | GBR0003494 | 2.75 | 54.8471 | -1.6776 | Wind |  |  |  |  | E.On | UK Renewable Energy Planning Database | https://www.gov.uk/government/collections/renewable-energy-planning-data | UK Renewable Energy Planning Database | 1047454 | [13 empty] | 6.93 | HYDRO-V1 | HYDRO-V1 | HYDRO-V1 | HYDRO-V1 | HYDRO-V1 | 28.77%
GBR | United Kingdom | Boundary Lane |  | GBR0003674 | 6 | 54.8478 | -1.9282 | Wind |  |  |  |  | EDF (purchased from Wind Prospect Developments Ltd in 2012) | UK Renewable Energy Planning Database | https://www.gov.uk/government/collections/renewable-energy-planning-data | UK Renewable Energy Planning Database | 1104756 | [13 empty] | 15.12 | NO-ESTIMATION | NO-ESTIMATION | NO-ESTIMATION | NO-ESTIMATION | WIND-V1 | 28.77%
GBR | United Kingdom | Greencroft Estate Turbines |  | GBR0003859 | 4 | 54.8497 | -1.7487 | Wind |  |  |  |  | Lanchester Properties Ltd. | UK Renewable Energy Planning Database | https://www.gov.uk/government/collections/renewable-energy-planning-data | UK Renewable Energy Planning Database | [14 empty] | 10.08 | HYDRO-V1 | HYDRO-V1 | HYDRO-V1 | HYDRO-V1 | HYDRO-V1 | 28.77%
GBR | United Kingdom | Hellrigg |  | GBR0003002 | 9.2 | 54.8533 | -3.3475 | Wind |  |  |  |  | Npower Renewables | UK Renewable Energy Planning Database | https://www.gov.uk/government/collections/renewable-energy-planning-data | UK Renewable Energy Planning Database | 1087286 | [13 empty] | 23.19 | HYDRO-V1 | HYDRO-V1 | HYDRO-V1 | HYDRO-V1 | HYDRO-V1 | 28.77%
GBR | United Kingdom | Carscreugh Renewable Energy Park |  | GBR0004501 | 15.3 | 54.8591 | -4.7280 | Wind |  |  |  |  | John Laing Environmental Assets Group/ REG Power Management | UK Renewable Energy Planning Database | https://www.gov.uk/government/collections/renewable-energy-planning-data | UK Renewable Energy Planning Database | 1067289 | [13 empty] | 38.57 | NO-ESTIMATION | NO-ESTIMATION | NO-ESTIMATION | NO-ESTIMATION | NO-ESTIMATION | 28.78%
GBR | United Kingdom | Barlockhart Moor |  | GBR0004435 | 8.2 | 54.8657 | -4.7879 | Wind |  |  |  |  | West Coast Energy | UK Renewable Energy Planning Database | https://www.gov.uk/government/collections/renewable-energy-planning-data | UK Renewable Energy Planning Database | 1100235 | [13 empty] | 20.67 | NO-ESTIMATION | NO-ESTIMATION | NO-ESTIMATION | NO-ESTIMATION | NO-ESTIMATION | 28.78%
GBR | United Kingdom | Craig Wind Farm (Extension) |  | GBR0004465 | 2.5 | 54.8685 | -5.0871 | Wind |  |  |  |  | Temporis Wind | UK Renewable Energy Planning Database | https://www.gov.uk/government/collections/renewable-energy-planning-data | UK Renewable Energy Planning Database | [14 empty] | 6.3 | HYDRO-V1 | HYDRO-V1 | HYDRO-V1 | HYDRO-V1 | HYDRO-V1 | 28.77%
GBR | United Kingdom | Orton Park Farm |  | GBR0003359 | 1.6 | 54.8690 | -3.0067 | Wind |  |  |  |  | Orton Park Wind Energy | UK Renewable Energy Planning Database | https://www.gov.uk/government/collections/renewable-energy-planning-data | UK Renewable Energy Planning Database | [14 empty] | 4.03 | HYDRO-V1 | HYDRO-V1 | HYDRO-V1 | HYDRO-V1 | HYDRO-V1 | 28.75%
GBR | United Kingdom | Great Orton |  | GBR0002613 | 3.96 | 54.8706 | -3.0720 | Wind |  |  |  |  | Great Orton Wind Farms (II) Ltd | UK Renewable Energy Planning Database | https://www.gov.uk/government/collections/renewable-energy-planning-data | UK Renewable Energy Planning Database | 1103454 | [13 empty] | 9.98 | NO-ESTIMATION | NO-ESTIMATION | NO-ESTIMATION | NO-ESTIMATION | CAPACITY-FACTOR-V1 | 28.77%
GBR | United Kingdom | Great Orton |  | GBR0003491 | 4 | 54.8715 | -3.0767 | Wind |  |  |  |  | Cumbria Wind Farms | UK Renewable Energy Planning Database | https://www.gov.uk/government/collections/renewable-energy-planning-data | UK Renewable Energy Planning Database | 1054057 | [13 empty] | 10.08 | HYDRO-V1 | HYDRO-V1 | HYDRO-V1 | HYDRO-V1 | HYDRO-V1 | 28.77%
GBR | United Kingdom | Balmurrie Fell Wind Farm |  | GBR0004445 | 9.1 | 54.8725 | -4.5165 | Wind |  |  |  |  | Scottish Southern Energy | UK Renewable Energy Planning Database | https://www.gov.uk/government/collections/renewable-energy-planning-data | UK Renewable Energy Planning Database | [14 empty] | 22.94 | HYDRO-V1 | HYDRO-V1 | HYDRO-V1 | HYDRO-V1 | HYDRO-V1 | 28.78%
GBR | United Kingdom | The Michelin Tyre Factory - Ballymena |  | GBR0003680 | 4.6 | 54.8728 | -6.1986 | Wind |  |  |  |  | Ecotricity | UK Renewable Energy Planning Database | https://www.gov.uk/government/collections/renewable-energy-planning-data | UK Renewable Energy Planning Database | 1106009 | [13 empty] | 11.59 | HYDRO-V1 | HYDRO-V1 | HYDRO-V1 | HYDRO-V1 | HYDRO-V1 | 28.76%
GBR | United Kingdom | North Rhins |  | GBR0004508 | 22 | 54.8771 | -5.0881 | Wind |  |  |  |  | Greencoat UK Wind | UK Renewable Energy Planning Database | https://www.gov.uk/government/collections/renewable-energy-planning-data | UK Renewable Energy Planning Database | 1066524 | [13 empty] | 55.46 | NO-ESTIMATION | NO-ESTIMATION | WIND-V1 | WIND-V1 | WIND-V1 | 28.78%
GBR | United Kingdom | Ballymena |  | GBR0002866 | 4.6 | 54.8795 | -6.2332 | Wind |  |  |  |  | White Young Green Planning | UK Renewable Energy Planning Database | https://www.gov.uk/government/collections/renewable-energy-planning-data | UK Renewable Energy Planning Database | [14 empty] | 11.59 | HYDRO-V1 | HYDRO-V1 | HYDRO-V1 | HYDRO-V1 | HYDRO-V1 | 28.76%
GBR | United Kingdom | Eglish Mountain |  | GBR0004264 | 13.8 | 54.8838 | -7.2136 | Wind |  |  |  |  | ESB (Northern Wind Power) | UK Renewable Energy Planning Database | https://www.gov.uk/government/collections/renewable-energy-planning-data | UK Renewable Energy Planning Database | [14 empty] | 34.78 | HYDRO-V1 | HYDRO-V1 | HYDRO-V1 | HYDRO-V1 | HYDRO-V1 | 28.77%
GBR | United Kingdom | Kiln Pit Hill |  | GBR0003938 | 14 | 54.8860 | -1.9144 | Wind |  |  |  |  | Npower Renewables | UK Renewable Energy Planning Database | https://www.gov.uk/government/collections/renewable-energy-planning-data | UK Renewable Energy Planning Database | 1076497 | [13 empty] | 35.29 | NO-ESTIMATION | NO-ESTIMATION | NO-ESTIMATION | NO-ESTIMATION | NO-ESTIMATION | 28.78%
GBR | United Kingdom | Townlands of Carrickatane |  | GBR0004042 | 20.7 | 54.8949 | -7.1997 | Wind |  |  |  |  | Northern Wind Power | UK Renewable Energy Planning Database | https://www.gov.uk/government/collections/renewable-energy-planning-data | UK Renewable Energy Planning Database | 1096012 | [13 empty] | 52.18 | HYDRO-V1 | HYDRO-V1 | HYDRO-V1 | HYDRO-V1 | HYDRO-V1 | 28.78%
GBR | United Kingdom | Brockaghboy Wind Farm - extension |  | GBR0002888 | 10 | 54.8991 | -6.8692 | Wind |  |  |  |  | TCI Renewables/ERG Renew | UK Renewable Energy Planning Database | https://www.gov.uk/government/collections/renewable-energy-planning-data | UK Renewable Energy Planning Database | [14 empty] | 25.2 | HYDRO-V1 | HYDRO-V1 | HYDRO-V1 | HYDRO-V1 | HYDRO-V1 | 28.77%
GBR | United Kingdom | Nissan Motors Plant Extn |  | GBR0003964 | 2 | 54.9139 | -1.4808 | Wind |  |  |  |  | TNEI Services Ltd | UK Renewable Energy Planning Database | https://www.gov.uk/government/collections/renewable-energy-planning-data | UK Renewable Energy Planning Database | [14 empty] | 5.04 | NO-ESTIMATION | NO-ESTIMATION | NO-ESTIMATION | NO-ESTIMATION | NO-ESTIMATION | 28.77%
GBR | United Kingdom | Nissan Wind Farm |  | GBR0002944 | 4 | 54.9139 | -1.4808 | Wind |  |  |  |  | Nissan Manufacturing UK | UK Renewable Energy Planning Database | https://www.gov.uk/government/collections/renewable-energy-planning-data | UK Renewable Energy Planning Database | [14 empty] | 10.08 | NO-ESTIMATION | NO-ESTIMATION | NO-ESTIMATION | NO-ESTIMATION | CAPACITY-FACTOR-V1 | 28.77%
GBR | United Kingdom | Slieve Kirk |  | GBR0004058 | 73.6 | 54.9203 | -7.2889 | Wind |  |  |  |  | Airtricity | UK Renewable Energy Planning Database | https://www.gov.uk/government/collections/renewable-energy-planning-data | UK Renewable Energy Planning Database | 1092097 | [13 empty] | 185.54 | NO-ESTIMATION | NO-ESTIMATION | NO-ESTIMATION | NO-ESTIMATION | NO-ESTIMATION | 28.78%
GBR | United Kingdom | Curryfree Wind Farm |  | GBR0003243 | 15 | 54.9293 | -7.3167 | Wind |  |  |  |  | ESB | UK Renewable Energy Planning Database | https://www.gov.uk/government/collections/renewable-energy-planning-data | UK Renewable Energy Planning Database | 1083083 | [13 empty] | 37.81 | NO-ESTIMATION | NO-ESTIMATION | NO-ESTIMATION | NO-ESTIMATION | NO-ESTIMATION | 28.77%
GBR | United Kingdom | Elginny Hill Resubmission |  | GBR2001072 | 22 | 54.9326 | -6.1929 | Wind |  |  |  |  | Brookfields (Antrim Wind Energy) | UK Renewable Energy Planning Database | https://www.gov.uk/government/collections/renewable-energy-planning-data | UK Renewable Energy Planning Database | [14 empty] | 55.46 | NO-ESTIMATION | NO-ESTIMATION | NO-ESTIMATION | NO-ESTIMATION | NO-ESTIMATION | 28.78%
GBR | United Kingdom | Rathsherry (Revised Application) |  | GBR2001071 | 21 | 54.9515 | -6.1757 | Wind |  |  |  |  | Energia (formerly Brookfield Renewable Energy Group) | UK Renewable Energy Planning Database | https://www.gov.uk/government/collections/renewable-energy-planning-data | UK Renewable Energy Planning Database | [14 empty] | 52.94 | NO-ESTIMATION | NO-ESTIMATION | NO-ESTIMATION | NO-ESTIMATION | CAPACITY-FACTOR-V1 | 28.78%
GBR | United Kingdom | Plascow wind cluster (resubmission) |  | GBR0004484 | 2.4 | 54.9563 | -3.7602 | Wind |  |  |  |  | Rory Young | UK Renewable Energy Planning Database | https://www.gov.uk/government/collections/renewable-energy-planning-data | UK Renewable Energy Planning Database | [14 empty] | 6.05 | HYDRO-V1 | HYDRO-V1 | HYDRO-V1 | HYDRO-V1 | HYDRO-V1 | 28.78%
GBR | United Kingdom | Altahullion Extension |  | GBR0003575 | 11.7 | 54.9626 | -7.0341 | Wind |  |  |  |  | Renewable Energy Systems (RES) / BP Energy | UK Renewable Energy Planning Database | https://www.gov.uk/government/collections/renewable-energy-planning-data | UK Renewable Energy Planning Database | 1049513 | [13 empty] | 29.49 | HYDRO-V1 | HYDRO-V1 | HYDRO-V1 | HYDRO-V1 | HYDRO-V1 | 28.77%
GBR | United Kingdom | Glenchamber |  | GBR0004638 | 27.5 | 54.9634 | -4.7543 | Wind |  |  |  |  | Renewable Energy Systems (RES) | UK Renewable Energy Planning Database | https://www.gov.uk/government/collections/renewable-energy-planning-data | UK Renewable Energy Planning Database | 1084285 | [13 empty] | 69.32 | NO-ESTIMATION | NO-ESTIMATION | NO-ESTIMATION | NO-ESTIMATION | CAPACITY-FACTOR-V1 | 28.78%
GBR | United Kingdom | Clondermot Turbines |  | GBR0003877 | 4.6 | 54.9679 | -7.3129 | Wind |  |  |  |  | Energia Renewables | UK Renewable Energy Planning Database | https://www.gov.uk/government/collections/renewable-energy-planning-data | UK Renewable Energy Planning Database | [14 empty] | 11.59 | NO-ESTIMATION | NO-ESTIMATION | NO-ESTIMATION | NO-ESTIMATION | NO-ESTIMATION | 28.76%
GBR | United Kingdom | Altahullion |  | GBR0003244 | 26 | 54.9702 | -6.9996 | Wind |  |  |  |  | B9 Energy / RES | UK Renewable Energy Planning Database | https://www.gov.uk/government/collections/renewable-energy-planning-data | UK Renewable Energy Planning Database | [14 empty] | 65.54 | NO-ESTIMATION | NO-ESTIMATION | NO-ESTIMATION | NO-ESTIMATION | NO-ESTIMATION | 28.78%
GBR | United Kingdom | Artfield Fell |  | GBR0004518 | 19.5 | 54.9704 | -4.7746 | Wind |  |  |  |  | Scottish and Southern Energy (SSE) | UK Renewable Energy Planning Database | https://www.gov.uk/government/collections/renewable-energy-planning-data | UK Renewable Energy Planning Database | 1059375 | [13 empty] | 49.15 | HYDRO-V1 | HYDRO-V1 | HYDRO-V1 | HYDRO-V1 | HYDRO-V1 | 28.77%
GBR | United Kingdom | Glenconway 2 (formerly Altahullion Phase III) |  | GBR0003955 | 27.6 | 54.9705 | -7.0348 | Wind |  |  |  |  | Scottish and Southern Energy (SSE) | UK Renewable Energy Planning Database | https://www.gov.uk/government/collections/renewable-energy-planning-data | UK Renewable Energy Planning Database | 1072726 | [13 empty] | 69.57 | NO-ESTIMATION | NO-ESTIMATION | NO-ESTIMATION | NO-ESTIMATION | NO-ESTIMATION | 28.77%
GBR | United Kingdom | Glenconway |  | GBR0003953 | 18.4 | 54.9760 | -7.0296 | Wind |  |  |  |  | Airtricity | UK Renewable Energy Planning Database | https://www.gov.uk/government/collections/renewable-energy-planning-data | UK Renewable Energy Planning Database | 1092098 | [13 empty] | 46.38 | NO-ESTIMATION | NO-ESTIMATION | NO-ESTIMATION | NO-ESTIMATION | NO-ESTIMATION | 28.77%
GBR | United Kingdom | Monnaboy Wind Farm |  | GBR0004155 | 12 | 54.9791 | -7.1341 | Wind |  |  |  |  | Gaelectric Developments/ CGN Europe Energy | UK Renewable Energy Planning Database | https://www.gov.uk/government/collections/renewable-energy-planning-data | UK Renewable Energy Planning Database | 1097764 | [13 empty] | 30.25 | NO-ESTIMATION | NO-ESTIMATION | NO-ESTIMATION | NO-ESTIMATION | NO-ESTIMATION | 28.78%
GBR | United Kingdom | Brockaghboy Wind Farm |  | GBR0004249 | 37.5 | 54.9806 | -6.7650 | Wind |  |  |  |  | TCI Renewables/ERG Renew | UK Renewable Energy Planning Database | https://www.gov.uk/government/collections/renewable-energy-planning-data | UK Renewable Energy Planning Database | [14 empty] | 94.53 | NO-ESTIMATION | NO-ESTIMATION | NO-ESTIMATION | NO-ESTIMATION | NO-ESTIMATION | 28.78%
GBR | United Kingdom | Long Mountain |  | GBR0004652 | 27.6 | 54.9841 | -6.4420 | Wind |  |  |  |  | Energia Renewables | UK Renewable Energy Planning Database | https://www.gov.uk/government/collections/renewable-energy-planning-data | UK Renewable Energy Planning Database | [14 empty] | 69.57 | HYDRO-V1 | HYDRO-V1 | HYDRO-V1 | HYDRO-V1 | HYDRO-V1 | 28.77%
GBR | United Kingdom | Kilgallioch wind farm |  | GBR2001062 | 239 | 54.9885 | -4.8017 | Wind |  |  |  |  | Scottish Power Renewables | UK Renewable Energy Planning Database | https://www.gov.uk/government/collections/renewable-energy-planning-data | UK Renewable Energy Planning Database | [14 empty] | 602.5 | HYDRO-V1 | HYDRO-V1 | HYDRO-V1 | HYDRO-V1 | HYDRO-V1 | 28.78%
GBR | United Kingdom | Glen App |  | GBR0004593 | 22 | 55.0007 | -4.9897 | Wind |  |  |  |  | Scottish Power Renewables | UK Renewable Energy Planning Database | https://www.gov.uk/government/collections/renewable-energy-planning-data | UK Renewable Energy Planning Database | [14 empty] | 55.46 | HYDRO-V1 | HYDRO-V1 | HYDRO-V1 | HYDRO-V1 | HYDRO-V1 | 28.78%
GBR | United Kingdom | Garves Mountain Farm |  | GBR0003191 | 15 | 55.0018 | -6.5649 | Wind |  |  |  |  | Gravis Capital Management | UK Renewable Energy Planning Database | https://www.gov.uk/government/collections/renewable-energy-planning-data | UK Renewable Energy Planning Database | 1071990 | [13 empty] | 37.81 | SOLAR-V1-NO-AGE | SOLAR-V1-NO-AGE | SOLAR-V1-NO-AGE | SOLAR-V1-NO-AGE | SOLAR-V1-NO-AGE | 28.77%
GBR | United Kingdom | Hallburn Farm (resubmission) |  | GBR2001059 | 13.2 | 55.0096 | -2.9153 | Wind |  |  |  |  | REG Windpower/ BlackRock | UK Renewable Energy Planning Database | https://www.gov.uk/government/collections/renewable-energy-planning-data | UK Renewable Energy Planning Database | [14 empty] | 33.27 | HYDRO-V1 | HYDRO-V1 | HYDRO-V1 | HYDRO-V1 | HYDRO-V1 | 28.77%
GBR | United Kingdom | Glenbuck |  | GBR0003961 | 9.2 | 55.0101 | -6.4124 | Wind |  |  |  |  | Energia Renewables | UK Renewable Energy Planning Database | https://www.gov.uk/government/collections/renewable-energy-planning-data | UK Renewable Energy Planning Database | [14 empty] | 23.19 | NO-ESTIMATION | WIND-V1 | WIND-V1 | WIND-V1 | WIND-V1 | 28.77%
GBR | United Kingdom | Glenbuck II |  | GBR0003962 | 6.9 | 55.0101 | -6.4124 | Wind |  |  |  |  | Energia | UK Renewable Energy Planning Database | https://www.gov.uk/government/collections/renewable-energy-planning-data | UK Renewable Energy Planning Database | [14 empty] | 17.39 | HYDRO-V1 | HYDRO-V1 | HYDRO-V1 | HYDRO-V1 | HYDRO-V1 | 28.77%
GBR | United Kingdom | Beck Burn (resubmission) |  | GBR0004544 | 31 | 55.0107 | -3.0263 | Wind |  |  |  |  | EDF Energy Renewables | UK Renewable Energy Planning Database | https://www.gov.uk/government/collections/renewable-energy-planning-data | UK Renewable Energy Planning Database | [14 empty] | 78.14 | HYDRO-V1 | HYDRO-V1 | HYDRO-V1 | HYDRO-V1 | HYDRO-V1 | 28.77%
GBR | United Kingdom | Gruig |  | GBR0003241 | 25 | 55.0188 | -6.2857 | Wind |  |  |  |  | B9 Energy / RES | UK Renewable Energy Planning Database | https://www.gov.uk/government/collections/renewable-energy-planning-data | UK Renewable Energy Planning Database | 1070256 | [13 empty] | 63.02 | HYDRO-V1 | HYDRO-V1 | HYDRO-V1 | HYDRO-V1 | HYDRO-V1 | 28.78%
GBR | United Kingdom | Rigged Hill |  | GBR0003112 | 5 | 55.0219 | -6.8198 | Wind |  |  |  |  | B9 Energy Services Ltd/ ScottishPower Renewables | UK Renewable Energy Planning Database | https://www.gov.uk/government/collections/renewable-energy-planning-data | UK Renewable Energy Planning Database | 1028379 | [13 empty] | 12.6 | HYDRO-V1 | HYDRO-V1 | HYDRO-V1 | HYDRO-V1 | HYDRO-V1 | 28.77%
GBR | United Kingdom | Corkey |  | GBR0003103 | 5 | 55.0436 | -6.2873 | Wind |  |  |  |  | B9 Energy Services Ltd/ ScottishPower Renewables | UK Renewable Energy Planning Database | https://www.gov.uk/government/collections/renewable-energy-planning-data | UK Renewable Energy Planning Database | 1010608 | [13 empty] | 12.6 | HYDRO-V1 | HYDRO-V1 | HYDRO-V1 | HYDRO-V1 | HYDRO-V1 | 28.77%
GBR | United Kingdom | Corkey Wind Farm Extension (Resubmission) |  | GBR0003852 | 2.5 | 55.0445 | -6.2797 | Wind |  |  |  |  | Northern Ireland Renewables | UK Renewable Energy Planning Database | https://www.gov.uk/government/collections/renewable-energy-planning-data | UK Renewable Energy Planning Database | [14 empty] | 6.3 | NO-ESTIMATION | NO-ESTIMATION | NO-ESTIMATION | NO-ESTIMATION | NO-ESTIMATION | 28.77%
GBR | United Kingdom | Dunmore |  | GBR0003969 | 21 | 55.0687 | -6.8890 | Wind |  |  |  |  | TCI Renewables | UK Renewable Energy Planning Database | https://www.gov.uk/government/collections/renewable-energy-planning-data | UK Renewable Energy Planning Database | 1105163 | [13 empty] | 52.94 | HYDRO-V1 | HYDRO-V1 | HYDRO-V1 | HYDRO-V1 | HYDRO-V1 | 28.78%
GBR | United Kingdom | Arecleoch |  | GBR0003258 | 120 | 55.0688 | -4.7971 | Wind |  |  |  |  | Scottish Power Renewables | UK Renewable Energy Planning Database | https://www.gov.uk/government/collections/renewable-energy-planning-data | UK Renewable Energy Planning Database | 1078882 | [13 empty] | 302.51 | HYDRO-V1 | HYDRO-V1 | HYDRO-V1 | HYDRO-V1 | HYDRO-V1 | 28.78%
GBR | United Kingdom | Windyhill Road (Dunbeg) Wind Farm |  | GBR0004142 | 42 | 55.0804 | -6.8886 | Wind |  |  |  |  | Gaelectric Developments/ CGN Europe Energy | UK Renewable Energy Planning Database | https://www.gov.uk/government/collections/renewable-energy-planning-data | UK Renewable Energy Planning Database | 1085794 | [13 empty] | 105.88 | NO-ESTIMATION | NO-ESTIMATION | NO-ESTIMATION | NO-ESTIMATION | NO-ESTIMATION | 28.78%
GBR | United Kingdom | Altaveedan Wind Farm |  | GBR0003850 | 17.9 | 55.0847 | -6.2578 | Wind |  |  |  |  | NTR PLC | UK Renewable Energy Planning Database | https://www.gov.uk/government/collections/renewable-energy-planning-data | UK Renewable Energy Planning Database | [14 empty] | 45.12 | HYDRO-V1 | HYDRO-V1 | HYDRO-V1 | HYDRO-V1 | HYDRO-V1 | 28.77%
GBR | United Kingdom | Kirkheaton |  | GBR0002587 | 1.8 | 55.0865 | -1.9890 | Wind |  |  |  |  | Border Wind Farms Ltd /AMEC | UK Renewable Energy Planning Database | https://www.gov.uk/government/collections/renewable-energy-planning-data | UK Renewable Energy Planning Database | 1053093 | [13 empty] | 4.53 | HYDRO-V1 | HYDRO-V1 | HYDRO-V1 | HYDRO-V1 | HYDRO-V1 | 28.73%
GBR | United Kingdom | MSD Cramlington |  | GBR0003068 | 4 | 55.1035 | -1.6222 | Wind | [5 empty] | UK Renewable Energy Planning Database | https://www.gov.uk/government/collections/renewable-energy-planning-data | UK Renewable Energy Planning Database | 1086108 | [13 empty] | 10.08 | NO-ESTIMATION | NO-ESTIMATION | NO-ESTIMATION | NO-ESTIMATION | CAPACITY-FACTOR-V1 | 28.77%
GBR | United Kingdom | Ewe Hill I |  | GBR0004015 | 13.8 | 55.1071 | -3.3339 | Wind |  |  |  |  | Scottish Power Renewables | UK Renewable Energy Planning Database | https://www.gov.uk/government/collections/renewable-energy-planning-data | UK Renewable Energy Planning Database | 1028362 | [13 empty] | 34.78 | HYDRO-V1 | HYDRO-V1 | HYDRO-V1 | HYDRO-V1 | HYDRO-V1 | 28.77%
GBR | United Kingdom | Ewe Hill II |  | GBR0003627 | 20.7 | 55.1071 | -3.3339 | Wind |  |  |  |  | Scottish Power Renewables | UK Renewable Energy Planning Database | https://www.gov.uk/government/collections/renewable-energy-planning-data | UK Renewable Energy Planning Database | [14 empty] | 52.18 | NO-ESTIMATION | NO-ESTIMATION | NO-ESTIMATION | NO-ESTIMATION | CAPACITY-FACTOR-V1 | 28.78%
GBR | United Kingdom | Cloonty Wind Farm |  | GBR0004143 | 12 | 55.1185 | -6.3958 | Wind |  |  |  |  | Gaelectric Developments/ CGN Europe Energy | UK Renewable Energy Planning Database | https://www.gov.uk/government/collections/renewable-energy-planning-data | UK Renewable Energy Planning Database | [14 empty] | 30.25 | NO-ESTIMATION | NO-ESTIMATION | NO-ESTIMATION | NO-ESTIMATION | CAPACITY-FACTOR-V1 | 28.78%
GBR | United Kingdom | Blackcraig |  | GBR2001048 | 53 | 55.1199 | -4.0321 | Wind |  |  |  |  | Blue Energy | UK Renewable Energy Planning Database | https://www.gov.uk/government/collections/renewable-energy-planning-data | UK Renewable Energy Planning Database | [14 empty] | 133.61 | NO-ESTIMATION | NO-ESTIMATION | NO-ESTIMATION | NO-ESTIMATION | CAPACITY-FACTOR-V1 | 28.78%
GBR | United Kingdom | Blyth Harbour Wind Farm (re-power) |  | GBR0004663 | 3.4 | 55.1205 | -1.4906 | Wind |  |  |  |  | Hainsford Energy (Blyth Harbour) Limited | UK Renewable Energy Planning Database | https://www.gov.uk/government/collections/renewable-energy-planning-data | UK Renewable Energy Planning Database | 1011216 | [13 empty] | 8.57 | NO-ESTIMATION | NO-ESTIMATION | NO-ESTIMATION | NO-ESTIMATION | CAPACITY-FACTOR-V1 | 28.77%
GBR | United Kingdom | Minsca |  | GBR0004517 | 36.8 | 55.1221 | -3.3529 | Wind |  |  |  |  | Airtricity | UK Renewable Energy Planning Database | https://www.gov.uk/government/collections/renewable-energy-planning-data | UK Renewable Energy Planning Database | 1064575 | [13 empty] | 92.77 | NO-ESTIMATION | NO-ESTIMATION | NO-ESTIMATION | NO-ESTIMATION | CAPACITY-FACTOR-V1 | 28.78%
GBR | United Kingdom | Blyth T2 |  | GBR0003659 | 2 | 55.1254 | -1.4952 | Wind |  |  |  |  | Border Wind Farms Ltd | UK Renewable Energy Planning Database | https://www.gov.uk/government/collections/renewable-energy-planning-data | UK Renewable Energy Planning Database | 1011216 | [13 empty] | 5.04 | NO-ESTIMATION | NO-ESTIMATION | NO-ESTIMATION | NO-ESTIMATION | NO-ESTIMATION | 28.77%
GBR | United Kingdom | Mark Hill |  | GBR0003260 | 56 | 55.1284 | -4.7463 | Wind |  |  |  |  | Force 9 Energy | UK Renewable Energy Planning Database | https://www.gov.uk/government/collections/renewable-energy-planning-data | UK Renewable Energy Planning Database | 1081193 | [13 empty] | 141.17 | NO-ESTIMATION | NO-ESTIMATION | NO-ESTIMATION | NO-ESTIMATION | CAPACITY-FACTOR-V1 | 28.78%
GBR | United Kingdom | Green Rigg |  | GBR0004044 | 36 | 55.1323 | -2.1270 | Wind |  |  |  |  | EDF/China General Nuclear Power Corporation | UK Renewable Energy Planning Database | https://www.gov.uk/government/collections/renewable-energy-planning-data | UK Renewable Energy Planning Database | 1094765 | [13 empty] | 90.75 | NO-ESTIMATION | NO-ESTIMATION | NO-ESTIMATION | NO-ESTIMATION | CAPACITY-FACTOR-V1 | 28.78%
GBR | United Kingdom | Craig Wind Farm |  | GBR0004524 | 10 | 55.1641 | -3.0690 | Wind |  |  |  |  | Craig Wind Farm Co | UK Renewable Energy Planning Database | https://www.gov.uk/government/collections/renewable-energy-planning-data | UK Renewable Energy Planning Database | 1064419 | [13 empty] | 25.2 | NO-ESTIMATION | NO-ESTIMATION | NO-ESTIMATION | NO-ESTIMATION | NO-ESTIMATION | 28.77%
GBR | United Kingdom | Blyth OffshoreÂ Wind Test Site |  | GBR2001032 | 41.5 | 55.1670 | -1.3644 | Wind |  |  |  |  | EDF Energy Renewables | UK Renewable Energy Planning Database | https://www.gov.uk/government/collections/renewable-energy-planning-data | UK Renewable Energy Planning Database | [14 empty] | 104.61 | NO-ESTIMATION | NO-ESTIMATION | NO-ESTIMATION | WIND-V1 | WIND-V1 | 28.78%
GBR | United Kingdom | Ray |  | GBR0004026 | 54.4 | 55.1822 | -2.0714 | Wind |  |  |  |  | Vattenfall | UK Renewable Energy Planning Database | https://www.gov.uk/government/collections/renewable-energy-planning-data | UK Renewable Energy Planning Database | [14 empty] | 137.14 | SOLAR-V1-NO-AGE | SOLAR-V1-NO-AGE | SOLAR-V1-NO-AGE | SOLAR-V1-NO-AGE | SOLAR-V1-NO-AGE | 28.78%
GBR | United Kingdom | Dalswinton |  | GBR0004520 | 30.8 | 55.1841 | -3.6506 | Wind |  |  |  |  | Airtricity Scotland | UK Renewable Energy Planning Database | https://www.gov.uk/government/collections/renewable-energy-planning-data | UK Renewable Energy Planning Database | 1065206 | [13 empty] | 77.64 | HYDRO-V1 | HYDRO-V1 | HYDRO-V1 | HYDRO-V1 | HYDRO-V1 | 28.78%
GBR | United Kingdom | Lynemouth |  | GBR0003752 | 26 | 55.2016 | -1.5396 | Wind |  |  |  |  | Scottish Power Renewables | UK Renewable Energy Planning Database | https://www.gov.uk/government/collections/renewable-energy-planning-data | UK Renewable Energy Planning Database | 1081188 | [13 empty] | 65.54 | NO-ESTIMATION | NO-ESTIMATION | NO-ESTIMATION | NO-ESTIMATION | WIND-V1 | 28.78%
GBR | United Kingdom | Bewick Drift |  | GBR0003947 | 2.3 | 55.2152 | -1.5572 | Wind |  |  |  |  | Harworth Power on behalf of Thomas Breheny | UK Renewable Energy Planning Database | https://www.gov.uk/government/collections/renewable-energy-planning-data | UK Renewable Energy Planning Database | 1103419 | [13 empty] | 5.79 | NO-ESTIMATION | NO-ESTIMATION | NO-ESTIMATION | NO-ESTIMATION | CAPACITY-FACTOR-V1 | 28.74%
GBR | United Kingdom | Wether Hill |  | GBR0004519 | 18.2 | 55.2231 | -4.0452 | Wind |  |  |  |  | Scottish Power/CRE Energy | UK Renewable Energy Planning Database | https://www.gov.uk/government/collections/renewable-energy-planning-data | UK Renewable Energy Planning Database | 1028362 | [13 empty] | 45.88 | HYDRO-V1 | HYDRO-V1 | HYDRO-V1 | HYDRO-V1 | HYDRO-V1 | 28.78%
GBR | United Kingdom | Assel Valley |  | GBR0004645 | 27.6 | 55.2265 | -4.7787 | Wind |  |  |  |  | Falck Renewables | UK Renewable Energy Planning Database | https://www.gov.uk/government/collections/renewable-energy-planning-data | UK Renewable Energy Planning Database | 1115755 | [13 empty] | 69.57 | HYDRO-V1 | HYDRO-V1 | HYDRO-V1 | HYDRO-V1 | HYDRO-V1 | 28.77%
GBR | United Kingdom | Harestanes |  | GBR0004119 | 136 | 55.2390 | -3.5742 | Wind |  |  |  |  | Scottish Power Renewables | UK Renewable Energy Planning Database | https://www.gov.uk/government/collections/renewable-energy-planning-data | UK Renewable Energy Planning Database | 1056621 | [13 empty] | 342.85 | NO-ESTIMATION | NO-ESTIMATION | WIND-V1 | WIND-V1 | WIND-V1 | 28.78%
GBR | United Kingdom | Minnygap (Resubmission) |  | GBR0004437 | 25 | 55.2488 | -3.5148 | Wind |  |  |  |  | Minnygap (formerly RES) | UK Renewable Energy Planning Database | https://www.gov.uk/government/collections/renewable-energy-planning-data | UK Renewable Energy Planning Database | [14 empty] | 63.02 | SOLAR-V1-NO-AGE | SOLAR-V1-NO-AGE | SOLAR-V1-NO-AGE | SOLAR-V1-NO-AGE | SOLAR-V1-NO-AGE | 28.78%
GBR | United Kingdom | Sisters |  | GBR0004167 | 8.4 | 55.2499 | -1.6182 | Wind |  |  |  |  | Infinis (formerly Novera Energy) | UK Renewable Energy Planning Database | https://www.gov.uk/government/collections/renewable-energy-planning-data | UK Renewable Energy Planning Database | 1108367 | [13 empty] | 21.17 | NO-ESTIMATION | NO-ESTIMATION | NO-ESTIMATION | NO-ESTIMATION | CAPACITY-FACTOR-V1 | 28.77%
GBR | United Kingdom | Hadyard Hill |  | GBR0003109 | 119.6 | 55.2568 | -4.7319 | Wind |  |  |  |  | Scottish and Southern Energy (SSE) | UK Renewable Energy Planning Database | https://www.gov.uk/government/collections/renewable-energy-planning-data | UK Renewable Energy Planning Database | 1058973 | [13 empty] | 301.5 | NO-ESTIMATION | NO-ESTIMATION | NO-ESTIMATION | NO-ESTIMATION | CAPACITY-FACTOR-V1 | 28.78%
GBR | United Kingdom | North Steads Wind Farm |  | GBR0003905 | 18.5 | 55.2650 | -1.6248 | Wind |  |  |  |  | Ventient (formerly Infinis) | UK Renewable Energy Planning Database | https://www.gov.uk/government/collections/renewable-energy-planning-data | UK Renewable Energy Planning Database | 1108368 | [13 empty] | 46.63 | NO-ESTIMATION | NO-ESTIMATION | NO-ESTIMATION | NO-ESTIMATION | NO-ESTIMATION | 28.77%
GBR | United Kingdom | Wingates |  | GBR0003754 | 15 | 55.2753 | -1.7964 | Wind |  |  |  |  | Ventient (formerly Infinis) | UK Renewable Energy Planning Database | https://www.gov.uk/government/collections/renewable-energy-planning-data | UK Renewable Energy Planning Database | 1075719 | [13 empty] | 37.81 | HYDRO-V1 | HYDRO-V1 | HYDRO-V1 | HYDRO-V1 | HYDRO-V1 | 28.77%
GBR | United Kingdom | Windy Standard II Wind Farm (Brockloch Rig Phase 1) |  | GBR0004431 | 61.5 | 55.2922 | -4.2031 | Wind |  |  |  |  | Fred Olsen Renewables | UK Renewable Energy Planning Database | https://www.gov.uk/government/collections/renewable-energy-planning-data | UK Renewable Energy Planning Database | [14 empty] | 155.03 | NO-ESTIMATION | NO-ESTIMATION | NO-ESTIMATION | NO-ESTIMATION | CAPACITY-FACTOR-V1 | 28.78%
GBR | United Kingdom | Dersalloch |  | GBR0004269 | 69 | 55.3043 | -4.4882 | Wind |  |  |  |  | Scottish Power Renewables | UK Renewable Energy Planning Database | https://www.gov.uk/government/collections/renewable-energy-planning-data | UK Renewable Energy Planning Database | 1104427 | [13 empty] | 173.94 | SOLAR-V1 | SOLAR-V1 | SOLAR-V1 | SOLAR-V1 | SOLAR-V1 | 28.78%
GBR | United Kingdom | Afton Wind Farm |  | GBR2001058 | 50 | 55.3116 | -4.1743 | Wind |  |  |  |  | InfraRed Capital Partners/ E.on | UK Renewable Energy Planning Database | https://www.gov.uk/government/collections/renewable-energy-planning-data | UK Renewable Energy Planning Database | [14 empty] | 126.04 | WIND-V1 | WIND-V1 | WIND-V1 | WIND-V1 | WIND-V1 | 28.78%
GBR | United Kingdom | Sanquhar Community Windfarm |  | GBR2001068 | 32.4 | 55.3442 | -4.0466 | Wind |  |  |  |  | Community Windpower | UK Renewable Energy Planning Database | https://www.gov.uk/government/collections/renewable-energy-planning-data | UK Renewable Energy Planning Database | [14 empty] | 81.67 | NO-ESTIMATION | NO-ESTIMATION | WIND-V1 | WIND-V1 | WIND-V1 | 28.77%
GBR | United Kingdom | Whiteside Hill |  | GBR2001069 | 25.3 | 55.3574 | -4.0294 | Wind |  |  |  |  | Whiteside Hill Farm (Scotland) | UK Renewable Energy Planning Database | https://www.gov.uk/government/collections/renewable-energy-planning-data | UK Renewable Energy Planning Database | [14 empty] | 63.78 | NO-ESTIMATION | NO-ESTIMATION | WIND-V1 | WIND-V1 | WIND-V1 | 28.78%
GBR | United Kingdom | Hare Hill |  | GBR0002711 | 13.2 | 55.3628 | -4.1263 | Wind |  |  |  |  | Scottish Power Renewables | UK Renewable Energy Planning Database | https://www.gov.uk/government/collections/renewable-energy-planning-data | UK Renewable Energy Planning Database | 1049518 | [13 empty] | 33.27 | NO-ESTIMATION | NO-ESTIMATION | NO-ESTIMATION | NO-ESTIMATION | CAPACITY-FACTOR-V1 | 28.77%
GBR | United Kingdom | Hare Hill 2 |  | GBR0004157 | 16.15 | 55.3628 | -4.1263 | Wind |  |  |  |  | Scottish Power Renewables | UK Renewable Energy Planning Database | https://www.gov.uk/government/collections/renewable-energy-planning-data | UK Renewable Energy Planning Database | [14 empty] | 40.71 | NO-ESTIMATION | NO-ESTIMATION | NO-ESTIMATION | NO-ESTIMATION | CAPACITY-FACTOR-V1 | 28.78%
GBR | United Kingdom | Sunnyside wind cluster |  | GBR0004514 | 1 | 55.3790 | -3.9489 | Wind |  |  |  |  | Sunnyside Wind Farm | UK Renewable Energy Planning Database | https://www.gov.uk/government/collections/renewable-energy-planning-data | UK Renewable Energy Planning Database | [14 empty] | 2.52 | NO-ESTIMATION | NO-ESTIMATION | NO-ESTIMATION | NO-ESTIMATION | CAPACITY-FACTOR-V1 | 28.77%
GBR | United Kingdom | Clyde Wind Farm |  | GBR2001047 | 350 | 55.4416 | -3.5427 | Wind |  |  |  |  | Scottish and Southern Energy (SSE)/ Greencoat UK Wind | UK Renewable Energy Planning Database | https://www.gov.uk/government/collections/renewable-energy-planning-data | UK Renewable Energy Planning Database | [14 empty] | 882.33 | NO-ESTIMATION | NO-ESTIMATION | NO-ESTIMATION | NO-ESTIMATION | CAPACITY-FACTOR-V1 | 28.78%
GBR | United Kingdom | Langhope Rig |  | GBR0004620 | 16 | 55.4707 | -2.9399 | Wind |  |  |  |  | Greencoat UK Wind | UK Renewable Energy Planning Database | https://www.gov.uk/government/collections/renewable-energy-planning-data | UK Renewable Energy Planning Database | 1101647 | [13 empty] | 40.33 | NO-ESTIMATION | NO-ESTIMATION | NO-ESTIMATION | NO-ESTIMATION | CAPACITY-FACTOR-V1 | 28.77%
GBR | United Kingdom | Tangy Wind Farm Extension/Tangy 2 |  | GBR0004024 | 6 | 55.4786 | -5.5305 | Wind |  |  |  |  | Scottish and Southern Energy (SSE) | UK Renewable Energy Planning Database | https://www.gov.uk/government/collections/renewable-energy-planning-data | UK Renewable Energy Planning Database | 1053650 | [13 empty] | 15.12 | NO-ESTIMATION | NO-ESTIMATION | NO-ESTIMATION | NO-ESTIMATION | WIND-V1 | 28.77%
GBR | United Kingdom | Tangy |  | GBR0003467 | 18.7 | 55.4953 | -5.6666 | Wind |  |  |  |  | Border Wind / Scottish and Southern (SSE) | UK Renewable Energy Planning Database | https://www.gov.uk/government/collections/renewable-energy-planning-data | UK Renewable Energy Planning Database | 1053650 | [13 empty] | 47.14 | HYDRO-V1 | HYDRO-V1 | HYDRO-V1 | HYDRO-V1 | HYDRO-V1 | 28.78%
GBR | United Kingdom | Middlemoor |  | GBR0004019 | 54 | 55.4986 | -1.7678 | Wind |  |  |  |  | Npower Renewables | UK Renewable Energy Planning Database | https://www.gov.uk/government/collections/renewable-energy-planning-data | UK Renewable Energy Planning Database | 1064780 | [13 empty] | 136.13 | HYDRO-V1 | HYDRO-V1 | HYDRO-V1 | HYDRO-V1 | HYDRO-V1 | 28.78%
GBR | United Kingdom | Clyde Wind Farm Extension (Clyde 2) |  | GBR0004178 | 172.8 | 55.5041 | -3.5479 | Wind |  |  |  |  | Scottish and Southern Energy (SSE)/ GIB | UK Renewable Energy Planning Database | https://www.gov.uk/government/collections/renewable-energy-planning-data | UK Renewable Energy Planning Database | [14 empty] | 435.62 | NO-ESTIMATION | NO-ESTIMATION | NO-ESTIMATION | NO-ESTIMATION | CAPACITY-FACTOR-V1 | 28.78%
GBR | United Kingdom | Andershaw |  | GBR0004110 | 36.3 | 55.5093 | -3.8463 | Wind |  |  |  |  | Statkraft UK | UK Renewable Energy Planning Database | https://www.gov.uk/government/collections/renewable-energy-planning-data | UK Renewable Energy Planning Database | 1081192 | [13 empty] | 91.51 | NO-ESTIMATION | NO-ESTIMATION | NO-ESTIMATION | NO-ESTIMATION | CAPACITY-FACTOR-V1 | 28.78%
GBR | United Kingdom | Middle Muir Wind Farm |  | GBR2001067 | 51 | 55.5129 | -3.8040 | Wind |  |  |  |  | Banks Renewables | UK Renewable Energy Planning Database | https://www.gov.uk/government/collections/renewable-energy-planning-data | UK Renewable Energy Planning Database | [14 empty] | 128.56 | NO-ESTIMATION | NO-ESTIMATION | NO-ESTIMATION | NO-ESTIMATION | CAPACITY-FACTOR-V1 | 28.78%
GBR | United Kingdom | Wandylaw |  | GBR0004250 | 20.5 | 55.5196 | -1.7642 | Wind |  |  |  |  | Blue Energy | UK Renewable Energy Planning Database | https://www.gov.uk/government/collections/renewable-energy-planning-data | UK Renewable Energy Planning Database | 1094590 | [13 empty] | 51.67 | NO-ESTIMATION | NO-ESTIMATION | NO-ESTIMATION | NO-ESTIMATION | CAPACITY-FACTOR-V1 | 28.77%
GBR | United Kingdom | Glenkerie |  | GBR0003538 | 22 | 55.5385 | -3.4205 | Wind |  |  |  |  | Novera Energy | UK Renewable Energy Planning Database | https://www.gov.uk/government/collections/renewable-energy-planning-data | UK Renewable Energy Planning Database | 1071655 | [13 empty] | 55.46 | NO-ESTIMATION | NO-ESTIMATION | NO-ESTIMATION | NO-ESTIMATION | NO-ESTIMATION | 28.78%
GBR | United Kingdom | Galawhistle |  | GBR0004368 | 66 | 55.5396 | -3.9754 | Wind |  |  |  |  | Ventient (formerly Infinis) | UK Renewable Energy Planning Database | https://www.gov.uk/government/collections/renewable-energy-planning-data | UK Renewable Energy Planning Database | [14 empty] | 166.38 | NO-ESTIMATION | NO-ESTIMATION | NO-ESTIMATION | NO-ESTIMATION | CAPACITY-FACTOR-V1 | 28.78%
GBR | United Kingdom | Auchadaduie Wind Farm |  | GBR2001055 | 6.9 | 55.5447 | -5.6602 | Wind |  |  |  |  | Fyne Futures | UK Renewable Energy Planning Database | https://www.gov.uk/government/collections/renewable-energy-planning-data | UK Renewable Energy Planning Database | [14 empty] | 17.39 | NO-ESTIMATION | NO-ESTIMATION | NO-ESTIMATION | NO-ESTIMATION | CAPACITY-FACTOR-V1 | 28.77%
GBR | United Kingdom | Hagshaw Hill 1 |  | GBR0003301 | 15.6 | 55.5553 | -3.9201 | Wind |  |  |  |  | Trigen | UK Renewable Energy Planning Database | https://www.gov.uk/government/collections/renewable-energy-planning-data | UK Renewable Energy Planning Database | 1028372 | [13 empty] | 39.32 | NO-ESTIMATION | NO-ESTIMATION | NO-ESTIMATION | NO-ESTIMATION | CAPACITY-FACTOR-V1 | 28.77%
GBR | United Kingdom | Hagshaw Hill (S15) Wind Farm Lanarkshire |  | GBR0003593 | 7.8 | 55.5554 | -3.9203 | Wind |  |  |  |  | Trigen | UK Renewable Energy Planning Database | https://www.gov.uk/government/collections/renewable-energy-planning-data | UK Renewable Energy Planning Database | 1028372 | [13 empty] | 19.66 | NO-ESTIMATION | NO-ESTIMATION | NO-ESTIMATION | NO-ESTIMATION | CAPACITY-FACTOR-V1 | 28.77%
GBR | United Kingdom | Hagshaw Hill 2 |  | GBR0003220 | 26 | 55.5666 | -3.9203 | Wind |  |  |  |  | Scottish Power Renewables | UK Renewable Energy Planning Database | https://www.gov.uk/government/collections/renewable-energy-planning-data | UK Renewable Energy Planning Database | 1028372 | [13 empty] | 65.54 | NO-ESTIMATION | NO-ESTIMATION | NO-ESTIMATION | NO-ESTIMATION | CAPACITY-FACTOR-V1 | 28.78%
GBR | United Kingdom | Beinn an Tuirc 1 |  | GBR0003292 | 29.7 | 55.5732 | -5.5874 | Wind |  |  |  |  | CRE Energy/ Scottish Power | UK Renewable Energy Planning Database | https://www.gov.uk/government/collections/renewable-energy-planning-data | UK Renewable Energy Planning Database | 1042263 | [13 empty] | 74.87 | NO-ESTIMATION | NO-ESTIMATION | NO-ESTIMATION | NO-ESTIMATION | CAPACITY-FACTOR-V1 | 28.78%
GBR | United Kingdom | Beinn an Tuirc 2 |  | GBR0004525 | 43.7 | 55.5732 | -5.5874 | Wind |  |  |  |  | Scottish Power Renewables | UK Renewable Energy Planning Database | https://www.gov.uk/government/collections/renewable-energy-planning-data | UK Renewable Energy Planning Database | 1042263 | [13 empty] | 110.16 | NO-ESTIMATION | NO-ESTIMATION | NO-ESTIMATION | WIND-V1 | WIND-V1 | 28.78%
GBR | United Kingdom | Bankend Rig |  | GBR0004055 | 14.3 | 55.5783 | -4.1342 | Wind |  |  |  |  | INH Brown | UK Renewable Energy Planning Database | https://www.gov.uk/government/collections/renewable-energy-planning-data | UK Renewable Energy Planning Database | 1096453 | [13 empty] | 36.04 | NO-ESTIMATION | NO-ESTIMATION | NO-ESTIMATION | NO-ESTIMATION | NO-ESTIMATION | 28.77%
GBR | United Kingdom | Cnoc Donn Arnicle |  | GBR0003294 | 15 | 55.5800 | -5.5681 | Wind |  |  |  |  | CRE Energy/ Scottish Power | UK Renewable Energy Planning Database | https://www.gov.uk/government/collections/renewable-energy-planning-data | UK Renewable Energy Planning Database | [14 empty] | 37.81 | NO-ESTIMATION | NO-ESTIMATION | NO-ESTIMATION | NO-ESTIMATION | WIND-V1 | 28.77%
GBR | United Kingdom | GlaxoSmithKline Wind Project (Turbine 4) |  | GBR0004370 | 2.5 | 55.5929 | -4.6182 | Wind |  |  |  |  | GlaxoSmithKline | UK Renewable Energy Planning Database | https://www.gov.uk/government/collections/renewable-energy-planning-data | UK Renewable Energy Planning Database | [14 empty] | 6.3 | NO-ESTIMATION | NO-ESTIMATION | NO-ESTIMATION | NO-ESTIMATION | WIND-V1 | 28.77%
GBR | United Kingdom | GlaxoSmithKline Wind Project |  | GBR0003841 | 7.5 | 55.5979 | -4.6339 | Wind |  |  |  |  | Glaxosmithkline Fao Mr David Bolton | UK Renewable Energy Planning Database | https://www.gov.uk/government/collections/renewable-energy-planning-data | UK Renewable Energy Planning Database | [14 empty] | 18.9 | NO-ESTIMATION | NO-ESTIMATION | NO-ESTIMATION | NO-ESTIMATION | NO-ESTIMATION | 28.77%
GBR | United Kingdom | Nutberry |  | GBR0003676 | 15 | 55.5995 | -3.9216 | Wind | [5 empty] | UK Renewable Energy Planning Database | https://www.gov.uk/government/collections/renewable-energy-planning-data | UK Renewable Energy Planning Database | 1072388 | [13 empty] | 37.81 | NO-ESTIMATION | NO-ESTIMATION | NO-ESTIMATION | NO-ESTIMATION | CAPACITY-FACTOR-V1 | 28.77%
GBR | United Kingdom | Dungavel |  | GBR0004362 | 26 | 55.6086 | -4.0977 | Wind |  |  |  |  | John Laing | UK Renewable Energy Planning Database | https://www.gov.uk/government/collections/renewable-energy-planning-data | UK Renewable Energy Planning Database | [14 empty] | 65.54 | HYDRO-V1 | HYDRO-V1 | HYDRO-V1 | HYDRO-V1 | HYDRO-V1 | 28.78%
GBR | United Kingdom | Auchrobert Wind Farm |  | GBR0004337 | 36 | 55.6240 | -3.9842 | Wind |  |  |  |  | Falck Renewables | UK Renewable Energy Planning Database | https://www.gov.uk/government/collections/renewable-energy-planning-data | UK Renewable Energy Planning Database | [14 empty] | 90.75 | NO-ESTIMATION | NO-ESTIMATION | NO-ESTIMATION | NO-ESTIMATION | CAPACITY-FACTOR-V1 | 28.78%
GBR | United Kingdom | Deucheran Hill |  | GBR0003554 | 15.75 | 55.6293 | -5.5440 | Wind |  |  |  |  | Powergen Renewables | UK Renewable Energy Planning Database | https://www.gov.uk/government/collections/renewable-energy-planning-data | UK Renewable Energy Planning Database | 1047453 | [13 empty] | 39.7 | NO-ESTIMATION | NO-ESTIMATION | NO-ESTIMATION | NO-ESTIMATION | CAPACITY-FACTOR-V1 | 28.77%
GBR | United Kingdom | Kype Muir Wind Farm |  | GBR2001075 | 88.4 | 55.6327 | -4.0361 | Wind |  |  |  |  | Banks Renewables | UK Renewable Energy Planning Database | https://www.gov.uk/government/collections/renewable-energy-planning-data | UK Renewable Energy Planning Database | [14 empty] | 222.85 | NO-ESTIMATION | NO-ESTIMATION | NO-ESTIMATION | NO-ESTIMATION | CAPACITY-FACTOR-V1 | 28.78%
GBR | United Kingdom | Woodlands Wind Farm |  | GBR0006173 | 2.6 | 55.6333 | -3.9105 | Wind |  |  |  |  | WhiteRock Energy | UK Renewable Energy Planning Database | https://www.gov.uk/government/collections/renewable-energy-planning-data | UK Renewable Energy Planning Database | [14 empty] | 6.55 | HYDRO-V1 | HYDRO-V1 | HYDRO-V1 | HYDRO-V1 | HYDRO-V1 | 28.76%
GBR | United Kingdom | Barmoor |  | GBR0004163 | 12 | 55.6373 | -2.0251 | Wind |  |  |  |  | EDF | UK Renewable Energy Planning Database | https://www.gov.uk/government/collections/renewable-energy-planning-data | UK Renewable Energy Planning Database | 1081195 | [13 empty] | 30.25 | HYDRO-V1 | HYDRO-V1 | HYDRO-V1 | HYDRO-V1 | HYDRO-V1 | 28.78%
GBR | United Kingdom | Calder Water Community Wind Farm |  | GBR0003688 | 28 | 55.6374 | -4.2119 | Wind |  |  |  |  | Community Windpower (Community Wind Power) | UK Renewable Energy Planning Database | https://www.gov.uk/government/collections/renewable-energy-planning-data | UK Renewable Energy Planning Database | 1100974 | [13 empty] | 70.58 | HYDRO-V1 | HYDRO-V1 | HYDRO-V1 | HYDRO-V1 | HYDRO-V1 | 28.78%
GBR | United Kingdom | Ardrossan |  | GBR0003117 | 24 | 55.6439 | -4.8061 | Wind |  |  |  |  | Airtricity | UK Renewable Energy Planning Database | https://www.gov.uk/government/collections/renewable-energy-planning-data | UK Renewable Energy Planning Database | 1058899 | [13 empty] | 60.5 | NO-ESTIMATION | NO-ESTIMATION | NO-ESTIMATION | NO-ESTIMATION | CAPACITY-FACTOR-V1 | 28.78%
GBR | United Kingdom | Ardrossan Extension |  | GBR0004668 | 6 | 55.6439 | -4.8061 | Wind |  |  |  |  | Airtricity | UK Renewable Energy Planning Database | https://www.gov.uk/government/collections/renewable-energy-planning-data | UK Renewable Energy Planning Database | 1058899 | [13 empty] | 15.12 | NO-ESTIMATION | NO-ESTIMATION | NO-ESTIMATION | NO-ESTIMATION | CAPACITY-FACTOR-V1 | 28.77%
GBR | United Kingdom | LADEHEAD FARM - WIND TURBINES |  | GBR2001046 | 2.4 | 55.6495 | -3.9221 | Wind |  |  |  |  | PI Renewables 2 Ltd | UK Renewable Energy Planning Database | https://www.gov.uk/government/collections/renewable-energy-planning-data | UK Renewable Energy Planning Database | [14 empty] | 6.05 | NO-ESTIMATION | NO-ESTIMATION | NO-ESTIMATION | NO-ESTIMATION | CAPACITY-FACTOR-V1 | 28.78%
GBR | United Kingdom | West Browncastle |  | GBR0004427 | 30 | 55.6590 | -4.2091 | Wind |  |  |  |  | Falck Renewables | UK Renewable Energy Planning Database | https://www.gov.uk/government/collections/renewable-energy-planning-data | UK Renewable Energy Planning Database | 1091089 | [13 empty] | 75.62 | NO-ESTIMATION | NO-ESTIMATION | NO-ESTIMATION | NO-ESTIMATION | NO-ESTIMATION | 28.77%
GBR | United Kingdom | Longpark |  | GBR0003605 | 38 | 55.6692 | -2.8275 | Wind |  |  |  |  | Wind Prospect | UK Renewable Energy Planning Database | https://www.gov.uk/government/collections/renewable-energy-planning-data | UK Renewable Energy Planning Database | 1079536 | [13 empty] | 95.79 | NO-ESTIMATION | NO-ESTIMATION | NO-ESTIMATION | NO-ESTIMATION | CAPACITY-FACTOR-V1 | 28.78%
GBR | United Kingdom | Whitelee 2 |  | GBR0003981 | 217.02 | 55.6772 | -4.2868 | Wind |  |  |  |  | Scottish Power Renewables | UK Renewable Energy Planning Database | https://www.gov.uk/government/collections/renewable-energy-planning-data | UK Renewable Energy Planning Database | 1051566 | [13 empty] | 547.09 | NO-ESTIMATION | WIND-V1 | WIND-V1 | WIND-V1 | WIND-V1 | 28.78%
GBR | United Kingdom | Cour Wind Farm |  | GBR0003772 | 20.5 | 55.6807 | -5.4849 | Wind |  |  |  |  | Octopus Investments/Blue Energy | UK Renewable Energy Planning Database | https://www.gov.uk/government/collections/renewable-energy-planning-data | UK Renewable Energy Planning Database | [14 empty] | 51.67 | NO-ESTIMATION | NO-ESTIMATION | NO-ESTIMATION | NO-ESTIMATION | NO-ESTIMATION | 28.77%
GBR | United Kingdom | Whitelee |  | GBR0003489 | 322 | 55.6812 | -4.2791 | Wind |  |  |  |  | CRE Energy/ Scottish Power | UK Renewable Energy Planning Database | https://www.gov.uk/government/collections/renewable-energy-planning-data | UK Renewable Energy Planning Database | 1051566 | [13 empty] | 811.74 | NO-ESTIMATION | NO-ESTIMATION | NO-ESTIMATION | NO-ESTIMATION | CAPACITY-FACTOR-V1 | 28.78%
GBR | United Kingdom | Marshill Farm |  | GBR0006106 | 1.5 | 55.6871 | -3.9334 | Wind |  |  |  |  | Green Cat Renewables | UK Renewable Energy Planning Database | https://www.gov.uk/government/collections/renewable-energy-planning-data | UK Renewable Energy Planning Database | [14 empty] | 3.78 | NO-ESTIMATION | NO-ESTIMATION | NO-ESTIMATION | NO-ESTIMATION | NO-ESTIMATION | 28.77%
GBR | United Kingdom | National Wind Turbine Test Site |  | GBR0003093 | 4.7 | 55.6907 | -4.2844 | Wind |  |  |  |  | NEL East Kilbride Glasgow G75 0QU | UK Renewable Energy Planning Database | https://www.gov.uk/government/collections/renewable-energy-planning-data | UK Renewable Energy Planning Database | [14 empty] | 11.84 | NO-ESTIMATION | NO-ESTIMATION | NO-ESTIMATION | NO-ESTIMATION | NO-ESTIMATION | 28.76%
GBR | United Kingdom | Myres Hill |  | GBR0003090 | 1.8 | 55.6919 | -4.2790 | Wind |  |  |  |  | National Energy Laboratories (NEL) | UK Renewable Energy Planning Database | https://www.gov.uk/government/collections/renewable-energy-planning-data | UK Renewable Energy Planning Database | 1053092 | [13 empty] | 4.53 | NO-ESTIMATION | NO-ESTIMATION | NO-ESTIMATION | NO-ESTIMATION | NO-ESTIMATION | 28.73%
GBR | United Kingdom | Lochhead |  | GBR0003453 | 6 | 55.6959 | -3.9823 | Wind |  |  |  |  | A7 Energy / Green Energy | UK Renewable Energy Planning Database | https://www.gov.uk/government/collections/renewable-energy-planning-data | UK Renewable Energy Planning Database | 1066660 | [13 empty] | 15.12 | NO-ESTIMATION | NO-ESTIMATION | NO-ESTIMATION | NO-ESTIMATION | NO-ESTIMATION | 28.77%
GBR | United Kingdom | Roughside Hill |  | GBR0003299 | 30 | 55.7046 | -3.0677 | Wind |  |  |  |  | PowerGen and Natural Power | UK Renewable Energy Planning Database | https://www.gov.uk/government/collections/renewable-energy-planning-data | UK Renewable Energy Planning Database | [14 empty] | 75.62 | NO-ESTIMATION | NO-ESTIMATION | NO-ESTIMATION | NO-ESTIMATION | NO-ESTIMATION | 28.77%
GBR | United Kingdom | Ardoch and Over Enoch Wind Farm (Over Enoch) |  | GBR0003855 | 4.3 | 55.7102 | -4.2521 | Wind |  |  |  |  | 2020 Renewables/ NTR | UK Renewable Energy Planning Database | https://www.gov.uk/government/collections/renewable-energy-planning-data | UK Renewable Energy Planning Database | [14 empty] | 10.84 | NO-ESTIMATION | NO-ESTIMATION | NO-ESTIMATION | NO-ESTIMATION | NO-ESTIMATION | 28.78%
GBR | United Kingdom | Bowbeat (Emly Bank) |  | GBR2000198 | 15.6 | 55.7117 | -3.1336 | Wind | [5 empty] | UK DUKES |  | WRI | [14 empty] | 39.32 | HYDRO-V1 | HYDRO-V1 | HYDRO-V1 | HYDRO-V1 | HYDRO-V1 | 28.77%
GBR | United Kingdom | Bowbeat (Roughside) |  | GBR2000199 | 15.6 | 55.7117 | -3.1336 | Wind | [7 empty] | WRI | [14 empty] | 39.32 | HYDRO-V1 | HYDRO-V1 | HYDRO-V1 | HYDRO-V1 | HYDRO-V1 | 28.77%
GBR | United Kingdom | Ardoch and Over Enoch Wind Farm (Ardoch) |  | GBR0003925 | 7.2 | 55.7200 | -4.2537 | Wind |  |  |  |  | 2020 Renewables/ NTR | UK Renewable Energy Planning Database | https://www.gov.uk/government/collections/renewable-energy-planning-data | UK Renewable Energy Planning Database | [14 empty] | 18.15 | HYDRO-V1 | HYDRO-V1 | HYDRO-V1 | HYDRO-V1 | HYDRO-V1 | 28.78%
GBR | United Kingdom | Wardlaw Wood |  | GBR0004691 | 18 | 55.7225 | -4.7895 | Wind |  |  |  |  | Wind Prospect on land owned by Community Windpower Ltd | UK Renewable Energy Planning Database | https://www.gov.uk/government/collections/renewable-energy-planning-data | UK Renewable Energy Planning Database | 1060046 | [13 empty] | 45.37 | HYDRO-V1 | HYDRO-V1 | HYDRO-V1 | HYDRO-V1 | HYDRO-V1 | 28.77%
GBR | United Kingdom | The Rosti Factory |  | GBR0003667 | 2.2 | 55.7247 | -3.9606 | Wind |  |  |  |  | Branna Industrial & Technical Services Ltd | UK Renewable Energy Planning Database | https://www.gov.uk/government/collections/renewable-energy-planning-data | UK Renewable Energy Planning Database | [14 empty] | 5.54 | HYDRO-V1 | HYDRO-V1 | HYDRO-V1 | HYDRO-V1 | HYDRO-V1 | 28.75%
GBR | United Kingdom | Millour Hill Community Windfarm (Re-submission) |  | GBR0003690 | 18 | 55.7307 | -4.7750 | Wind |  |  |  |  | Community Windpower | UK Renewable Energy Planning Database | https://www.gov.uk/government/collections/renewable-energy-planning-data | UK Renewable Energy Planning Database | 1100976 | [13 empty] | 45.37 | NO-ESTIMATION | NO-ESTIMATION | NO-ESTIMATION | NO-ESTIMATION | CAPACITY-FACTOR-V1 | 28.77%
GBR | United Kingdom | Millour Hill Community Windfarm (Extension) resubmission |  | GBR0004235 | 6.4 | 55.7358 | -4.7809 | Wind |  |  |  |  | Community Windpower | UK Renewable Energy Planning Database | https://www.gov.uk/government/collections/renewable-energy-planning-data | UK Renewable Energy Planning Database | [14 empty] | 16.13 | HYDRO-V1 | HYDRO-V1 | HYDRO-V1 | HYDRO-V1 | HYDRO-V1 | 28.77%
GBR | United Kingdom | Hunterston Test Centre |  | GBR0004609 | 13 | 55.7360 | -4.8880 | Wind |  |  |  |  | Scottish Enterprise/SSE | UK Renewable Energy Planning Database | https://www.gov.uk/government/collections/renewable-energy-planning-data | UK Renewable Energy Planning Database | 1101678 | [13 empty] | 32.77 | NO-ESTIMATION | NO-ESTIMATION | NO-ESTIMATION | NO-ESTIMATION | CAPACITY-FACTOR-V1 | 28.78%
GBR | United Kingdom | Blantyre Muir Wind Farm extension |  | GBR0004240 | 7.5 | 55.7416 | -4.0900 | Wind |  |  |  |  | West Coast Energy | UK Renewable Energy Planning Database | https://www.gov.uk/government/collections/renewable-energy-planning-data | UK Renewable Energy Planning Database | [14 empty] | 18.9 | NO-ESTIMATION | NO-ESTIMATION | NO-ESTIMATION | NO-ESTIMATION | NO-ESTIMATION | 28.77%
GBR | United Kingdom | NEILSTON WIND FARM |  | GBR0003857 | 9.2 | 55.7541 | -4.4667 | Wind |  |  |  |  | Renewables Infrastructure Group | UK Renewable Energy Planning Database | https://www.gov.uk/government/collections/renewable-energy-planning-data | UK Renewable Energy Planning Database | [14 empty] | 23.19 | NO-ESTIMATION | NO-ESTIMATION | NO-ESTIMATION | NO-ESTIMATION | CAPACITY-FACTOR-V1 | 28.77%
GBR | United Kingdom | Kelburn |  | GBR0003149 | 28 | 55.7563 | -4.8062 | Wind |  |  |  |  | Renewable Energy Systems (RES) | UK Renewable Energy Planning Database | https://www.gov.uk/government/collections/renewable-energy-planning-data | UK Renewable Energy Planning Database | 1084376 | [13 empty] | 70.58 | NO-ESTIMATION | NO-ESTIMATION | NO-ESTIMATION | NO-ESTIMATION | CAPACITY-FACTOR-V1 | 28.78%
GBR | United Kingdom | Muirhall Extension |  | GBR0003873 | 6.8 | 55.7584 | -3.6055 | Wind |  |  |  |  | Muirhall Energy | UK Renewable Energy Planning Database | https://www.gov.uk/government/collections/renewable-energy-planning-data | UK Renewable Energy Planning Database | 1111747 | [13 empty] | 17.14 | NO-ESTIMATION | NO-ESTIMATION | NO-ESTIMATION | NO-ESTIMATION | CAPACITY-FACTOR-V1 | 28.77%
GBR | United Kingdom | Muirhall South |  | GBR0004281 | 8.3 | 55.7584 | -3.6055 | Wind |  |  |  |  | Muirhall Energy | UK Renewable Energy Planning Database | https://www.gov.uk/government/collections/renewable-energy-planning-data | UK Renewable Energy Planning Database | 1111748 | [13 empty] | 20.92 | NO-ESTIMATION | NO-ESTIMATION | NO-ESTIMATION | NO-ESTIMATION | CAPACITY-FACTOR-V1 | 28.77%
GBR | United Kingdom | Black Law |  | GBR0003116 | 124.2 | 55.7622 | -3.7626 | Wind |  |  |  |  | Scottish Power Renewables | UK Renewable Energy Planning Database | https://www.gov.uk/government/collections/renewable-energy-planning-data | UK Renewable Energy Planning Database | 1051674 | [13 empty] | 313.1 | NO-ESTIMATION | NO-ESTIMATION | NO-ESTIMATION | NO-ESTIMATION | CAPACITY-FACTOR-V1 | 28.78%
GBR | United Kingdom | Black Law 2 |  | GBR0004253 | 55.42 | 55.7622 | -3.7626 | Wind |  |  |  |  | Scottish Power Renewables | UK Renewable Energy Planning Database | https://www.gov.uk/government/collections/renewable-energy-planning-data | UK Renewable Energy Planning Database | 1051674 | [13 empty] | 139.71 | NO-ESTIMATION | NO-ESTIMATION | NO-ESTIMATION | NO-ESTIMATION | NO-ESTIMATION | 28.78%
GBR | United Kingdom | Black Law Extension - 1b |  | GBR0004580 | 15 | 55.7622 | -3.7626 | Wind |  |  |  |  | Scottish Power Renewables | UK Renewable Energy Planning Database | https://www.gov.uk/government/collections/renewable-energy-planning-data | UK Renewable Energy Planning Database | 1051674 | [13 empty] | 37.81 | NO-ESTIMATION | NO-ESTIMATION | NO-ESTIMATION | NO-ESTIMATION | CAPACITY-FACTOR-V1 | 28.77%
GBR | United Kingdom | Carcant Wind Farm |  | GBR0003214 | 6 | 55.7648 | -3.0176 | Wind |  |  |  |  | Greencoat UK Wind | UK Renewable Energy Planning Database | https://www.gov.uk/government/collections/renewable-energy-planning-data | UK Renewable Energy Planning Database | 1085979 | [13 empty] | 15.12 | NO-ESTIMATION | NO-ESTIMATION | NO-ESTIMATION | NO-ESTIMATION | CAPACITY-FACTOR-V1 | 28.77%
GBR | United Kingdom | Muirhall |  | GBR0004683 | 12.3 | 55.7669 | -3.5858 | Wind |  |  |  |  | Lomond Energy | UK Renewable Energy Planning Database | https://www.gov.uk/government/collections/renewable-energy-planning-data | UK Renewable Energy Planning Database | 1111747 | [13 empty] | 31 | NO-ESTIMATION | NO-ESTIMATION | NO-ESTIMATION | NO-ESTIMATION | NO-ESTIMATION | 28.77%
GBR | United Kingdom | Toddleburn |  | GBR0003457 | 27.6 | 55.7686 | -2.8774 | Wind |  |  |  |  | Scottish and Southern Energy (SSE) | UK Renewable Energy Planning Database | https://www.gov.uk/government/collections/renewable-energy-planning-data | UK Renewable Energy Planning Database | 1066167 | [13 empty] | 69.57 | HYDRO-V1 | HYDRO-V1 | HYDRO-V1 | HYDRO-V1 | HYDRO-V1 | 28.77%
GBR | United Kingdom | Middleton |  | GBR0003702 | 12 | 55.7751 | -4.3426 | Wind |  |  |  |  | Scottish Power Renewables | UK Renewable Energy Planning Database | https://www.gov.uk/government/collections/renewable-energy-planning-data | UK Renewable Energy Planning Database | 1094640 | [13 empty] | 30.25 | NO-ESTIMATION | NO-ESTIMATION | NO-ESTIMATION | NO-ESTIMATION | NO-ESTIMATION | 28.78%
GBR | United Kingdom | Freasdail Wind Farm |  | GBR0003886 | 22.5 | 55.7770 | -5.4706 | Wind |  |  |  |  | The Renewables Infrastructure Group (TRIG) | UK Renewable Energy Planning Database | https://www.gov.uk/government/collections/renewable-energy-planning-data | UK Renewable Energy Planning Database | 1100638 | [13 empty] | 56.72 | NO-ESTIMATION | NO-ESTIMATION | NO-ESTIMATION | NO-ESTIMATION | NO-ESTIMATION | 28.78%
GBR | United Kingdom | Dun Law 2 |  | GBR0003579 | 29.75 | 55.7868 | -2.8423 | Wind |  |  |  |  | RES | UK Renewable Energy Planning Database | https://www.gov.uk/government/collections/renewable-energy-planning-data | UK Renewable Energy Planning Database | 1039764 | [13 empty] | 74.99 | NO-ESTIMATION | NO-ESTIMATION | NO-ESTIMATION | NO-ESTIMATION | NO-ESTIMATION | 28.77%
GBR | United Kingdom | Cathkin Braes |  | GBR0004060 | 3 | 55.7971 | -4.2153 | Wind |  |  |  |  | Scottish and Southern Energy (SSE) | UK Renewable Energy Planning Database | https://www.gov.uk/government/collections/renewable-energy-planning-data | UK Renewable Energy Planning Database | 1099824 | [13 empty] | 7.56 | NO-ESTIMATION | NO-ESTIMATION | NO-ESTIMATION | NO-ESTIMATION | NO-ESTIMATION | 28.77%
GBR | United Kingdom | Black Hill |  | GBR0003574 | 28.6 | 55.7992 | -2.4322 | Wind |  |  |  |  | Renewable Energy Systems (RES) | UK Renewable Energy Planning Database | https://www.gov.uk/government/collections/renewable-energy-planning-data | UK Renewable Energy Planning Database | 1051868 | [13 empty] | 72.09 | NO-ESTIMATION | NO-ESTIMATION | NO-ESTIMATION | NO-ESTIMATION | NO-ESTIMATION | 28.77%
GBR | United Kingdom | Tormywheel |  | GBR0004263 | 30.8 | 55.8048 | -3.6721 | Wind |  |  |  |  | BlackRock (formerly Muirhall Energy) | UK Renewable Energy Planning Database | https://www.gov.uk/government/collections/renewable-energy-planning-data | UK Renewable Energy Planning Database | [14 empty] | 77.64 | NO-ESTIMATION | NO-ESTIMATION | NO-ESTIMATION | NO-ESTIMATION | NO-ESTIMATION | 28.78%
GBR | United Kingdom | Dun Law 1 |  | GBR0003570 | 17.16 | 55.8065 | -2.8460 | Wind |  |  |  |  | Renewable Energy Systems (RES) | UK Renewable Energy Planning Database | https://www.gov.uk/government/collections/renewable-energy-planning-data | UK Renewable Energy Planning Database | 1039764 | [13 empty] | 43.25 | NO-ESTIMATION | NO-ESTIMATION | NO-ESTIMATION | NO-ESTIMATION | CAPACITY-FACTOR-V1 | 28.77%
GBR | United Kingdom | Harburnhead Wind Farm |  | GBR0004225 | 51.7 | 55.8087 | -3.5322 | Wind |  |  |  |  | FIM Services / Enel Viento | UK Renewable Energy Planning Database | https://www.gov.uk/government/collections/renewable-energy-planning-data | UK Renewable Energy Planning Database | [14 empty] | 130.33 | NO-ESTIMATION | NO-ESTIMATION | NO-ESTIMATION | NO-ESTIMATION | NO-ESTIMATION | 28.78%
GBR | United Kingdom | Pates Hill |  | GBR0003232 | 14 | 55.8164 | -3.6113 | Wind |  |  |  |  | Your Energy Ltd | UK Renewable Energy Planning Database | https://www.gov.uk/government/collections/renewable-energy-planning-data | UK Renewable Energy Planning Database | 1089809 | [13 empty] | 35.29 | NO-ESTIMATION | NO-ESTIMATION | NO-ESTIMATION | NO-ESTIMATION | NO-ESTIMATION | 28.78%
GBR | United Kingdom | Keith Hill (resubmission) |  | GBR2001070 | 4.5 | 55.8173 | -2.8255 | Wind |  |  |  |  | Sky Wind Energy | UK Renewable Energy Planning Database | https://www.gov.uk/government/collections/renewable-energy-planning-data | UK Renewable Energy Planning Database | [14 empty] | 11.34 | NO-ESTIMATION | NO-ESTIMATION | WIND-V1 | WIND-V1 | WIND-V1 | 28.77%
GBR | United Kingdom | Pearie Law |  | GBR0004211 | 19.2 | 55.8205 | -3.5624 | Wind |  |  |  |  | EDF Energy Renewables | UK Renewable Energy Planning Database | https://www.gov.uk/government/collections/renewable-energy-planning-data | UK Renewable Energy Planning Database | [14 empty] | 48.4 | NO-ESTIMATION | NO-ESTIMATION | WIND-V1 | WIND-V1 | WIND-V1 | 28.78%
GBR | United Kingdom | Pogbie Wind Farm 1 |  | GBR2001066 | 5.1 | 55.8218 | -2.8330 | Wind |  |  |  |  | Mongoose (formerly Energy Law Unlimited) | UK Renewable Energy Planning Database | https://www.gov.uk/government/collections/renewable-energy-planning-data | UK Renewable Energy Planning Database | [14 empty] | 12.85 | NO-ESTIMATION | NO-ESTIMATION | WIND-V1 | WIND-V1 | WIND-V1 | 28.76%
GBR | United Kingdom | Fallago Rig |  | GBR0004059 | 144 | 55.8313 | -2.6880 | Wind |  |  |  |  | EDF Energy Renewables | UK Renewable Energy Planning Database | https://www.gov.uk/government/collections/renewable-energy-planning-data | UK Renewable Energy Planning Database | 1080577 | [13 empty] | 363.01 | NO-ESTIMATION | NO-ESTIMATION | WIND-V1 | WIND-V1 | WIND-V1 | 28.78%
GBR | United Kingdom | Pogbie Wind Farm 2 |  | GBR2001096 | 4.8 | 55.8395 | -2.8421 | Wind |  |  |  |  | Mongoose (formerly Energy Law Unlimited/ Pogbie Windfarm) | UK Renewable Energy Planning Database | https://www.gov.uk/government/collections/renewable-energy-planning-data | UK Renewable Energy Planning Database | [14 empty] | 12.1 | NO-ESTIMATION | NO-ESTIMATION | WIND-V1 | WIND-V1 | WIND-V1 | 28.78%
GBR | United Kingdom | Damhead Farm |  | GBR0003747 | 2.5 | 55.8539 | -3.9335 | Wind |  |  |  |  | Mr Arthur Shevill | UK Renewable Energy Planning Database | https://www.gov.uk/government/collections/renewable-energy-planning-data | UK Renewable Energy Planning Database | [14 empty] | 6.3 | NO-ESTIMATION | NO-ESTIMATION | WIND-V1 | WIND-V1 | WIND-V1 | 28.77%
GBR | United Kingdom | Brockholes Wind Cluster |  | GBR0002672 | 2.4 | 55.8666 | -2.2879 | Wind |  |  |  |  | Mr J Prentice Brockholes Farm | UK Renewable Energy Planning Database | https://www.gov.uk/government/collections/renewable-energy-planning-data | UK Renewable Energy Planning Database | [14 empty] | 6.05 | NO-ESTIMATION | NO-ESTIMATION | WIND-V1 | WIND-V1 | WIND-V1 | 28.78%
GBR | United Kingdom | Quixwood Moor |  | GBR0004179 | 29.9 | 55.8674 | -2.3527 | Wind |  |  |  |  | NTR PLC | UK Renewable Energy Planning Database | https://www.gov.uk/government/collections/renewable-energy-planning-data | UK Renewable Energy Planning Database | [14 empty] | 75.37 | NO-ESTIMATION | NO-ESTIMATION | WIND-V1 | WIND-V1 | WIND-V1 | 28.78%
GBR | United Kingdom | Southrigg |  | GBR0004747 | 1.5 | 55.8711 | -3.7295 | Wind |  |  |  |  | Southrigg WT | UK Renewable Energy Planning Database | https://www.gov.uk/government/collections/renewable-energy-planning-data | UK Renewable Energy Planning Database | [14 empty] | 3.78 | NO-ESTIMATION | NO-ESTIMATION | WIND-V1 | WIND-V1 | WIND-V1 | 28.77%
GBR | United Kingdom | Torrance Farm |  | GBR0003799 | 9 | 55.8718 | -3.7461 | Wind |  |  |  |  | Future Spectrum Ltd | UK Renewable Energy Planning Database | https://www.gov.uk/government/collections/renewable-energy-planning-data | UK Renewable Energy Planning Database | [14 empty] | 22.68 | NO-ESTIMATION | NO-ESTIMATION | WIND-V1 | WIND-V1 | WIND-V1 | 28.77%
GBR | United Kingdom | Torrance Farm Wind Park Extension |  | GBR0004085 | 5.7 | 55.8766 | -3.7452 | Wind |  |  |  |  | Capital Dynamics | UK Renewable Energy Planning Database | https://www.gov.uk/government/collections/renewable-energy-planning-data | UK Renewable Energy Planning Database | 1110797 | [13 empty] | 14.36 | NO-ESTIMATION | NO-ESTIMATION | NO-ESTIMATION | NO-ESTIMATION | NO-ESTIMATION | 28.76%
GBR | United Kingdom | Crystal Rig |  | GBR0003114 | 63 | 55.8830 | -2.5075 | Wind |  |  |  |  | Fred Olsen Renewables | UK Renewable Energy Planning Database | https://www.gov.uk/government/collections/renewable-energy-planning-data | UK Renewable Energy Planning Database | 1056261 | [13 empty] | 158.82 | NO-ESTIMATION | NO-ESTIMATION | NO-ESTIMATION | NO-ESTIMATION | NO-ESTIMATION | 28.78%
GBR | United Kingdom | Penmanshiel Wind Farm |  | GBR0004600 | 28.7 | 55.8969 | -2.3213 | Wind |  |  |  |  | RES | UK Renewable Energy Planning Database | https://www.gov.uk/government/collections/renewable-energy-planning-data | UK Renewable Energy Planning Database | 1089169 | [13 empty] | 72.35 | NO-ESTIMATION | NO-ESTIMATION | NO-ESTIMATION | NO-ESTIMATION | NO-ESTIMATION | 28.78%
GBR | United Kingdom | Drone Hill |  | GBR0004023 | 28.6 | 55.8979 | -2.2619 | Wind |  |  |  |  | Greencoat UK Wind | UK Renewable Energy Planning Database | https://www.gov.uk/government/collections/renewable-energy-planning-data | UK Renewable Energy Planning Database | 1075850 | [13 empty] | 72.09 | NO-ESTIMATION | NO-ESTIMATION | NO-ESTIMATION | NO-ESTIMATION | NO-ESTIMATION | 28.77%
GBR | United Kingdom | Crystal Rig 2 |  | GBR0003440 | 138 | 55.8995 | -2.5293 | Wind |  |  |  |  | Fred Olsen Renewables | UK Renewable Energy Planning Database | https://www.gov.uk/government/collections/renewable-energy-planning-data | UK Renewable Energy Planning Database | 1056261 | [13 empty] | 347.89 | NO-ESTIMATION | NO-ESTIMATION | NO-ESTIMATION | NO-ESTIMATION | NO-ESTIMATION | 28.78%
GBR | United Kingdom | Moorhouse Farm |  | GBR2001039 | 1 | 55.9039 | -2.2508 | Wind |  |  |  |  | Urban Wind | UK Renewable Energy Planning Database | https://www.gov.uk/government/collections/renewable-energy-planning-data | UK Renewable Energy Planning Database | [14 empty] | 2.52 | NO-ESTIMATION | NO-ESTIMATION | NO-ESTIMATION | NO-ESTIMATION | CAPACITY-FACTOR-V1 | 28.77%
GBR | United Kingdom | Drumduff |  | GBR0004218 | 8.5 | 55.9043 | -3.7790 | Wind |  |  |  |  | Green Breeze Energy Ltd | UK Renewable Energy Planning Database | https://www.gov.uk/government/collections/renewable-energy-planning-data | UK Renewable Energy Planning Database | [14 empty] | 21.42 | NO-ESTIMATION | NO-ESTIMATION | NO-ESTIMATION | NO-ESTIMATION | NO-ESTIMATION | 28.77%
GBR | United Kingdom | Greendykeside |  | GBR0003236 | 4 | 55.9120 | -3.9032 | Wind |  |  |  |  | A7 Energy | UK Renewable Energy Planning Database | https://www.gov.uk/government/collections/renewable-energy-planning-data | UK Renewable Energy Planning Database | 1065466 | [13 empty] | 10.08 | NO-ESTIMATION | NO-ESTIMATION | NO-ESTIMATION | NO-ESTIMATION | NO-ESTIMATION | 28.77%
GBR | United Kingdom | Burnhead Moss |  | GBR0004125 | 26 | 55.9121 | -3.7748 | Wind |  |  |  |  | Wind Prospect Developments/ EDF | UK Renewable Energy Planning Database | https://www.gov.uk/government/collections/renewable-energy-planning-data | UK Renewable Energy Planning Database | 1110940 | [13 empty] | 65.54 | NO-ESTIMATION | NO-ESTIMATION | NO-ESTIMATION | NO-ESTIMATION | NO-ESTIMATION | 28.78%
GBR | United Kingdom | Crystal Rig Extension II |  | GBR0003536 | 20.7 | 55.9129 | -2.5455 | Wind |  |  |  |  | Natural Power Consultants | UK Renewable Energy Planning Database | https://www.gov.uk/government/collections/renewable-energy-planning-data | UK Renewable Energy Planning Database | [14 empty] | 52.18 | NO-ESTIMATION | NO-ESTIMATION | NO-ESTIMATION | NO-ESTIMATION | NO-ESTIMATION | 28.78%
GBR | United Kingdom | Ferneylea Farm |  | GBR0006388 | 1.5 | 55.9148 | -2.4178 | Wind |  |  |  |  | John McGregor/CBK Galbraith | UK Renewable Energy Planning Database | https://www.gov.uk/government/collections/renewable-energy-planning-data | UK Renewable Energy Planning Database | [14 empty] | 3.78 | NO-ESTIMATION | NO-ESTIMATION | NO-ESTIMATION | NO-ESTIMATION | CAPACITY-FACTOR-V1 | 28.77%
GBR | United Kingdom | Aikengall |  | GBR0004526 | 48 | 55.9172 | -2.4901 | Wind |  |  |  |  | Community Wind Power (01928 734544) | UK Renewable Energy Planning Database | https://www.gov.uk/government/collections/renewable-energy-planning-data | UK Renewable Energy Planning Database | 1068926 | [13 empty] | 121 | NO-ESTIMATION | NO-ESTIMATION | NO-ESTIMATION | NO-ESTIMATION | NO-ESTIMATION | 28.78%
GBR | United Kingdom | Aikengall II Wester Dod Community Wind Farm |  | GBR0004332 | 60.8 | 55.9172 | -2.4901 | Wind |  |  |  |  | Community Windpower | UK Renewable Energy Planning Database | https://www.gov.uk/government/collections/renewable-energy-planning-data | UK Renewable Energy Planning Database | [14 empty] | 153.27 | NO-ESTIMATION | NO-ESTIMATION | NO-ESTIMATION | NO-ESTIMATION | NO-ESTIMATION | 28.78%
GBR | United Kingdom | Inverclyde Wind Farm (Corlic Hill) |  | GBR2001056 | 24 | 55.9185 | -4.7289 | Wind |  |  |  |  | BayWa r.e. (formerly Forsa) | UK Renewable Energy Planning Database | https://www.gov.uk/government/collections/renewable-energy-planning-data | UK Renewable Energy Planning Database | [14 empty] | 60.5 | NO-ESTIMATION | NO-ESTIMATION | NO-ESTIMATION | NO-ESTIMATION | NO-ESTIMATION | 28.78%
GBR | United Kingdom | Hoprigshiels Community Wind Farm |  | GBR0004575 | 6.9 | 55.9207 | -2.3915 | Wind |  |  |  |  | Mr A Hobbett | UK Renewable Energy Planning Database | https://www.gov.uk/government/collections/renewable-energy-planning-data | UK Renewable Energy Planning Database | [14 empty] | 17.39 | NO-ESTIMATION | NO-ESTIMATION | NO-ESTIMATION | NO-ESTIMATION | NO-ESTIMATION | 28.77%
GBR | United Kingdom | Crystal Rig 3 |  | GBR0004215 | 13.8 | 55.9264 | -2.5345 | Wind |  |  |  |  | Fred Olsen Renewables | UK Renewable Energy Planning Database | https://www.gov.uk/government/collections/renewable-energy-planning-data | UK Renewable Energy Planning Database | 1056261 | [13 empty] | 34.78 | NO-ESTIMATION | NO-ESTIMATION | NO-ESTIMATION | NO-ESTIMATION | NO-ESTIMATION | 28.77%
GBR | United Kingdom | Allt Dearg Wind Farmers LLP |  | GBR0003758 | 10.8 | 55.9334 | -5.4774 | Wind |  |  |  |  | Ormsary and Stronachullin Estates (Allt Dearg Wind Farmers LLP) | UK Renewable Energy Planning Database | https://www.gov.uk/government/collections/renewable-energy-planning-data | UK Renewable Energy Planning Database | 1090882 | [13 empty] | 27.22 | NO-ESTIMATION | NO-ESTIMATION | NO-ESTIMATION | NO-ESTIMATION | NO-ESTIMATION | 28.77%
GBR | United Kingdom | Srondoire Community Wind Farm |  | GBR0004328 | 6 | 55.9341 | -5.4805 | Wind |  |  |  |  | Srondoire Wind Farmers LLP | UK Renewable Energy Planning Database | https://www.gov.uk/government/collections/renewable-energy-planning-data | UK Renewable Energy Planning Database | 1106736 | [13 empty] | 15.12 | NO-ESTIMATION | NO-ESTIMATION | NO-ESTIMATION | NO-ESTIMATION | NO-ESTIMATION | 28.77%
GBR | United Kingdom | Kinegar Quarry (resubmission) |  | GBR0004601 | 5 | 55.9348 | -2.3637 | Wind |  |  |  |  | Airvolution Energy | UK Renewable Energy Planning Database | https://www.gov.uk/government/collections/renewable-energy-planning-data | UK Renewable Energy Planning Database | [14 empty] | 12.6 | NO-ESTIMATION | NO-ESTIMATION | NO-ESTIMATION | NO-ESTIMATION | NO-ESTIMATION | 28.77%
GBR | United Kingdom | Tod Hill Farm Wind Turbines |  | GBR0003415 | 12 | 56.0325 | -3.8621 | Wind |  |  |  |  | Falkirk Tod Hill Wind Limited | UK Renewable Energy Planning Database | https://www.gov.uk/government/collections/renewable-energy-planning-data | UK Renewable Energy Planning Database | 1110796 | [13 empty] | 30.25 | NO-ESTIMATION | NO-ESTIMATION | NO-ESTIMATION | NO-ESTIMATION | NO-ESTIMATION | 28.78%
GBR | United Kingdom | Cruach Mhor |  | GBR0003585 | 29.75 | 56.0390 | -5.1559 | Wind |  |  |  |  | Scottish Power Renewables | UK Renewable Energy Planning Database | https://www.gov.uk/government/collections/renewable-energy-planning-data | UK Renewable Energy Planning Database | 1054273 | [13 empty] | 74.99 | NO-ESTIMATION | NO-ESTIMATION | NO-ESTIMATION | NO-ESTIMATION | NO-ESTIMATION | 28.77%
GBR | United Kingdom | Craigannet Farm Wind Turbine |  | GBR0006318 | 1.5 | 56.0455 | -4.0685 | Wind |  |  |  |  | Clean Earth Energy | UK Renewable Energy Planning Database | https://www.gov.uk/government/collections/renewable-energy-planning-data | UK Renewable Energy Planning Database | [14 empty] | 3.78 | NO-ESTIMATION | NO-ESTIMATION | NO-ESTIMATION | NO-ESTIMATION | CAPACITY-FACTOR-V1 | 28.77%
GBR | United Kingdom | F M C Land Pitreavie Business Park |  | GBR0002704 | 1.5 | 56.0540 | -3.4443 | Wind |  |  |  |  | FMC Corp UK Ltd | UK Renewable Energy Planning Database | https://www.gov.uk/government/collections/renewable-energy-planning-data | UK Renewable Energy Planning Database | [14 empty] | 3.78 | NO-ESTIMATION | NO-ESTIMATION | NO-ESTIMATION | NO-ESTIMATION | CAPACITY-FACTOR-V1 | 28.77%
GBR | United Kingdom | Craigengelt |  | GBR0002940 | 20 | 56.0543 | -4.0497 | Wind |  |  |  |  | Scotia Wind Ltd | UK Renewable Energy Planning Database | https://www.gov.uk/government/collections/renewable-energy-planning-data | UK Renewable Energy Planning Database | 1076028 | [13 empty] | 50.41 | NO-ESTIMATION | NO-ESTIMATION | NO-ESTIMATION | NO-ESTIMATION | CAPACITY-FACTOR-V1 | 28.77%
GBR | United Kingdom | Rosehill Wind Turbines |  | GBR0003651 | 2.4 | 56.0550 | -3.8281 | Wind |  |  |  |  | Green Cat Renewables | UK Renewable Energy Planning Database | https://www.gov.uk/government/collections/renewable-energy-planning-data | UK Renewable Energy Planning Database | [14 empty] | 6.05 | NO-ESTIMATION | NO-ESTIMATION | NO-ESTIMATION | NO-ESTIMATION | CAPACITY-FACTOR-V1 | 28.78%
GBR | United Kingdom | FMC Technologies |  | GBR0002687 | 1.5 | 56.0564 | -3.4466 | Wind |  |  |  |  | FMC Technologies | UK Renewable Energy Planning Database | https://www.gov.uk/government/collections/renewable-energy-planning-data | UK Renewable Energy Planning Database | [14 empty] | 3.78 | NO-ESTIMATION | NO-ESTIMATION | NO-ESTIMATION | NO-ESTIMATION | CAPACITY-FACTOR-V1 | 28.77%
GBR | United Kingdom | Earlsburn |  | GBR0003201 | 37.5 | 56.0708 | -4.0955 | Wind |  |  |  |  | Falck Renewables | UK Renewable Energy Planning Database | https://www.gov.uk/government/collections/renewable-energy-planning-data | UK Renewable Energy Planning Database | 1065191 | [13 empty] | 94.53 | NO-ESTIMATION | NO-ESTIMATION | NO-ESTIMATION | NO-ESTIMATION | CAPACITY-FACTOR-V1 | 28.78%
GBR | United Kingdom | Goathill Quarry Turbine |  | GBR0004088 | 2 | 56.0864 | -3.3203 | Wind |  |  |  |  | Collier Quarrying Group | UK Renewable Energy Planning Database | https://www.gov.uk/government/collections/renewable-energy-planning-data | UK Renewable Energy Planning Database | [14 empty] | 5.04 | NO-ESTIMATION | NO-ESTIMATION | NO-ESTIMATION | NO-ESTIMATION | CAPACITY-FACTOR-V1 | 28.77%
GBR | United Kingdom | Kingsburn |  | GBR0004247 | 15 | 56.0890 | -4.1231 | Wind |  |  |  |  | Falck Renewables | UK Renewable Energy Planning Database | https://www.gov.uk/government/collections/renewable-energy-planning-data | UK Renewable Energy Planning Database | 1081191 | [13 empty] | 37.81 | NO-ESTIMATION | NO-ESTIMATION | NO-ESTIMATION | NO-ESTIMATION | CAPACITY-FACTOR-V1 | 28.77%
GBR | United Kingdom | Mossmorran |  | GBR0002780 | 4.6 | 56.0905 | -3.3177 | Wind |  |  |  |  | Airvolution Energy | UK Renewable Energy Planning Database | https://www.gov.uk/government/collections/renewable-energy-planning-data | UK Renewable Energy Planning Database | 1106731 | [13 empty] | 11.59 | NO-ESTIMATION | NO-ESTIMATION | NO-ESTIMATION | NO-ESTIMATION | CAPACITY-FACTOR-V1 | 28.76%
GBR | United Kingdom | Clentrie Wind Farm (Gevens) |  | GBR0004078 | 6.9 | 56.1177 | -3.2526 | Wind |  |  |  |  | Rev Ltd | UK Renewable Energy Planning Database | https://www.gov.uk/government/collections/renewable-energy-planning-data | UK Renewable Energy Planning Database | [14 empty] | 17.39 | NO-ESTIMATION | NO-ESTIMATION | NO-ESTIMATION | NO-ESTIMATION | CAPACITY-FACTOR-V1 | 28.77%
GBR | United Kingdom | Little Raith Farm |  | GBR0004034 | 25 | 56.1194 | -3.2522 | Wind |  |  |  |  | Kennedy Power Ltd | UK Renewable Energy Planning Database | https://www.gov.uk/government/collections/renewable-energy-planning-data | UK Renewable Energy Planning Database | 1088976 | [13 empty] | 63.02 | NO-ESTIMATION | NO-ESTIMATION | NO-ESTIMATION | NO-ESTIMATION | NO-ESTIMATION | 28.78%
GBR | United Kingdom | Westfield |  | GBR1000198 | 9.8 | 56.1431 | -3.2569 | Wind |  |  |  |  | Infinis | Department for Business Energy & Industrial Strategy | https://www.gov.uk/government/collections/digest-of-uk-energy-statistics-dukes | CARMA | [14 empty] | 24.7 | NO-ESTIMATION | NO-ESTIMATION | NO-ESTIMATION | NO-ESTIMATION | NO-ESTIMATION | 28.77%
GBR | United Kingdom | A'Chruach |  | GBR0004331 | 42.6 | 56.1528 | -5.3102 | Wind |  |  |  |  | Infinis (formerly Novera Energy) | UK Renewable Energy Planning Database | https://www.gov.uk/government/collections/renewable-energy-planning-data | UK Renewable Energy Planning Database | 1071684 | [13 empty] | 107.39 | NO-ESTIMATION | NO-ESTIMATION | NO-ESTIMATION | NO-ESTIMATION | NO-ESTIMATION | 28.78%
GBR | United Kingdom | Middle Balbeggie |  | GBR0004094 | 4 | 56.1537 | -3.1645 | Wind |  |  |  |  | Capital Dynamics | UK Renewable Energy Planning Database | https://www.gov.uk/government/collections/renewable-energy-planning-data | UK Renewable Energy Planning Database | [14 empty] | 10.08 | NO-ESTIMATION | NO-ESTIMATION | NO-ESTIMATION | NO-ESTIMATION | NO-ESTIMATION | 28.77%
GBR | United Kingdom | Levenmouth demonstration turbine (Fife Energy Park) |  | GBR0002528 | 7 | 56.1607 | -2.9580 | Wind |  |  |  |  | Catapult | UK Renewable Energy Planning Database | https://www.gov.uk/government/collections/renewable-energy-planning-data | UK Renewable Energy Planning Database | 1101084 | [13 empty] | 17.64 | NO-ESTIMATION | NO-ESTIMATION | NO-ESTIMATION | NO-ESTIMATION | NO-ESTIMATION | 28.77%
GBR | United Kingdom | Noble Foods |  | GBR0004404 | 1.5 | 56.1641 | -3.1593 | Wind |  |  |  |  | Wind Direct | UK Renewable Energy Planning Database | https://www.gov.uk/government/collections/renewable-energy-planning-data | UK Renewable Energy Planning Database | 1112240 | [13 empty] | 3.78 | NO-ESTIMATION | NO-ESTIMATION | NO-ESTIMATION | NO-ESTIMATION | NO-ESTIMATION | 28.77%
GBR | United Kingdom | Skeddoway Farm Wind Turbine |  | GBR0003845 | 1.5 | 56.1665 | -3.1593 | Wind |  |  |  |  | RM Brown And Son | UK Renewable Energy Planning Database | https://www.gov.uk/government/collections/renewable-energy-planning-data | UK Renewable Energy Planning Database | 1090131 | [13 empty] | 3.78 | NO-ESTIMATION | NO-ESTIMATION | NO-ESTIMATION | NO-ESTIMATION | NO-ESTIMATION | 28.77%
GBR | United Kingdom | Skeddoway Farm Wind Turbine (Resubmission) |  | GBR0004093 | 1.5 | 56.1665 | -3.1593 | Wind |  |  |  |  | Clenergy | UK Renewable Energy Planning Database | https://www.gov.uk/government/collections/renewable-energy-planning-data | UK Renewable Energy Planning Database | 1090131 | [13 empty] | 3.78 | NO-ESTIMATION | NO-ESTIMATION | NO-ESTIMATION | NO-ESTIMATION | NO-ESTIMATION | 28.77%
GBR | United Kingdom | Earlseat |  | GBR0004363 | 16 | 56.1737 | -3.0813 | Wind |  |  |  |  | The Renewables Infrastructure Group (TRIG) | UK Renewable Energy Planning Database | https://www.gov.uk/government/collections/renewable-energy-planning-data | UK Renewable Energy Planning Database | [14 empty] | 40.33 | NO-ESTIMATION | NO-ESTIMATION | NO-ESTIMATION | NO-ESTIMATION | CAPACITY-FACTOR-V1 | 28.77%
GBR | United Kingdom | Rhodders |  | GBR0004223 | 12.3 | 56.2042 | -3.7824 | Wind |  |  |  |  | EDF/Wind Prospect | UK Renewable Energy Planning Database | https://www.gov.uk/government/collections/renewable-energy-planning-data | UK Renewable Energy Planning Database | 1101024 | [13 empty] | 31 | NO-ESTIMATION | NO-ESTIMATION | NO-ESTIMATION | NO-ESTIMATION | NO-ESTIMATION | 28.77%
GBR | United Kingdom | Burnfoot Hill |  | GBR0002902 | 30.1 | 56.2091 | -3.7728 | Wind |  |  |  |  | EDF Energies Nouvelles | UK Renewable Energy Planning Database | https://www.gov.uk/government/collections/renewable-energy-planning-data | UK Renewable Energy Planning Database | 1084302 | [13 empty] | 75.88 | HYDRO-V1 | HYDRO-V1 | HYDRO-V1 | HYDRO-V1 | HYDRO-V1 | 28.78%
GBR | United Kingdom | Burnfoot Hill Extension |  | GBR0004450 | 4 | 56.2154 | -3.7689 | Wind |  |  |  |  | FAO Miss Sarah Dooley | UK Renewable Energy Planning Database | https://www.gov.uk/government/collections/renewable-energy-planning-data | UK Renewable Energy Planning Database | [14 empty] | 10.08 | SOLAR-V1-NO-AGE | SOLAR-V1-NO-AGE | SOLAR-V1-NO-AGE | SOLAR-V1-NO-AGE | SOLAR-V1-NO-AGE | 28.77%
GBR | United Kingdom | An Suidhe |  | GBR0003298 | 19.3 | 56.2187 | -5.2194 | Wind |  |  |  |  | RWE npower | UK Renewable Energy Planning Database | https://www.gov.uk/government/collections/renewable-energy-planning-data | UK Renewable Energy Planning Database | 1053645 | [13 empty] | 48.65 | NO-ESTIMATION | NO-ESTIMATION | NO-ESTIMATION | WIND-V1 | WIND-V1 | 28.78%
GBR | United Kingdom | Green Knowes |  | GBR0003487 | 27 | 56.2492 | -3.6663 | Wind |  |  |  |  | CRE Energy/ Scottish Power | UK Renewable Energy Planning Database | https://www.gov.uk/government/collections/renewable-energy-planning-data | UK Renewable Energy Planning Database | 1073373 | [13 empty] | 68.06 | NO-ESTIMATION | NO-ESTIMATION | NO-ESTIMATION | NO-ESTIMATION | WIND-V1 | 28.78%
GBR | United Kingdom | Bonerbo Wind Turbines (resubmission) |  | GBR0003370 | 1.5 | 56.2594 | -2.7467 | Wind |  |  |  |  | Messrs Stevenson Watson & Brunton | UK Renewable Energy Planning Database | https://www.gov.uk/government/collections/renewable-energy-planning-data | UK Renewable Energy Planning Database | [14 empty] | 3.78 | NO-ESTIMATION | NO-ESTIMATION | NO-ESTIMATION | WIND-V1 | WIND-V1 | 28.77%
GBR | United Kingdom | Clachan Flats |  | GBR0003448 | 15.03 | 56.2881 | -4.9429 | Wind |  |  |  |  | AMEC/ Border Winds | UK Renewable Energy Planning Database | https://www.gov.uk/government/collections/renewable-energy-planning-data | UK Renewable Energy Planning Database | 1057073 | [13 empty] | 37.88 | NO-ESTIMATION | NO-ESTIMATION | NO-ESTIMATION | WIND-V1 | WIND-V1 | 28.77%
GBR | United Kingdom | Lochelbank |  | GBR0003581 | 9.6 | 56.3054 | -3.4329 | Wind |  |  |  |  | RWE npower | UK Renewable Energy Planning Database | https://www.gov.uk/government/collections/renewable-energy-planning-data | UK Renewable Energy Planning Database | 1089316 | [13 empty] | 24.2 | NO-ESTIMATION | NO-ESTIMATION | NO-ESTIMATION | NO-ESTIMATION | WIND-V1 | 28.78%
GBR | United Kingdom | Carraig Gheal |  | GBR0004619 | 46 | 56.3390 | -5.2945 | Wind |  |  |  |  | Green Power | UK Renewable Energy Planning Database | https://www.gov.uk/government/collections/renewable-energy-planning-data | UK Renewable Energy Planning Database | 1073663 | [13 empty] | 115.96 | NO-ESTIMATION | NO-ESTIMATION | NO-ESTIMATION | WIND-V1 | WIND-V1 | 28.78%
GBR | United Kingdom | Beinn Ghlas |  | GBR0003295 | 8.4 | 56.3823 | -5.2977 | Wind |  |  |  |  | RWE npower | UK Renewable Energy Planning Database | https://www.gov.uk/government/collections/renewable-energy-planning-data | UK Renewable Energy Planning Database | 1040486 | [13 empty] | 21.17 | NO-ESTIMATION | NO-ESTIMATION | NO-ESTIMATION | NO-ESTIMATION | WIND-V1 | 28.77%
GBR | United Kingdom | Dundee |  | GBR0004681 | 4 | 56.4836 | -2.8938 | Wind |  |  |  |  | Ecotricity | UK Renewable Energy Planning Database | https://www.gov.uk/government/collections/renewable-energy-planning-data | UK Renewable Energy Planning Database | 1068156 | [13 empty] | 10.08 | NO-ESTIMATION | NO-ESTIMATION | NO-ESTIMATION | WIND-V1 | WIND-V1 | 28.77%
GBR | United Kingdom | Ark Hill |  | GBR0004062 | 6.4 | 56.5709 | -3.0481 | Wind |  |  |  |  | Green Cat Renewables / Strathmore Estates | UK Renewable Energy Planning Database | https://www.gov.uk/government/collections/renewable-energy-planning-data | UK Renewable Energy Planning Database | 1103500 | [13 empty] | 16.13 | NO-ESTIMATION | NO-ESTIMATION | NO-ESTIMATION | WIND-V1 | WIND-V1 | 28.77%
GBR | United Kingdom | Griffin |  | GBR0004028 | 188.6 | 56.5812 | -3.7338 | Wind |  |  |  |  | Greenpower (Griffin) Ltd | UK Renewable Energy Planning Database | https://www.gov.uk/government/collections/renewable-energy-planning-data | UK Renewable Energy Planning Database | [14 empty] | 475.45 | NO-ESTIMATION | NO-ESTIMATION | NO-ESTIMATION | WIND-V1 | WIND-V1 | 28.78%
GBR | United Kingdom | Drumderg |  | GBR0004009 | 36.8 | 56.6222 | -3.2320 | Wind |  |  |  |  | Scottish and Southern Energy (SSE) | UK Renewable Energy Planning Database | https://www.gov.uk/government/collections/renewable-energy-planning-data | UK Renewable Energy Planning Database | 1071553 | [13 empty] | 92.77 | NO-ESTIMATION | NO-ESTIMATION | NO-ESTIMATION | WIND-V1 | WIND-V1 | 28.78%
GBR | United Kingdom | Calliachar |  | GBR0004027 | 32.2 | 56.6277 | -3.8761 | Wind |  |  |  |  | Scottish and Southern Energy (SSE) | UK Renewable Energy Planning Database | https://www.gov.uk/government/collections/renewable-energy-planning-data | UK Renewable Energy Planning Database | 1066168 | [13 empty] | 81.17 | NO-ESTIMATION | NO-ESTIMATION | NO-ESTIMATION | WIND-V1 | WIND-V1 | 28.78%
GBR | United Kingdom | Welton Of Creuchies |  | GBR0003396 | 9.2 | 56.6370 | -3.2794 | Wind |  |  |  |  | Mr And Mrs I And J Ferguson/ Green Cat Renewables | UK Renewable Energy Planning Database | https://www.gov.uk/government/collections/renewable-energy-planning-data | UK Renewable Energy Planning Database | [14 empty] | 23.19 | NO-ESTIMATION | NO-ESTIMATION | NO-ESTIMATION | WIND-V1 | WIND-V1 | 28.77%
GBR | United Kingdom | Tullymurdoch Wind Farm |  | GBR0004599 | 14.4 | 56.6549 | -3.3134 | Wind |  |  |  |  | Temporis Capital | UK Renewable Energy Planning Database | https://www.gov.uk/government/collections/renewable-energy-planning-data | UK Renewable Energy Planning Database | [14 empty] | 36.3 | NO-ESTIMATION | NO-ESTIMATION | NO-ESTIMATION | WIND-V1 | WIND-V1 | 28.78%
GBR | United Kingdom | Brotherton (formerly Paul Matthew Hill wind turbines) |  | GBR0004411 | 4.6 | 56.8147 | -2.3718 | Wind |  |  |  |  | Renewable Energy Ventures Ltd | UK Renewable Energy Planning Database | https://www.gov.uk/government/collections/renewable-energy-planning-data | UK Renewable Energy Planning Database | [14 empty] | 11.59 | NO-ESTIMATION | NO-ESTIMATION | NO-ESTIMATION | NO-ESTIMATION | CAPACITY-FACTOR-V1 | 28.76%
GBR | United Kingdom | Tullo Wind Farm South (Ext.) |  | GBR0004422 | 10 | 56.8274 | -2.4049 | Wind |  |  |  |  | Eneco | UK Renewable Energy Planning Database | https://www.gov.uk/government/collections/renewable-energy-planning-data | UK Renewable Energy Planning Database | 1065226 | [13 empty] | 25.2 | NO-ESTIMATION | NO-ESTIMATION | NO-ESTIMATION | NO-ESTIMATION | WIND-V1 | 28.77%
GBR | United Kingdom | Easter Tulloch Wind Farm (Tullo Extension) |  | GBR0004365 | 25 | 56.8364 | -2.3957 | Wind |  |  |  |  | N R Gammie Partnership | UK Renewable Energy Planning Database | https://www.gov.uk/government/collections/renewable-energy-planning-data | UK Renewable Energy Planning Database | 1065226 | [13 empty] | 63.02 | NO-ESTIMATION | NO-ESTIMATION | NO-ESTIMATION | WIND-V1 | WIND-V1 | 28.78%
GBR | United Kingdom | BROWNIELEYS - 3 WIND TURBINES |  | GBR0004348 | 7.5 | 56.8399 | -2.3791 | Wind |  |  |  |  | Brownieleys Renewables/Muirden Energy | UK Renewable Energy Planning Database | https://www.gov.uk/government/collections/renewable-energy-planning-data | UK Renewable Energy Planning Database | [14 empty] | 18.9 | NO-ESTIMATION | NO-ESTIMATION | NO-ESTIMATION | NO-ESTIMATION | WIND-V1 | 28.77%
GBR | United Kingdom | Tullo Wind Farm North Extension (Shiels Wind Farm) |  | GBR0003818 | 7.5 | 56.8440 | -2.4101 | Wind |  |  |  |  | Eneco | UK Renewable Energy Planning Database | https://www.gov.uk/government/collections/renewable-energy-planning-data | UK Renewable Energy Planning Database | 1065226 | [13 empty] | 18.9 | NO-ESTIMATION | NO-ESTIMATION | NO-ESTIMATION | NO-ESTIMATION | WIND-V1 | 28.77%
GBR | United Kingdom | St. Johns Hill |  | GBR0004031 | 25 | 56.8886 | -2.2724 | Wind |  |  |  |  | K E Projects AF | UK Renewable Energy Planning Database | https://www.gov.uk/government/collections/renewable-energy-planning-data | UK Renewable Energy Planning Database | [14 empty] | 63.02 | NO-ESTIMATION | NO-ESTIMATION | NO-ESTIMATION | WIND-V1 | WIND-V1 | 28.78%
GBR | United Kingdom | St John Hill |  | GBR0002867 | 7.7 | 56.8935 | -2.2724 | Wind |  |  |  |  | Auquhirie Land Company Ltd | UK Renewable Energy Planning Database | https://www.gov.uk/government/collections/renewable-energy-planning-data | UK Renewable Energy Planning Database | 1103499 | [13 empty] | 19.41 | NO-ESTIMATION | NO-ESTIMATION | NO-ESTIMATION | NO-ESTIMATION | WIND-V1 | 28.78%
GBR | United Kingdom | Droop Hill Wind Farm x |  | GBR0003398 | 4.6 | 56.9229 | -2.4007 | Wind |  |  |  |  | Macphie Of Glenbervie Ltd | UK Renewable Energy Planning Database | https://www.gov.uk/government/collections/renewable-energy-planning-data | UK Renewable Energy Planning Database | [14 empty] | 11.59 | NO-ESTIMATION | NO-ESTIMATION | NO-ESTIMATION | WIND-V1 | WIND-V1 | 28.76%
GBR | United Kingdom | Clochnahill Wind Farm |  | GBR0002839 | 5.2 | 56.9335 | -2.2906 | Wind |  |  |  |  | M I & H Gordon | UK Renewable Energy Planning Database | https://www.gov.uk/government/collections/renewable-energy-planning-data | UK Renewable Energy Planning Database | [14 empty] | 13.1 | NO-ESTIMATION | NO-ESTIMATION | NO-ESTIMATION | NO-ESTIMATION | WIND-V1 | 28.76%
GBR | United Kingdom | Jacksbank Wind Farm (Glenbervie) |  | GBR0004511 | 6.8 | 56.9399 | -2.3866 | Wind |  |  |  |  | East Coast Viners | UK Renewable Energy Planning Database | https://www.gov.uk/government/collections/renewable-energy-planning-data | UK Renewable Energy Planning Database | [14 empty] | 17.14 | NO-ESTIMATION | NO-ESTIMATION | NO-ESTIMATION | WIND-V1 | WIND-V1 | 28.77%
GBR | United Kingdom | Hill of Auquhirie |  | GBR0003701 | 6.9 | 56.9552 | -3.1772 | Wind |  |  |  |  | Octopus Investements/Blue Energy (previously Auquhirie Land Company Ltd) | UK Renewable Energy Planning Database | https://www.gov.uk/government/collections/renewable-energy-planning-data | UK Renewable Energy Planning Database | 1094856¦1103440 | [13 empty] | 17.39 | NO-ESTIMATION | NO-ESTIMATION | NO-ESTIMATION | WIND-V1 | WIND-V1 | 28.77%
GBR | United Kingdom | Tullo |  | GBR0003190 | 17.5 | 56.9639 | -2.2108 | Wind |  |  |  |  | West Coast Energy (agents for Tullo Wind Ltd and GE Wind) | UK Renewable Energy Planning Database | https://www.gov.uk/government/collections/renewable-energy-planning-data | UK Renewable Energy Planning Database | 1065226 | [13 empty] | 44.11 | NO-ESTIMATION | NO-ESTIMATION | NO-ESTIMATION | WIND-V1 | WIND-V1 | 28.77%
GBR | United Kingdom | Mid Hill |  | GBR0004627 | 75.9 | 56.9688 | -2.4862 | Wind |  |  |  |  | Fred Olsen Renewables | UK Renewable Energy Planning Database | https://www.gov.uk/government/collections/renewable-energy-planning-data | UK Renewable Energy Planning Database | 1065730 | [13 empty] | 191.34 | NO-ESTIMATION | NO-ESTIMATION | NO-ESTIMATION | WIND-V1 | WIND-V1 | 28.78%
GBR | United Kingdom | Mid Hill I |  | GBR0004667 | 57.5 | 56.9688 | -2.4862 | Wind |  |  |  |  | Fred Olsen Renewables | UK Renewable Energy Planning Database | https://www.gov.uk/government/collections/renewable-energy-planning-data | UK Renewable Energy Planning Database | 1065730 | [13 empty] | 144.95 | NO-ESTIMATION | NO-ESTIMATION | NO-ESTIMATION | WIND-V1 | WIND-V1 | 28.78%
GBR | United Kingdom | Meikle Carewe |  | GBR0004109 | 10.2 | 57.0188 | -2.2783 | Wind |  |  |  |  | The Renewables Infrastructure Group (TRIG) | UK Renewable Energy Planning Database | https://www.gov.uk/government/collections/renewable-energy-planning-data | UK Renewable Energy Planning Database | [14 empty] | 25.71 | NO-ESTIMATION | NO-ESTIMATION | NO-ESTIMATION | WIND-V1 | WIND-V1 | 28.77%
GBR | United Kingdom | Beinneun |  | GBR0003787 | 85 | 57.0956 | -4.9655 | Wind |  |  |  |  | Octopus Investments/Blue Energy. | UK Renewable Energy Planning Database | https://www.gov.uk/government/collections/renewable-energy-planning-data | UK Renewable Energy Planning Database | [14 empty] | 214.28 | NO-ESTIMATION | NO-ESTIMATION | NO-ESTIMATION | WIND-V1 | WIND-V1 | 28.78%
GBR | United Kingdom | Beinneun Windfarm Extension |  | GBR0003619 | 23.8 | 57.0956 | -4.9655 | Wind |  |  |  |  | Octopus Investments/Blue Energy. | UK Renewable Energy Planning Database | https://www.gov.uk/government/collections/renewable-energy-planning-data | UK Renewable Energy Planning Database | [14 empty] | 59.99 | NO-ESTIMATION | NO-ESTIMATION | NO-ESTIMATION | WIND-V1 | WIND-V1 | 28.77%
GBR | United Kingdom | Stronelairg Wind Farm |  | GBR2001073 | 228 | 57.1269 | -4.5264 | Wind |  |  |  |  | Scottish and Southern Energy (SSE) | UK Renewable Energy Planning Database | https://www.gov.uk/government/collections/renewable-energy-planning-data | UK Renewable Energy Planning Database | [14 empty] | 574.77 | NO-ESTIMATION | NO-ESTIMATION | NO-ESTIMATION | NO-ESTIMATION | CAPACITY-FACTOR-V1 | 28.78%
GBR | United Kingdom | European Offshore Wind Deployment Centre (EOWDC) (Aberdeen Bay - Demonstration site) |  | GBR2001029 | 93.2 | 57.1462 | -2.0728 | Wind |  |  |  |  | Vattenfall | UK Renewable Energy Planning Database | https://www.gov.uk/government/collections/renewable-energy-planning-data | UK Renewable Energy Planning Database | [14 empty] | 234.95 | NO-ESTIMATION | NO-ESTIMATION | NO-ESTIMATION | NO-ESTIMATION | WIND-V1 | 28.78%
GBR | United Kingdom | Millennium Extension |  | GBR0003598 | 10 | 57.1502 | -4.8912 | Wind |  |  |  |  | West Coast Energy /Falck Renewables | UK Renewable Energy Planning Database | https://www.gov.uk/government/collections/renewable-energy-planning-data | UK Renewable Energy Planning Database | [14 empty] | 25.2 | NO-ESTIMATION | NO-ESTIMATION | NO-ESTIMATION | NO-ESTIMATION | WIND-V1 | 28.77%
GBR | United Kingdom | Millennium |  | GBR0002723 | 65 | 57.1552 | -4.8836 | Wind |  |  |  |  | West Coast Energy Ltd/Falck Renewables | UK Renewable Energy Planning Database | https://www.gov.uk/government/collections/renewable-energy-planning-data | UK Renewable Energy Planning Database | [14 empty] | 163.86 | NO-ESTIMATION | NO-ESTIMATION | NO-ESTIMATION | NO-ESTIMATION | WIND-V1 | 28.78%
GBR | United Kingdom | Millennium Windfarm |  | GBR0004682 | 40 | 57.1552 | -4.8836 | Wind |  |  |  |  | Renewable Development Company (RDC) Scotland (Ltd) for FALCK RENEWABLES | UK Renewable Energy Planning Database | https://www.gov.uk/government/collections/renewable-energy-planning-data | UK Renewable Energy Planning Database | [14 empty] | 100.83 | NO-ESTIMATION | NO-ESTIMATION | NO-ESTIMATION | NO-ESTIMATION | WIND-V1 | 28.78%
GBR | United Kingdom | Easter Tolmauds |  | GBR0004133 | 1.6 | 57.1570 | -2.6219 | Wind |  |  |  |  | Frank A Smart & Son Ltd | UK Renewable Energy Planning Database | https://www.gov.uk/government/collections/renewable-energy-planning-data | UK Renewable Energy Planning Database | [14 empty] | 4.03 | NO-ESTIMATION | NO-ESTIMATION | NO-ESTIMATION | NO-ESTIMATION | CAPACITY-FACTOR-V1 | 28.75%
GBR | United Kingdom | Corriegarth |  | GBR0004664 | 69 | 57.1901 | -4.3596 | Wind |  |  |  |  | Greencoat Capital | UK Renewable Energy Planning Database | https://www.gov.uk/government/collections/renewable-energy-planning-data | UK Renewable Energy Planning Database | [14 empty] | 173.94 | NO-ESTIMATION | NO-ESTIMATION | NO-ESTIMATION | NO-ESTIMATION | CAPACITY-FACTOR-V1 | 28.78%
GBR | United Kingdom | Bhlaraidh (previously Balmacaan) |  | GBR0004640 | 110 | 57.2191 | -4.5819 | Wind |  |  |  |  | Scottish and Southern Energy (SSE) | UK Renewable Energy Planning Database | https://www.gov.uk/government/collections/renewable-energy-planning-data | UK Renewable Energy Planning Database | [14 empty] | 277.3 | NO-ESTIMATION | NO-ESTIMATION | NO-ESTIMATION | NO-ESTIMATION | WIND-V1 | 28.78%
GBR | United Kingdom | Kildrummy |  | GBR0004114 | 18.4 | 57.2253 | -2.7029 | Wind |  |  |  |  | Greencoat UK Wind/Bay Wa .r.e/ SunGift | UK Renewable Energy Planning Database | https://www.gov.uk/government/collections/renewable-energy-planning-data | UK Renewable Energy Planning Database | 1090042 | [13 empty] | 46.38 | NO-ESTIMATION | NO-ESTIMATION | NO-ESTIMATION | NO-ESTIMATION | WIND-V1 | 28.77%
GBR | United Kingdom | Lochcarnan Community Windfarm |  | GBR0003670 | 6.9 | 57.2337 | -7.3479 | Wind |  |  |  |  | Storas Uibhist | UK Renewable Energy Planning Database | https://www.gov.uk/government/collections/renewable-energy-planning-data | UK Renewable Energy Planning Database | 1085825 | [13 empty] | 17.39 | NO-ESTIMATION | NO-ESTIMATION | NO-ESTIMATION | NO-ESTIMATION | CAPACITY-FACTOR-V1 | 28.77%
GBR | United Kingdom | Dunmaglass |  | GBR0004118 | 94.1 | 57.2515 | -4.2558 | Wind |  |  |  |  | Scottish and Southern Energy (SSE) | UK Renewable Energy Planning Database | https://www.gov.uk/government/collections/renewable-energy-planning-data | UK Renewable Energy Planning Database | [14 empty] | 237.22 | NO-ESTIMATION | NO-ESTIMATION | NO-ESTIMATION | NO-ESTIMATION | WIND-V1 | 28.78%
GBR | United Kingdom | Glenurquhart and Strathglass Wind Farm project |  | GBR0003746 | 10 | 57.2791 | -4.7511 | Wind |  |  |  |  | Corrimony Energy Ltd & Soirbheas | UK Renewable Energy Planning Database | https://www.gov.uk/government/collections/renewable-energy-planning-data | UK Renewable Energy Planning Database | [14 empty] | 25.2 | NO-ESTIMATION | NO-ESTIMATION | NO-ESTIMATION | NO-ESTIMATION | WIND-V1 | 28.77%
GBR | United Kingdom | Castle of Auchry Farm |  | GBR0003718 | 2.4 | 57.2828 | -2.4477 | Wind |  |  |  |  | Green Cat Renewables | UK Renewable Energy Planning Database | https://www.gov.uk/government/collections/renewable-energy-planning-data | UK Renewable Energy Planning Database | [14 empty] | 6.05 | NO-ESTIMATION | NO-ESTIMATION | NO-ESTIMATION | WIND-V1 | WIND-V1 | 28.78%
GBR | United Kingdom | Hill of Fiddes |  | GBR0003968 | 6.9 | 57.3109 | -2.1096 | Wind |  |  |  |  | Infinis previously Broadview Energy | UK Renewable Energy Planning Database | https://www.gov.uk/government/collections/renewable-energy-planning-data | UK Renewable Energy Planning Database | 1079137 | [13 empty] | 17.39 | NO-ESTIMATION | NO-ESTIMATION | NO-ESTIMATION | WIND-V1 | WIND-V1 | 28.77%
GBR | United Kingdom | Cairnmore Farm |  | GBR0002724 | 2.6 | 57.3153 | -2.8137 | Wind | [5 empty] | UK Renewable Energy Planning Database | https://www.gov.uk/government/collections/renewable-energy-planning-data | UK Renewable Energy Planning Database | [14 empty] | 6.55 | NO-ESTIMATION | NO-ESTIMATION | NO-ESTIMATION | WIND-V1 | WIND-V1 | 28.76%
GBR | United Kingdom | Upper Wheedlemont Farm |  | GBR2001043 | 1.7 | 57.3233 | -2.8752 | Wind |  |  |  |  | J & AÂ Wilson Ltd | UK Renewable Energy Planning Database | https://www.gov.uk/government/collections/renewable-energy-planning-data | UK Renewable Energy Planning Database | [14 empty] | 4.28 | NO-ESTIMATION | NO-ESTIMATION | NO-ESTIMATION | WIND-V1 | WIND-V1 | 28.74%
GBR | United Kingdom | Farr |  | GBR0004676 | 92 | 57.3339 | -4.1030 | Wind |  |  |  |  | Innogy (formerly RWE npower) | UK Renewable Energy Planning Database | https://www.gov.uk/government/collections/renewable-energy-planning-data | UK Renewable Energy Planning Database | 1061620 | [13 empty] | 231.92 | NO-ESTIMATION | NO-ESTIMATION | NO-ESTIMATION | NO-ESTIMATION | WIND-V1 | 28.78%
GBR | United Kingdom | Hill of Tillymorgan (Kirkton Farm) Wind turbines (resubmission) |  | GBR0003911 | 9.6 | 57.3441 | -2.6104 | Wind |  |  |  |  | LocoGen/ Green Cat Renewables | UK Renewable Energy Planning Database | https://www.gov.uk/government/collections/renewable-energy-planning-data | UK Renewable Energy Planning Database | [14 empty] | 24.2 | NO-ESTIMATION | NO-ESTIMATION | NO-ESTIMATION | NO-ESTIMATION | WIND-V1 | 28.78%
GBR | United Kingdom | Dorenell Wind Farm (Previously Site A and B Scaut Hill) |  | GBR2001057 | 177 | 57.3509 | -3.1317 | Wind |  |  |  |  | EDF Energy Renewables/ Infinergy | UK Renewable Energy Planning Database | https://www.gov.uk/government/collections/renewable-energy-planning-data | UK Renewable Energy Planning Database | [14 empty] | 446.2 | NO-ESTIMATION | NO-ESTIMATION | NO-ESTIMATION | NO-ESTIMATION | WIND-V1 | 28.78%
GBR | United Kingdom | Clashindarroch |  | GBR0004623 | 36.9 | 57.3665 | -2.8661 | Wind |  |  |  |  | Vattenfall Wind Power | UK Renewable Energy Planning Database | https://www.gov.uk/government/collections/renewable-energy-planning-data | UK Renewable Energy Planning Database | 1058039 | [13 empty] | 93.02 | NO-ESTIMATION | NO-ESTIMATION | NO-ESTIMATION | NO-ESTIMATION | WIND-V1 | 28.78%
GBR | United Kingdom | Hill of Easterton |  | GBR0003532 | 2.5 | 57.3761 | -2.3933 | Wind |  |  |  |  | Mackies Ltd. Agent: Colin G Anderson | UK Renewable Energy Planning Database | https://www.gov.uk/government/collections/renewable-energy-planning-data | UK Renewable Energy Planning Database | [14 empty] | 6.3 | NO-ESTIMATION | NO-ESTIMATION | NO-ESTIMATION | NO-ESTIMATION | WIND-V1 | 28.77%
GBR | United Kingdom | Hill of Easterton Extension |  | GBR0004056 | 2 | 57.3761 | -2.3933 | Wind |  |  |  |  | Mackies Ltd. Agent: Colin G Anderson | UK Renewable Energy Planning Database | https://www.gov.uk/government/collections/renewable-energy-planning-data | UK Renewable Energy Planning Database | [14 empty] | 5.04 | NO-ESTIMATION | NO-ESTIMATION | NO-ESTIMATION | NO-ESTIMATION | WIND-V1 | 28.77%
GBR | United Kingdom | Moy |  | GBR0003647 | 60 | 57.3888 | -4.0488 | Wind |  |  |  |  | Eneco | UK Renewable Energy Planning Database | https://www.gov.uk/government/collections/renewable-energy-planning-data | UK Renewable Energy Planning Database | 1101026 | [13 empty] | 151.25 | NO-ESTIMATION | NO-ESTIMATION | NO-ESTIMATION | NO-ESTIMATION | WIND-V1 | 28.78%
GBR | United Kingdom | Courtstone Wind Turbine |  | GBR0002782 | 2.3 | 57.3920 | -2.2610 | Wind | [5 empty] | UK Renewable Energy Planning Database | https://www.gov.uk/government/collections/renewable-energy-planning-data | UK Renewable Energy Planning Database | [14 empty] | 5.79 | NO-ESTIMATION | NO-ESTIMATION | NO-ESTIMATION | NO-ESTIMATION | WIND-V1 | 28.74%
GBR | United Kingdom | Tom Nan Clach (redesign) |  | GBR2001064 | 39 | 57.3929 | -3.8917 | Wind |  |  |  |  | Infinergy | UK Renewable Energy Planning Database | https://www.gov.uk/government/collections/renewable-energy-planning-data | UK Renewable Energy Planning Database | [14 empty] | 98.31 | NO-ESTIMATION | NO-ESTIMATION | NO-ESTIMATION | NO-ESTIMATION | WIND-V1 | 28.78%
GBR | United Kingdom | Upper Ardgrain Wind Farm |  | GBR0003524 | 2.4 | 57.4064 | -2.0598 | Wind |  |  |  |  | Green Cat Renewables | UK Renewable Energy Planning Database | https://www.gov.uk/government/collections/renewable-energy-planning-data | UK Renewable Energy Planning Database | 1103504 | [13 empty] | 6.05 | NO-ESTIMATION | NO-ESTIMATION | NO-ESTIMATION | NO-ESTIMATION | WIND-V1 | 28.78%
GBR | United Kingdom | Denhill |  | GBR0003403 | 2.3 | 57.4112 | -2.3410 | Wind | [5 empty] | UK Renewable Energy Planning Database | https://www.gov.uk/government/collections/renewable-energy-planning-data | UK Renewable Energy Planning Database | [14 empty] | 5.79 | NO-ESTIMATION | NO-ESTIMATION | WIND-V1 | WIND-V1 | WIND-V1 | 28.74%
GBR | United Kingdom | St Johns Wells Wind Cluster Extension |  | GBR0003840 | 3.2 | 57.4182 | -2.3353 | Wind |  |  |  |  | Green Cat Renewables | UK Renewable Energy Planning Database | https://www.gov.uk/government/collections/renewable-energy-planning-data | UK Renewable Energy Planning Database | [14 empty] | 8.06 | NO-ESTIMATION | NO-ESTIMATION | NO-ESTIMATION | NO-ESTIMATION | WIND-V1 | 28.75%
GBR | United Kingdom | Skelmonae Wind Farm |  | GBR0003075 | 3.2 | 57.4208 | -2.1898 | Wind |  |  |  |  | David Smith | UK Renewable Energy Planning Database | https://www.gov.uk/government/collections/renewable-energy-planning-data | UK Renewable Energy Planning Database | [14 empty] | 8.06 | NO-ESTIMATION | NO-ESTIMATION | NO-ESTIMATION | NO-ESTIMATION | WIND-V1 | 28.75%
GBR | United Kingdom | Glens of Foudland |  | GBR0003311 | 26 | 57.4253 | -2.6361 | Wind |  |  |  |  | Green Investment Bank (Blackrock) | UK Renewable Energy Planning Database | https://www.gov.uk/government/collections/renewable-energy-planning-data | UK Renewable Energy Planning Database | 1052973 | [13 empty] | 65.54 | NO-ESTIMATION | NO-ESTIMATION | NO-ESTIMATION | NO-ESTIMATION | WIND-V1 | 28.78%
GBR | United Kingdom | St John's Well |  | GBR0002999 | 2.4 | 57.4266 | -2.3252 | Wind |  |  |  |  | Green Cat Renewables | UK Renewable Energy Planning Database | https://www.gov.uk/government/collections/renewable-energy-planning-data | UK Renewable Energy Planning Database | 1103502 | [13 empty] | 6.05 | NO-ESTIMATION | NO-ESTIMATION | WIND-V1 | WIND-V1 | WIND-V1 | 28.78%
GBR | United Kingdom | Methlick Farmers Wind Energy Project |  | GBR0003548 | 12 | 57.4276 | -2.2431 | Wind |  |  |  |  | Orkney Sustainable Energy Ltd | UK Renewable Energy Planning Database | https://www.gov.uk/government/collections/renewable-energy-planning-data | UK Renewable Energy Planning Database | [14 empty] | 30.25 | NO-ESTIMATION | NO-ESTIMATION | NO-ESTIMATION | NO-ESTIMATION | WIND-V1 | 28.78%
GBR | United Kingdom | Haddo |  | GBR0003404 | 4.6 | 57.4287 | -2.3076 | Wind | [5 empty] | UK Renewable Energy Planning Database | https://www.gov.uk/government/collections/renewable-energy-planning-data | UK Renewable Energy Planning Database | [14 empty] | 11.59 | NO-ESTIMATION | NO-ESTIMATION | NO-ESTIMATION | NO-ESTIMATION | WIND-V1 | 28.76%
GBR | United Kingdom | Ben Aketil |  | GBR0003135 | 27.6 | 57.4298 | -6.4583 | Wind |  |  |  |  | RDC Scotland Ltd (Renewable Development Co.) | UK Renewable Energy Planning Database | https://www.gov.uk/government/collections/renewable-energy-planning-data | UK Renewable Energy Planning Database | 1072384 | [13 empty] | 69.57 | NO-ESTIMATION | NO-ESTIMATION | NO-ESTIMATION | WIND-V1 | WIND-V1 | 28.77%
GBR | United Kingdom | Ben Aketil Extension |  | GBR0003668 | 2.6 | 57.4298 | -6.4583 | Wind |  |  |  |  | Ben Aketil Wind Energy Ltd | UK Renewable Energy Planning Database | https://www.gov.uk/government/collections/renewable-energy-planning-data | UK Renewable Energy Planning Database | [14 empty] | 6.55 | NO-ESTIMATION | NO-ESTIMATION | NO-ESTIMATION | WIND-V1 | WIND-V1 | 28.76%
GBR | United Kingdom | Yonderton Farm |  | GBR0003723 | 1 | 57.4308 | -1.9419 | Wind |  |  |  |  | Green Cat Renewables | UK Renewable Energy Planning Database | https://www.gov.uk/government/collections/renewable-energy-planning-data | UK Renewable Energy Planning Database | [14 empty] | 2.52 | NO-ESTIMATION | NO-ESTIMATION | NO-ESTIMATION | WIND-V1 | WIND-V1 | 28.77%
GBR | United Kingdom | Paul's Hill |  | GBR0004687 | 64 | 57.4462 | -3.4762 | Wind |  |  |  |  | Fred Olsen Renewables | UK Renewable Energy Planning Database | https://www.gov.uk/government/collections/renewable-energy-planning-data | UK Renewable Energy Planning Database | 1056943 | [13 empty] | 161.34 | NO-ESTIMATION | NO-ESTIMATION | NO-ESTIMATION | WIND-V1 | WIND-V1 | 28.78%
GBR | United Kingdom | Berry Burn |  | GBR0004261 | 66.7 | 57.4466 | -3.4754 | Wind |  |  |  |  | Statkraft | UK Renewable Energy Planning Database | https://www.gov.uk/government/collections/renewable-energy-planning-data | UK Renewable Energy Planning Database | 1061465 | [13 empty] | 168.14 | NO-ESTIMATION | NO-ESTIMATION | NO-ESTIMATION | WIND-V1 | WIND-V1 | 28.78%
GBR | United Kingdom | Dummuie |  | GBR0003200 | 12.3 | 57.4511 | -2.6915 | Wind |  |  |  |  | Tetro Energy Ltd (ECO2) | UK Renewable Energy Planning Database | https://www.gov.uk/government/collections/renewable-energy-planning-data | UK Renewable Energy Planning Database | 1065150 | [13 empty] | 31 | NO-ESTIMATION | NO-ESTIMATION | NO-ESTIMATION | WIND-V1 | WIND-V1 | 28.77%
GBR | United Kingdom | Hill of Skilmafilly Cloffrickford (Denmore) Wind Farm |  | GBR0004170 | 6.9 | 57.4535 | -2.1647 | Wind |  |  |  |  | SAC Environment And Design | UK Renewable Energy Planning Database | https://www.gov.uk/government/collections/renewable-energy-planning-data | UK Renewable Energy Planning Database | [14 empty] | 17.39 | NO-ESTIMATION | NO-ESTIMATION | NO-ESTIMATION | WIND-V1 | WIND-V1 | 28.77%
GBR | United Kingdom | Gordonstown |  | GBR0003666 | 12.5 | 57.4619 | -2.4828 | Wind |  |  |  |  | Ventient (formerly Infinis) | UK Renewable Energy Planning Database | https://www.gov.uk/government/collections/renewable-energy-planning-data | UK Renewable Energy Planning Database | 1075815 | [13 empty] | 31.51 | NO-ESTIMATION | NO-ESTIMATION | NO-ESTIMATION | WIND-V1 | WIND-V1 | 28.78%
GBR | United Kingdom | Cairnborrow - resubmission |  | GBR0004350 | 10 | 57.4639 | -2.8992 | Wind |  |  |  |  | Engie (GDF Suez) | UK Renewable Energy Planning Database | https://www.gov.uk/government/collections/renewable-energy-planning-data | UK Renewable Energy Planning Database | 1109250 | [13 empty] | 25.2 | NO-ESTIMATION | NO-ESTIMATION | NO-ESTIMATION | NO-ESTIMATION | WIND-V1 | 28.77%
GBR | United Kingdom | Edinbane |  | GBR0004674 | 41 | 57.4691 | -6.4322 | Wind |  |  |  |  | Vattenfall | UK Renewable Energy Planning Database | https://www.gov.uk/government/collections/renewable-energy-planning-data | UK Renewable Energy Planning Database | 1060935 | [13 empty] | 103.35 | NO-ESTIMATION | NO-ESTIMATION | NO-ESTIMATION | WIND-V1 | WIND-V1 | 28.78%
GBR | United Kingdom | Hill of Balquhindachy extension |  | GBR0002758 | 1.7 | 57.4724 | -2.2410 | Wind | [5 empty] | UK Renewable Energy Planning Database | https://www.gov.uk/government/collections/renewable-energy-planning-data | UK Renewable Energy Planning Database | [14 empty] | 4.28 | NO-ESTIMATION | NO-ESTIMATION | NO-ESTIMATION | WIND-V1 | WIND-V1 | 28.74%
GBR | United Kingdom | West Knock Wind Cluster |  | GBR0003681 | 2.4 | 57.4938 | -2.0268 | Wind |  |  |  |  | West Knock Farm | UK Renewable Energy Planning Database | https://www.gov.uk/government/collections/renewable-energy-planning-data | UK Renewable Energy Planning Database | 1103507 | [13 empty] | 6.05 | NO-ESTIMATION | NO-ESTIMATION | NO-ESTIMATION | WIND-V1 | WIND-V1 | 28.78%
GBR | United Kingdom | Shielburn Farm |  | GBR0003784 | 6.9 | 57.4998 | -2.5420 | Wind |  |  |  |  | Green Cat Renewables | UK Renewable Energy Planning Database | https://www.gov.uk/government/collections/renewable-energy-planning-data | UK Renewable Energy Planning Database | [14 empty] | 17.39 | NO-ESTIMATION | NO-ESTIMATION | NO-ESTIMATION | WIND-V1 | WIND-V1 | 28.77%
GBR | United Kingdom | Edintore Wind Farm |  | GBR0004072 | 18 | 57.5057 | -2.9625 | Wind |  |  |  |  | Vento Ludens | UK Renewable Energy Planning Database | https://www.gov.uk/government/collections/renewable-energy-planning-data | UK Renewable Energy Planning Database | [14 empty] | 45.37 | NO-ESTIMATION | NO-ESTIMATION | NO-ESTIMATION | WIND-V1 | WIND-V1 | 28.77%
GBR | United Kingdom | Hywind Scotland Pilot Park (Hywind 2) Demonstrator |  | GBR0002479 | 30 | 57.5075 | -1.4426 | Wind |  |  |  |  | Statoil | UK Renewable Energy Planning Database | https://www.gov.uk/government/collections/renewable-energy-planning-data | UK Renewable Energy Planning Database | [14 empty] | 75.62 | NO-ESTIMATION | NO-ESTIMATION | NO-ESTIMATION | WIND-V1 | WIND-V1 | 28.77%
GBR | United Kingdom | Hill of Glaschyle Wind Farm |  | GBR0004381 | 27.6 | 57.5105 | -3.6156 | Wind |  |  |  |  | Muirden Energy | UK Renewable Energy Planning Database | https://www.gov.uk/government/collections/renewable-energy-planning-data | UK Renewable Energy Planning Database | [14 empty] | 69.57 | NO-ESTIMATION | NO-ESTIMATION | NO-ESTIMATION | WIND-V1 | WIND-V1 | 28.77%
GBR | United Kingdom | Fairburn |  | GBR0004675 | 40 | 57.5329 | -4.6315 | Wind |  |  |  |  | Scottish and Southern Energy (SSE) | UK Renewable Energy Planning Database | https://www.gov.uk/government/collections/renewable-energy-planning-data | UK Renewable Energy Planning Database | 1071828 | [13 empty] | 100.83 | NO-ESTIMATION | NO-ESTIMATION | NO-ESTIMATION | WIND-V1 | WIND-V1 | 28.78%
GBR | United Kingdom | Rothes |  | GBR0003534 | 51 | 57.5373 | -3.3630 | Wind |  |  |  |  | Natural Power Consultants | UK Renewable Energy Planning Database | https://www.gov.uk/government/collections/renewable-energy-planning-data | UK Renewable Energy Planning Database | 1059067 | [13 empty] | 128.56 | NO-ESTIMATION | NO-ESTIMATION | NO-ESTIMATION | WIND-V1 | WIND-V1 | 28.78%
GBR | United Kingdom | Rothes 2 |  | GBR0003951 | 41.4 | 57.5373 | -3.3630 | Wind |  |  |  |  | Fred Olsen Renewables | UK Renewable Energy Planning Database | https://www.gov.uk/government/collections/renewable-energy-planning-data | UK Renewable Energy Planning Database | 1059067 | [13 empty] | 104.36 | NO-ESTIMATION | NO-ESTIMATION | NO-ESTIMATION | WIND-V1 | WIND-V1 | 28.78%
GBR | United Kingdom | Bogenlea Farm |  | GBR0004346 | 2.3 | 57.5663 | -2.2999 | Wind |  |  |  |  | Eco2 | UK Renewable Energy Planning Database | https://www.gov.uk/government/collections/renewable-energy-planning-data | UK Renewable Energy Planning Database | [14 empty] | 5.79 | NO-ESTIMATION | NO-ESTIMATION | NO-ESTIMATION | WIND-V1 | WIND-V1 | 28.74%
GBR | United Kingdom | KELLAS WIND FARM |  | GBR0004303 | 18.4 | 57.5677 | -3.3960 | Wind |  |  |  |  | Renewable Energy Ventures | UK Renewable Energy Planning Database | https://www.gov.uk/government/collections/renewable-energy-planning-data | UK Renewable Energy Planning Database | [14 empty] | 46.38 | NO-ESTIMATION | NO-ESTIMATION | NO-ESTIMATION | WIND-V1 | WIND-V1 | 28.77%
GBR | United Kingdom | St Fergus Moss Wind Farm |  | GBR0002741 | 6 | 57.5720 | -1.9111 | Wind |  |  |  |  | Greenspan Electric St Fergus Ltd | UK Renewable Energy Planning Database | https://www.gov.uk/government/collections/renewable-energy-planning-data | UK Renewable Energy Planning Database | [14 empty] | 15.12 | NO-ESTIMATION | NO-ESTIMATION | NO-ESTIMATION | NO-ESTIMATION | NO-ESTIMATION | 28.77%
GBR | United Kingdom | Auchinderran Wind Farm |  | GBR0003806 | 2.4 | 57.5814 | -2.6468 | Wind |  |  |  |  | Green Cat Renewables | UK Renewable Energy Planning Database | https://www.gov.uk/government/collections/renewable-energy-planning-data | UK Renewable Energy Planning Database | [14 empty] | 6.05 | SOLAR-V1-NO-AGE | SOLAR-V1-NO-AGE | SOLAR-V1-NO-AGE | SOLAR-V1-NO-AGE | SOLAR-V1-NO-AGE | 28.78%
GBR | United Kingdom | Land at Overside and Greenwellheads Farms |  | GBR0003802 | 9.2 | 57.5822 | -1.8993 | Wind |  |  |  |  | Greenside Wind Energy Ltd | UK Renewable Energy Planning Database | https://www.gov.uk/government/collections/renewable-energy-planning-data | UK Renewable Energy Planning Database | [14 empty] | 23.19 | NO-ESTIMATION | NO-ESTIMATION | NO-ESTIMATION | NO-ESTIMATION | NO-ESTIMATION | 28.77%
GBR | United Kingdom | Yonderton Wind Cluster |  | GBR0003836 | 4.6 | 57.5870 | -2.4166 | Wind |  |  |  |  | Wilson Strachan | UK Renewable Energy Planning Database | https://www.gov.uk/government/collections/renewable-energy-planning-data | UK Renewable Energy Planning Database | [14 empty] | 11.59 | NO-ESTIMATION | NO-ESTIMATION | NO-ESTIMATION | NO-ESTIMATION | NO-ESTIMATION | 28.76%
GBR | United Kingdom | North Red Bog |  | GBR0002965 | 1.6 | 57.5876 | -2.0091 | Wind |  |  |  |  | Green Cat Renewables | UK Renewable Energy Planning Database | https://www.gov.uk/government/collections/renewable-energy-planning-data | UK Renewable Energy Planning Database | [14 empty] | 4.03 | NO-ESTIMATION | NO-ESTIMATION | NO-ESTIMATION | NO-ESTIMATION | NO-ESTIMATION | 28.75%
GBR | United Kingdom | Deuchries |  | GBR2001061 | 6.9 | 57.5907 | -2.6157 | Wind |  |  |  |  | Force 9 Energy / Catamount Energy/ Green Cat | UK Renewable Energy Planning Database | https://www.gov.uk/government/collections/renewable-energy-planning-data | UK Renewable Energy Planning Database | [14 empty] | 17.39 | NO-ESTIMATION | NO-ESTIMATION | NO-ESTIMATION | NO-ESTIMATION | NO-ESTIMATION | 28.77%
GBR | United Kingdom | Gairnieston Farm |  | GBR0003405 | 2.3 | 57.5936 | -2.4240 | Wind | [5 empty] | UK Renewable Energy Planning Database | https://www.gov.uk/government/collections/renewable-energy-planning-data | UK Renewable Energy Planning Database | 1103433 | [13 empty] | 5.79 | NO-ESTIMATION | NO-ESTIMATION | NO-ESTIMATION | NO-ESTIMATION | CAPACITY-FACTOR-V1 | 28.74%
GBR | United Kingdom | Greenhill Croft |  | GBR0003698 | 4.6 | 57.5946 | -2.2011 | Wind |  |  |  |  | Green Cat Renewables | UK Renewable Energy Planning Database | https://www.gov.uk/government/collections/renewable-energy-planning-data | UK Renewable Energy Planning Database | [14 empty] | 11.59 | NO-ESTIMATION | NO-ESTIMATION | NO-ESTIMATION | NO-ESTIMATION | CAPACITY-FACTOR-V1 | 28.76%
GBR | United Kingdom | Myreton Crossroads |  | GBR0003804 | 1.6 | 57.5990 | -2.8425 | Wind |  |  |  |  | Seren Energy | UK Renewable Energy Planning Database | https://www.gov.uk/government/collections/renewable-energy-planning-data | UK Renewable Energy Planning Database | [14 empty] | 4.03 | NO-ESTIMATION | NO-ESTIMATION | NO-ESTIMATION | NO-ESTIMATION | NO-ESTIMATION | 28.75%
GBR | United Kingdom | Netherton of Windyhills |  | GBR0003691 | 4.6 | 57.6027 | -2.8559 | Wind |  |  |  |  | Strathdee Energy | UK Renewable Energy Planning Database | https://www.gov.uk/government/collections/renewable-energy-planning-data | UK Renewable Energy Planning Database | [14 empty] | 11.59 | HYDRO-V1 | HYDRO-V1 | HYDRO-V1 | HYDRO-V1 | HYDRO-V1 | 28.76%
GBR | United Kingdom | Little Byth |  | GBR0003722 | 4.5 | 57.6070 | -2.2901 | Wind |  |  |  |  | Lovie Ltd | UK Renewable Energy Planning Database | https://www.gov.uk/government/collections/renewable-energy-planning-data | UK Renewable Energy Planning Database | 1103448 | [13 empty] | 11.34 | NO-ESTIMATION | NO-ESTIMATION | NO-ESTIMATION | NO-ESTIMATION | CAPACITY-FACTOR-V1 | 28.77%
GBR | United Kingdom | Muirake |  | GBR0003594 | 4.6 | 57.6114 | -2.7244 | Wind |  |  |  |  | vento ludens | UK Renewable Energy Planning Database | https://www.gov.uk/government/collections/renewable-energy-planning-data | UK Renewable Energy Planning Database | 1103489 | [13 empty] | 11.59 | NO-ESTIMATION | NO-ESTIMATION | NO-ESTIMATION | NO-ESTIMATION | NO-ESTIMATION | 28.76%
GBR | United Kingdom | Mains of Hatton |  | GBR0003980 | 2.4 | 57.6153 | -2.0667 | Wind |  |  |  |  | Eco2 /GreenCAT | UK Renewable Energy Planning Database | https://www.gov.uk/government/collections/renewable-energy-planning-data | UK Renewable Energy Planning Database | 1103450 | [13 empty] | 6.05 | NO-ESTIMATION | NO-ESTIMATION | NO-ESTIMATION | NO-ESTIMATION | WIND-V1 | 28.78%
GBR | United Kingdom | Milton of Fisherie Wind Cluster |  | GBR0003809 | 4.6 | 57.6204 | -2.4191 | Wind |  |  |  |  | LocoGen | UK Renewable Energy Planning Database | https://www.gov.uk/government/collections/renewable-energy-planning-data | UK Renewable Energy Planning Database | [14 empty] | 11.59 | NO-ESTIMATION | NO-ESTIMATION | NO-ESTIMATION | NO-ESTIMATION | WIND-V1 | 28.76%
GBR | United Kingdom | House O'Hill |  | GBR0002923 | 5 | 57.6219 | -2.0425 | Wind |  |  |  |  | Green Cat Renewables | UK Renewable Energy Planning Database | https://www.gov.uk/government/collections/renewable-energy-planning-data | UK Renewable Energy Planning Database | 1103442 | [13 empty] | 12.6 | NO-ESTIMATION | NO-ESTIMATION | NO-ESTIMATION | NO-ESTIMATION | WIND-V1 | 28.77%
GBR | United Kingdom | Gawnsmoss Cluster |  | GBR0004892 | 2.4 | 57.6223 | -2.6130 | Wind |  |  |  |  | Farm Energy Consulting | UK Renewable Energy Planning Database | https://www.gov.uk/government/collections/renewable-energy-planning-data | UK Renewable Energy Planning Database | [14 empty] | 6.05 | NO-ESTIMATION | NO-ESTIMATION | NO-ESTIMATION | NO-ESTIMATION | WIND-V1 | 28.78%
GBR | United Kingdom | Hill of Towie |  | GBR0004014 | 48.3 | 57.6228 | -3.3410 | Wind |  |  |  |  | Renewable Energy Systems (RES) | UK Renewable Energy Planning Database | https://www.gov.uk/government/collections/renewable-energy-planning-data | UK Renewable Energy Planning Database | 1062641 | [13 empty] | 121.76 | NO-ESTIMATION | NO-ESTIMATION | NO-ESTIMATION | NO-ESTIMATION | CAPACITY-FACTOR-V1 | 28.78%
GBR | United Kingdom | Strath of Brydock |  | GBR0002708 | 6.9 | 57.6262 | -2.5811 | Wind |  |  |  |  | Duncan Greenenergy | UK Renewable Energy Planning Database | https://www.gov.uk/government/collections/renewable-energy-planning-data | UK Renewable Energy Planning Database | [14 empty] | 17.39 | NO-ESTIMATION | NO-ESTIMATION | NO-ESTIMATION | NO-ESTIMATION | NO-ESTIMATION | 28.77%
GBR | United Kingdom | Strath of Brydock |  | GBR0002922 | 4.6 | 57.6262 | -2.5811 | Wind |  |  |  |  | Green Cat Renewables | UK Renewable Energy Planning Database | https://www.gov.uk/government/collections/renewable-energy-planning-data | UK Renewable Energy Planning Database | 1080095 | [13 empty] | 11.59 | NO-ESTIMATION | NO-ESTIMATION | NO-ESTIMATION | NO-ESTIMATION | NO-ESTIMATION | 28.76%
GBR | United Kingdom | Lochluichart |  | GBR0004123 | 69 | 57.6546 | -4.8167 | Wind |  |  |  |  | Eneco | UK Renewable Energy Planning Database | https://www.gov.uk/government/collections/renewable-energy-planning-data | UK Renewable Energy Planning Database | 1064781 | [13 empty] | 173.94 | NO-ESTIMATION | NO-ESTIMATION | NO-ESTIMATION | NO-ESTIMATION | NO-ESTIMATION | 28.78%
GBR | United Kingdom | Mornflake Oats Wind Turbine |  | GBR0002822 | 2.3 | 57.6599 | -2.6462 | Wind |  |  |  |  | Mornflake Oats/ Hamlyns Oats | UK Renewable Energy Planning Database | https://www.gov.uk/government/collections/renewable-energy-planning-data | UK Renewable Energy Planning Database | [14 empty] | 5.79 | NO-ESTIMATION | NO-ESTIMATION | NO-ESTIMATION | NO-ESTIMATION | NO-ESTIMATION | 28.74%
GBR | United Kingdom | Easter Melrose Wind Energy Project |  | GBR0003819 | 1.5 | 57.6606 | -2.4175 | Wind |  |  |  |  | Melrose Farms | UK Renewable Energy Planning Database | https://www.gov.uk/government/collections/renewable-energy-planning-data | UK Renewable Energy Planning Database | [14 empty] | 3.78 | NO-ESTIMATION | NO-ESTIMATION | NO-ESTIMATION | NO-ESTIMATION | NO-ESTIMATION | 28.77%
GBR | United Kingdom | Boyndie |  | GBR0002691 | 16.3 | 57.6607 | -2.6518 | Wind |  |  |  |  | Boyndie Wind Farm | UK Renewable Energy Planning Database | https://www.gov.uk/government/collections/renewable-energy-planning-data | UK Renewable Energy Planning Database | 1059679 | [13 empty] | 41.09 | NO-ESTIMATION | NO-ESTIMATION | NO-ESTIMATION | NO-ESTIMATION | NO-ESTIMATION | 28.78%
GBR | United Kingdom | Boyndie Airfield |  | GBR0004671 | 16.7 | 57.6653 | -2.6390 | Wind |  |  |  |  | RDC Scotland Ltd/ Falck Renewables | UK Renewable Energy Planning Database | https://www.gov.uk/government/collections/renewable-energy-planning-data | UK Renewable Energy Planning Database | 1059679 | [13 empty] | 42.09 | NO-ESTIMATION | NO-ESTIMATION | NO-ESTIMATION | NO-ESTIMATION | NO-ESTIMATION | 28.77%
GBR | United Kingdom | Corriemoillie |  | GBR0004120 | 47.5 | 57.6687 | -4.7730 | Wind |  |  |  |  | EDF Energy Renewables | UK Renewable Energy Planning Database | https://www.gov.uk/government/collections/renewable-energy-planning-data | UK Renewable Energy Planning Database | [14 empty] | 119.74 | NO-ESTIMATION | NO-ESTIMATION | NO-ESTIMATION | NO-ESTIMATION | NO-ESTIMATION | 28.78%
GBR | United Kingdom | Lochluichart (Extension) |  | GBR0004395 | 18 | 57.6801 | -4.8414 | Wind |  |  |  |  | Infinergy | UK Renewable Energy Planning Database | https://www.gov.uk/government/collections/renewable-energy-planning-data | UK Renewable Energy Planning Database | [14 empty] | 45.37 | HYDRO-V1 | HYDRO-V1 | HYDRO-V1 | HYDRO-V1 | HYDRO-V1 | 28.77%
GBR | United Kingdom | Bendealt Wind Farm Highland |  | GBR0003296 | 9 | 57.7055 | -4.4267 | Wind |  |  |  |  | RWE npower | UK Renewable Energy Planning Database | https://www.gov.uk/government/collections/renewable-energy-planning-data | UK Renewable Energy Planning Database | [14 empty] | 22.68 | WIND-V1 | WIND-V1 | WIND-V1 | WIND-V1 | WIND-V1 | 28.77%
GBR | United Kingdom | Meall an Tuirc Wind Farm |  | GBR0003297 | 17 | 57.7100 | -4.4270 | Wind |  |  |  |  | RWE npower | UK Renewable Energy Planning Database | https://www.gov.uk/government/collections/renewable-energy-planning-data | UK Renewable Energy Planning Database | [14 empty] | 42.85 | NO-ESTIMATION | NO-ESTIMATION | NO-ESTIMATION | NO-ESTIMATION | NO-ESTIMATION | 28.77%
GBR | United Kingdom | Coire Na Cloiche Wind Farm |  | GBR2001044 | 29.9 | 57.7696 | -4.3732 | Wind |  |  |  |  | RockbySea | UK Renewable Energy Planning Database | https://www.gov.uk/government/collections/renewable-energy-planning-data | UK Renewable Energy Planning Database | [14 empty] | 75.37 | NO-ESTIMATION | NO-ESTIMATION | NO-ESTIMATION | NO-ESTIMATION | CAPACITY-FACTOR-V1 | 28.78%
GBR | United Kingdom | Beinn Tharsuinn |  | GBR0002991 | 29.75 | 57.7882 | -4.2482 | Wind |  |  |  |  | Midefearn Renewables | UK Renewable Energy Planning Database | https://www.gov.uk/government/collections/renewable-energy-planning-data | UK Renewable Energy Planning Database | 1061236 | [13 empty] | 74.99 | HYDRO-V1 | HYDRO-V1 | HYDRO-V1 | HYDRO-V1 | HYDRO-V1 | 28.77%
GBR | United Kingdom | Beinn Tharsuinn Windfarm Project |  | GBR0004669 | 29.8 | 57.8053 | -4.3290 | Wind |  |  |  |  | CRE Energy/ Scottish Power | UK Renewable Energy Planning Database | https://www.gov.uk/government/collections/renewable-energy-planning-data | UK Renewable Energy Planning Database | 1061236 | [13 empty] | 75.12 | HYDRO-V1 | HYDRO-V1 | HYDRO-V1 | HYDRO-V1 | HYDRO-V1 | 28.78%
GBR | United Kingdom | Monan Hill Wind Turbines |  | GBR0004629 | 1.5 | 57.9417 | -6.8318 | Wind |  |  |  |  | North Harris Trust | UK Renewable Energy Planning Database | https://www.gov.uk/government/collections/renewable-energy-planning-data | UK Renewable Energy Planning Database | [14 empty] | 3.78 | HYDRO-V1 | HYDRO-V1 | HYDRO-V1 | HYDRO-V1 | HYDRO-V1 | 28.77%
GBR | United Kingdom | Kilbraur |  | GBR0002673 | 67.5 | 57.9924 | -3.9787 | Wind |  |  |  |  | Falck Renewables | UK Renewable Energy Planning Database | https://www.gov.uk/government/collections/renewable-energy-planning-data | UK Renewable Energy Planning Database | 1068360 | [13 empty] | 170.16 | WIND-V1 | WIND-V1 | WIND-V1 | WIND-V1 | WIND-V1 | 28.78%
GBR | United Kingdom | Rosehall |  | GBR0004051 | 24.7 | 57.9956 | -4.5470 | Wind |  |  |  |  | E.On | UK Renewable Energy Planning Database | https://www.gov.uk/government/collections/renewable-energy-planning-data | UK Renewable Energy Planning Database | 1064779 | [13 empty] | 62.26 | NO-ESTIMATION | NO-ESTIMATION | NO-ESTIMATION | NO-ESTIMATION | CAPACITY-FACTOR-V1 | 28.77%
GBR | United Kingdom | Achany |  | GBR0003205 | 38 | 58.0019 | -4.5000 | Wind |  |  |  |  | Scottish and Southern Energy (SSE) | UK Renewable Energy Planning Database | https://www.gov.uk/government/collections/renewable-energy-planning-data | UK Renewable Energy Planning Database | 1071554 | [13 empty] | 95.79 | HYDRO-V1 | HYDRO-V1 | HYDRO-V1 | HYDRO-V1 | HYDRO-V1 | 28.78%
GBR | United Kingdom | Lairg Wind Farm |  | GBR0002796 | 7.5 | 58.0027 | -4.3487 | Wind |  |  |  |  | ABO Wind | UK Renewable Energy Planning Database | https://www.gov.uk/government/collections/renewable-energy-planning-data | UK Renewable Energy Planning Database | 1068362 | [13 empty] | 18.9 | NO-ESTIMATION | NO-ESTIMATION | NO-ESTIMATION | NO-ESTIMATION | NO-ESTIMATION | 28.77%
GBR | United Kingdom | Kilbraur Windfarm |  | GBR0003202 | 47.5 | 58.0404 | -4.0588 | Wind |  |  |  |  | Renewable Development Company (RDC) | UK Renewable Energy Planning Database | https://www.gov.uk/government/collections/renewable-energy-planning-data | UK Renewable Energy Planning Database | 1068360 | [13 empty] | 119.74 | NO-ESTIMATION | NO-ESTIMATION | NO-ESTIMATION | NO-ESTIMATION | CAPACITY-FACTOR-V1 | 28.78%
GBR | United Kingdom | Gordonbush |  | GBR0003662 | 70 | 58.0595 | -3.9591 | Wind |  |  |  |  | Scottish and Southern Energy (SSE) | UK Renewable Energy Planning Database | https://www.gov.uk/government/collections/renewable-energy-planning-data | UK Renewable Energy Planning Database | 1072915 | [13 empty] | 176.46 | NO-ESTIMATION | NO-ESTIMATION | NO-ESTIMATION | NO-ESTIMATION | CAPACITY-FACTOR-V1 | 28.78%
GBR | United Kingdom | Beatrice |  | GBR2001031 | 588 | 58.0882 | -2.9502 | Wind |  |  |  |  | Scottish & Southern Energy (SSE) / Repsol / CIP | UK Renewable Energy Planning Database | https://www.gov.uk/government/collections/renewable-energy-planning-data | UK Renewable Energy Planning Database | [14 empty] | 1482.32 | NO-ESTIMATION | NO-ESTIMATION | NO-ESTIMATION | NO-ESTIMATION | CAPACITY-FACTOR-V1 | 28.78%
GBR | United Kingdom | Arnish Moor |  | GBR0003306 | 3.9 | 58.1766 | -6.4383 | Wind |  |  |  |  | Arnish Electric Ltd / Farm Energy | UK Renewable Energy Planning Database | https://www.gov.uk/government/collections/renewable-energy-planning-data | UK Renewable Energy Planning Database | [14 empty] | 9.83 | NO-ESTIMATION | NO-ESTIMATION | NO-ESTIMATION | NO-ESTIMATION | CAPACITY-FACTOR-V1 | 28.77%
GBR | United Kingdom | Point Wind / Beinn Ghrideag Farm |  | GBR0004272 | 9 | 58.2079 | -6.4807 | Wind |  |  |  |  | Point Power & Energy Ltd / SgurrEnergy | UK Renewable Energy Planning Database | https://www.gov.uk/government/collections/renewable-energy-planning-data | UK Renewable Energy Planning Database | 1106065 | [13 empty] | 22.68 | NO-ESTIMATION | NO-ESTIMATION | NO-ESTIMATION | NO-ESTIMATION | CAPACITY-FACTOR-V1 | 28.77%
GBR | United Kingdom | Beatrice Demonstrator |  | GBR0002485 | 10 | 58.2528 | -2.8884 | Wind |  |  |  |  | Talisman Energy | UK Renewable Energy Planning Database | https://www.gov.uk/government/collections/renewable-energy-planning-data | UK Renewable Energy Planning Database | 1063674 | [13 empty] | 25.2 | NO-ESTIMATION | NO-ESTIMATION | NO-ESTIMATION | NO-ESTIMATION | CAPACITY-FACTOR-V1 | 28.77%
GBR | United Kingdom | Pentland Road |  | GBR0004063 | 13.8 | 58.2572 | -6.5108 | Wind |  |  |  |  | Arnish Electric Ltd / Farm Energy Ltd | UK Renewable Energy Planning Database | https://www.gov.uk/government/collections/renewable-energy-planning-data | UK Renewable Energy Planning Database | [14 empty] | 34.78 | NO-ESTIMATION | NO-ESTIMATION | NO-ESTIMATION | NO-ESTIMATION | CAPACITY-FACTOR-V1 | 28.77%
GBR | United Kingdom | Boulfruich |  | GBR0003126 | 13 | 58.2999 | -3.4434 | Wind |  |  |  |  | Mr and Mrs Hall | UK Renewable Energy Planning Database | https://www.gov.uk/government/collections/renewable-energy-planning-data | UK Renewable Energy Planning Database | [14 empty] | 32.77 | NO-ESTIMATION | NO-ESTIMATION | NO-ESTIMATION | NO-ESTIMATION | CAPACITY-FACTOR-V1 | 28.78%
GBR | United Kingdom | Burn of Whilk |  | GBR0004122 | 22.5 | 58.3568 | -3.2039 | Wind |  |  |  |  | RWE npower | UK Renewable Energy Planning Database | https://www.gov.uk/government/collections/renewable-energy-planning-data | UK Renewable Energy Planning Database | 1101815 | [13 empty] | 56.72 | HYDRO-V1 | HYDRO-V1 | HYDRO-V1 | HYDRO-V1 | HYDRO-V1 | 28.78%
GBR | United Kingdom | Loch Sminig Wind Project |  | GBR0003988 | 2.7 | 58.3836 | -6.4930 | Wind |  |  |  |  | Urras Oighreachd Ghabhsainn (Galson Estate Trust) | UK Renewable Energy Planning Database | https://www.gov.uk/government/collections/renewable-energy-planning-data | UK Renewable Energy Planning Database | [14 empty] | 6.8 | HYDRO-V1 | HYDRO-V1 | HYDRO-V1 | HYDRO-V1 | HYDRO-V1 | 28.75%
GBR | United Kingdom | Camster |  | GBR0004006 | 50 | 58.4087 | -3.2715 | Wind |  |  |  |  | E.ON UK | UK Renewable Energy Planning Database | https://www.gov.uk/government/collections/renewable-energy-planning-data | UK Renewable Energy Planning Database | 1062545 | [13 empty] | 126.04 | NO-ESTIMATION | NO-ESTIMATION | NO-ESTIMATION | NO-ESTIMATION | CAPACITY-FACTOR-V1 | 28.78%
GBR | United Kingdom | Bad a Cheo Wind Farm |  | GBR2001076 | 26.7 | 58.4205 | -3.4292 | Wind |  |  |  |  | Innogy | UK Renewable Energy Planning Database | https://www.gov.uk/government/collections/renewable-energy-planning-data | UK Renewable Energy Planning Database | [14 empty] | 67.3 | HYDRO-V1 | HYDRO-V1 | HYDRO-V1 | HYDRO-V1 | HYDRO-V1 | 28.77%
GBR | United Kingdom | Halsary Wind Farm |  | GBR2001074 | 34 | 58.4309 | -3.4444 | Wind |  |  |  |  | Scottish Power Renewables | UK Renewable Energy Planning Database | https://www.gov.uk/government/collections/renewable-energy-planning-data | UK Renewable Energy Planning Database | [14 empty] | 85.71 | NO-ESTIMATION | NO-ESTIMATION | WIND-V1 | WIND-V1 | WIND-V1 | 28.78%
GBR | United Kingdom | Wathegar 2 Wind Farm |  | GBR0004425 | 18.5 | 58.4352 | -3.2159 | Wind |  |  |  |  | BayWa r.e. | UK Renewable Energy Planning Database | https://www.gov.uk/government/collections/renewable-energy-planning-data | UK Renewable Energy Planning Database | [14 empty] | 46.63 | WIND-V1 | WIND-V1 | WIND-V1 | WIND-V1 | WIND-V1 | 28.77%
GBR | United Kingdom | Achairn |  | GBR0003285 | 6.2 | 58.4385 | -3.2015 | Wind |  |  |  |  | James and Ronald Innes | UK Renewable Energy Planning Database | https://www.gov.uk/government/collections/renewable-energy-planning-data | UK Renewable Energy Planning Database | [14 empty] | 15.62 | HYDRO-V1 | HYDRO-V1 | HYDRO-V1 | HYDRO-V1 | HYDRO-V1 | 28.76%
GBR | United Kingdom | Wathegar wind farm |  | GBR0003757 | 10 | 58.4393 | -3.2257 | Wind |  |  |  |  | Mr Danny Miller | UK Renewable Energy Planning Database | https://www.gov.uk/government/collections/renewable-energy-planning-data | UK Renewable Energy Planning Database | [14 empty] | 25.2 | HYDRO-V1 | HYDRO-V1 | HYDRO-V1 | HYDRO-V1 | HYDRO-V1 | 28.77%
GBR | United Kingdom | Causeymire |  | GBR0003108 | 48.3 | 58.4435 | -3.0854 | Wind |  |  |  |  | Innogy (formerly RWE npower) | UK Renewable Energy Planning Database | https://www.gov.uk/government/collections/renewable-energy-planning-data | UK Renewable Energy Planning Database | 1056284 | [13 empty] | 121.76 | HYDRO-V1 | HYDRO-V1 | HYDRO-V1 | HYDRO-V1 | HYDRO-V1 | 28.78%
GBR | United Kingdom | Bilbster |  | GBR0003207 | 3.9 | 58.4488 | -3.2498 | Wind |  |  |  |  | Donald Miller | UK Renewable Energy Planning Database | https://www.gov.uk/government/collections/renewable-energy-planning-data | UK Renewable Energy Planning Database | 1076495 | [13 empty] | 9.83 | HYDRO-V1 | HYDRO-V1 | HYDRO-V1 | HYDRO-V1 | HYDRO-V1 | 28.77%
GBR | United Kingdom | Achlachan Wind Farm |  | GBR2001060 | 10 | 58.4489 | -3.4546 | Wind |  |  |  |  | Whirlwind Renewables | UK Renewable Energy Planning Database | https://www.gov.uk/government/collections/renewable-energy-planning-data | UK Renewable Energy Planning Database | [14 empty] | 25.2 | NO-ESTIMATION | NO-ESTIMATION | NO-ESTIMATION | NO-ESTIMATION | CAPACITY-FACTOR-V1 | 28.77%
GBR | United Kingdom | Strathy North |  | GBR0004625 | 67.65 | 58.4900 | -4.0336 | Wind |  |  |  |  | Scottish and Southern Energy (SSE) | UK Renewable Energy Planning Database | https://www.gov.uk/government/collections/renewable-energy-planning-data | UK Renewable Energy Planning Database | 1084442 | [13 empty] | 170.54 | NO-ESTIMATION | NO-ESTIMATION | NO-ESTIMATION | NO-ESTIMATION | CAPACITY-FACTOR-V1 | 28.78%
GBR | United Kingdom | Betty Hill |  | GBR0003380 | 5 | 58.5356 | -4.1947 | Wind |  |  |  |  | North British Windpower Ltd | UK Renewable Energy Planning Database | https://www.gov.uk/government/collections/renewable-energy-planning-data | UK Renewable Energy Planning Database | 1103964 | [13 empty] | 12.6 | NO-ESTIMATION | NO-ESTIMATION | NO-ESTIMATION | NO-ESTIMATION | CAPACITY-FACTOR-V1 | 28.77%
GBR | United Kingdom | Baillie |  | GBR0004021 | 52.5 | 58.5679 | -3.6770 | Wind |  |  |  |  | Baillie Windfarm Ltd | UK Renewable Energy Planning Database | https://www.gov.uk/government/collections/renewable-energy-planning-data | UK Renewable Energy Planning Database | 1087198 | [13 empty] | 132.35 | NO-ESTIMATION | NO-ESTIMATION | NO-ESTIMATION | NO-ESTIMATION | CAPACITY-FACTOR-V1 | 28.78%
GBR | United Kingdom | Stroupster |  | GBR0003433 | 29.9 | 58.5719 | -3.1370 | Wind |  |  |  |  | Greencoat UK Wind/Bay Wa .r.e/ SunGift | UK Renewable Energy Planning Database | https://www.gov.uk/government/collections/renewable-energy-planning-data | UK Renewable Energy Planning Database | 1103454 | [13 empty] | 75.37 | NO-ESTIMATION | NO-ESTIMATION | NO-ESTIMATION | NO-ESTIMATION | CAPACITY-FACTOR-V1 | 28.78%
GBR | United Kingdom | Hill of Stroupster Windfarm |  | GBR0004121 | 29.9 | 58.5793 | -3.1324 | Wind |  |  |  |  | Greencoat UK Wind | UK Renewable Energy Planning Database | https://www.gov.uk/government/collections/renewable-energy-planning-data | UK Renewable Energy Planning Database | 1107697 | [13 empty] | 75.37 | NO-ESTIMATION | NO-ESTIMATION | NO-ESTIMATION | NO-ESTIMATION | CAPACITY-FACTOR-V1 | 28.78%
GBR | United Kingdom | Forss |  | GBR1000351 | 2 | 58.5927 | -3.5259 | Wind |  |  |  |  | Renewable Energy Systems Ltd | Department for Business Energy & Industrial Strategy | https://www.gov.uk/government/collections/digest-of-uk-energy-statistics-dukes | CARMA | 1057308 | [13 empty] | 5.04 | NO-ESTIMATION | NO-ESTIMATION | NO-ESTIMATION | NO-ESTIMATION | CAPACITY-FACTOR-V1 | 28.77%
GBR | United Kingdom | Forss Extension |  | GBR1000352 | 5.2 | 58.5927 | -3.5259 | Wind |  |  |  |  | Renewable Energy Systems Ltd | Department for Business Energy & Industrial Strategy | https://www.gov.uk/government/collections/digest-of-uk-energy-statistics-dukes | CARMA | 1057308 | [13 empty] | 13.1 | NO-ESTIMATION | NO-ESTIMATION | NO-ESTIMATION | NO-ESTIMATION | NO-ESTIMATION | 28.76%
GBR | United Kingdom | Lochend Wind Farm |  | GBR0004299 | 9.2 | 58.5951 | -3.2629 | Wind |  |  |  |  | Wind Harvest | UK Renewable Energy Planning Database | https://www.gov.uk/government/collections/renewable-energy-planning-data | UK Renewable Energy Planning Database | [14 empty] | 23.19 | NO-ESTIMATION | NO-ESTIMATION | NO-ESTIMATION | NO-ESTIMATION | CAPACITY-FACTOR-V1 | 28.77%
GBR | United Kingdom | Hill of Lybster |  | GBR0003309 | 4.9 | 58.6024 | -3.6881 | Wind |  |  |  |  | Fivestone Ltd (subsidiary of Abbey Produce) | UK Renewable Energy Planning Database | https://www.gov.uk/government/collections/renewable-energy-planning-data | UK Renewable Energy Planning Database | [14 empty] | 12.35 | HYDRO-V1 | HYDRO-V1 | HYDRO-V1 | HYDRO-V1 | HYDRO-V1 | 28.77%
GBR | United Kingdom | Hill of Lybster (Extension) |  | GBR0004679 | 5.2 | 58.6024 | -3.6881 | Wind |  |  |  |  | Renewable Energy Systems (RES) | UK Renewable Energy Planning Database | https://www.gov.uk/government/collections/renewable-energy-planning-data | UK Renewable Energy Planning Database | [14 empty] | 13.1 | HYDRO-V1 | HYDRO-V1 | HYDRO-V1 | HYDRO-V1 | HYDRO-V1 | 28.76%
GBR | United Kingdom | West Hill Flotta |  | GBR0002742 | 2 | 58.8270 | -3.1231 | Wind |  |  |  |  | Scotrenewables (Scotland) Ltd | UK Renewable Energy Planning Database | https://www.gov.uk/government/collections/renewable-energy-planning-data | UK Renewable Energy Planning Database | [14 empty] | 5.04 | NO-ESTIMATION | NO-ESTIMATION | NO-ESTIMATION | NO-ESTIMATION | CAPACITY-FACTOR-V1 | 28.77%
GBR | United Kingdom | Flotta |  | GBR0004678 | 1.8 | 58.8412 | -3.0973 | Wind |  |  |  |  | Scotwind (Scottish Renewables) | UK Renewable Energy Planning Database | https://www.gov.uk/government/collections/renewable-energy-planning-data | UK Renewable Energy Planning Database | [14 empty] | 4.53 | NO-ESTIMATION | NO-ESTIMATION | NO-ESTIMATION | NO-ESTIMATION | CAPACITY-FACTOR-V1 | 28.73%
GBR | United Kingdom | New Holland |  | GBR0003321 | 1 | 58.9133 | -2.8689 | Wind |  |  |  |  | Windflow UK | UK Renewable Energy Planning Database | https://www.gov.uk/government/collections/renewable-energy-planning-data | UK Renewable Energy Planning Database | 1106737 | [13 empty] | 2.52 | HYDRO-V1 | HYDRO-V1 | HYDRO-V1 | HYDRO-V1 | HYDRO-V1 | 28.77%
GBR | United Kingdom | Barns of Ayre Wind Turbines (2) |  | GBR0003902 | 1.8 | 58.9217 | -2.7156 | Wind |  |  |  |  | Ayre Energy/Aquatera Ltd | UK Renewable Energy Planning Database | https://www.gov.uk/government/collections/renewable-energy-planning-data | UK Renewable Energy Planning Database | [14 empty] | 4.53 | NO-ESTIMATION | NO-ESTIMATION | NO-ESTIMATION | NO-ESTIMATION | NO-ESTIMATION | 28.73%
GBR | United Kingdom | Hammar's Hill |  | GBR0002697 | 4.3 | 59.0957 | -3.0727 | Wind |  |  |  |  | Hammers Hill Energy Ltd | UK Renewable Energy Planning Database | https://www.gov.uk/government/collections/renewable-energy-planning-data | UK Renewable Energy Planning Database | [14 empty] | 10.84 | NO-ESTIMATION | NO-ESTIMATION | NO-ESTIMATION | NO-ESTIMATION | NO-ESTIMATION | 28.78%
GBR | United Kingdom | Bu Farm |  | GBR0004008 | 2.7 | 59.0973 | -2.6601 | Wind |  |  |  |  | Longearth Ltd/ Farm Energy | UK Renewable Energy Planning Database | https://www.gov.uk/government/collections/renewable-energy-planning-data | UK Renewable Energy Planning Database | 1057319 | [13 empty] | 6.8 | HYDRO-V1 | HYDRO-V1 | HYDRO-V1 | HYDRO-V1 | HYDRO-V1 | 28.75%
GBR | United Kingdom | Rothiesholm |  | GBR0003529 | 2.7 | 59.0973 | -2.6601 | Wind |  |  |  |  | Longearth Ltd / Farm Energy | UK Renewable Energy Planning Database | https://www.gov.uk/government/collections/renewable-energy-planning-data | UK Renewable Energy Planning Database | [14 empty] | 6.8 | HYDRO-V1 | HYDRO-V1 | HYDRO-V1 | HYDRO-V1 | HYDRO-V1 | 28.75%
GBR | United Kingdom | Thorfinn Wind Farm - NM2000 |  | GBR0003308 | 2.3 | 59.1090 | -3.1404 | Wind |  |  |  |  | Vestas | UK Renewable Energy Planning Database | https://www.gov.uk/government/collections/renewable-energy-planning-data | UK Renewable Energy Planning Database | 1103454 | [13 empty] | 5.79 | HYDRO-V1 | HYDRO-V1 | HYDRO-V1 | HYDRO-V1 | HYDRO-V1 | 28.74%
GBR | United Kingdom | Thorfinn Wind Farm - NM1500 |  | GBR0003120 | 1.5 | 59.1131 | -3.1438 | Wind |  |  |  |  | Vestas | UK Renewable Energy Planning Database | https://www.gov.uk/government/collections/renewable-energy-planning-data | UK Renewable Energy Planning Database | 1057320 | [13 empty] | 3.78 | HYDRO-V1 | HYDRO-V1 | HYDRO-V1 | HYDRO-V1 | HYDRO-V1 | 28.77%
GBR | United Kingdom | Burgar Hill |  | GBR0003307 | 5 | 59.1176 | -3.1492 | Wind |  |  |  |  | Orkney Sustainable Energy Ltd | UK Renewable Energy Planning Database | https://www.gov.uk/government/collections/renewable-energy-planning-data | UK Renewable Energy Planning Database | 1047652¦1060900 | [13 empty] | 12.6 | HYDRO-V1 | HYDRO-V1 | HYDRO-V1 | HYDRO-V1 | HYDRO-V1 | 28.77%
GBR | United Kingdom | Burgar Hill (land Near) Evie |  | GBR0003408 | 2.3 | 59.1176 | -3.1492 | Wind | [5 empty] | UK Renewable Energy Planning Database | https://www.gov.uk/government/collections/renewable-energy-planning-data | UK Renewable Energy Planning Database | 1047652 | [13 empty] | 5.79 | NO-ESTIMATION | NO-ESTIMATION | NO-ESTIMATION | NO-ESTIMATION | CAPACITY-FACTOR-V1 | 28.74%
GBR | United Kingdom | Spurness Extension |  | GBR0003837 | 10 | 59.1893 | -2.6925 | Wind |  |  |  |  | Scottish and Southern Energy (SSE) | UK Renewable Energy Planning Database | https://www.gov.uk/government/collections/renewable-energy-planning-data | UK Renewable Energy Planning Database | 1059374 | [13 empty] | 25.2 | NO-ESTIMATION | NO-ESTIMATION | NO-ESTIMATION | NO-ESTIMATION | CAPACITY-FACTOR-V1 | 28.77%
GBR | United Kingdom | Gallowhill |  | GBR0003693 | 1.8 | 59.2766 | -2.9822 | Wind |  |  |  |  | Colin Risbridger | UK Renewable Energy Planning Database | https://www.gov.uk/government/collections/renewable-energy-planning-data | UK Renewable Energy Planning Database | 1103434 | [13 empty] | 4.53 | NO-ESTIMATION | NO-ESTIMATION | NO-ESTIMATION | NO-ESTIMATION | CAPACITY-FACTOR-V1 | 28.73%
GBR | United Kingdom | Burradale Hill |  | GBR0003310 | 3.7 | 60.1648 | -1.2361 | Wind |  |  |  |  | Shetland Aerogenerators | UK Renewable Energy Planning Database | https://www.gov.uk/government/collections/renewable-energy-planning-data | UK Renewable Energy Planning Database | 1051899 | [13 empty] | 9.32 | NO-ESTIMATION | NO-ESTIMATION | NO-ESTIMATION | NO-ESTIMATION | CAPACITY-FACTOR-V1 | 28.75%
GBR | United Kingdom | Gremista Wind Farm |  | GBR0004075 | 3 | 60.1924 | -1.1671 | Wind |  |  |  |  | Shetland Aerogenerators | UK Renewable Energy Planning Database | https://www.gov.uk/government/collections/renewable-energy-planning-data | UK Renewable Energy Planning Database | [14 empty] | 7.56 | NO-ESTIMATION | NO-ESTIMATION | NO-ESTIMATION | NO-ESTIMATION | CAPACITY-FACTOR-V1 | 28.77%
GBR | United Kingdom | North Yell Wind Farm (Garth Community Wind Farm) |  | GBR2001042 | 4.5 | 60.6661 | -1.0052 | Wind |  |  |  |  | Garth Wind (North Yell Development Council) | UK Renewable Energy Planning Database | https://www.gov.uk/government/collections/renewable-energy-planning-data | UK Renewable Energy Planning Database | [14 empty] | 11.34 | SOLAR-V1-NO-AGE | SOLAR-V1-NO-AGE | SOLAR-V1-NO-AGE | SOLAR-V1-NO-AGE | SOLAR-V1-NO-AGE | 28.77%
GBR | United Kingdom | Milton Keynes Wind Farm |  | GBR0002968 | 14 | 52.1328 | -0.6865 | Wind |  |  |  |  | Gravis Capital Management | UK Renewable Energy Planning Database | https://www.gov.uk/government/collections/renewable-energy-planning-data | UK Renewable Energy Planning Database | 1089806 | [13 empty] | 35.29 | NO-ESTIMATION | NO-ESTIMATION | NO-ESTIMATION | NO-ESTIMATION | CAPACITY-FACTOR-V1 | 28.78% | 0.5 | 8.0571 | 0.07058
GBR | United Kingdom | Walney 2 |  | GBR0002506 | 184 | 54.0807 | -3.6090 | Wind |  |  |  |  | Orsted (formerly Dong Energy) | UK Renewable Energy Planning Database | https://www.gov.uk/government/collections/renewable-energy-planning-data | UK Renewable Energy Planning Database | [14 empty] | 463.85 | HYDRO-V1 | HYDRO-V1 | HYDRO-V1 | HYDRO-V1 | HYDRO-V1 | 28.78% | 0
GBR | United Kingdom | Braes of Doune Wind Farm |  | GBR0003119 | 72 | 56.2698 | -4.0589 | Wind |  |  |  |  | Greencoat UK Wind | UK Renewable Energy Planning Database | https://www.gov.uk/government/collections/renewable-energy-planning-data | UK Renewable Energy Planning Database | 1061827 | [13 empty] | 181.5 | NO-ESTIMATION | NO-ESTIMATION | NO-ESTIMATION | NO-ESTIMATION | WIND-V1 | 28.78% | 4.05 | 5.1158 | 0.044815
GBR | United Kingdom | Novar 2 |  | GBR0004013 | 36.8 | 57.7100 | -4.4270 | Wind |  |  |  |  | RWE npower | UK Renewable Energy Planning Database | https://www.gov.uk/government/collections/renewable-energy-planning-data | UK Renewable Energy Planning Database | [14 empty] | 92.77 | NO-ESTIMATION | NO-ESTIMATION | NO-ESTIMATION | NO-ESTIMATION | CAPACITY-FACTOR-V1 | 28.78% | 3 | 3.5301 | 0.030923
GBR | United Kingdom | Windy Standard |  | GBR0004527 | 21.6 | 55.2971 | -4.1829 | Wind |  |  |  |  | Fred Olsen Renewables | UK Renewable Energy Planning Database | https://www.gov.uk/government/collections/renewable-energy-planning-data | UK Renewable Energy Planning Database | 1023627 | [13 empty] | 54.45 | NO-ESTIMATION | NO-ESTIMATION | NO-ESTIMATION | NO-ESTIMATION | NO-ESTIMATION | 28.78% | 3.5 | 1.7759 | 0.015557
GBR | United Kingdom | Walney 1 |  | GBR0002500 | 184 | 54.0394 | -3.5158 | Wind |  |  |  |  | Orsted (formerly Dong Energy) | UK Renewable Energy Planning Database | https://www.gov.uk/government/collections/renewable-energy-planning-data | UK Renewable Energy Planning Database | [14 empty] | 463.85 | HYDRO-V1 | HYDRO-V1 | HYDRO-V1 | HYDRO-V1 | HYDRO-V1 | 28.78% | 30.4622 | 1.7382 | 0.015227
GBR | United Kingdom | West of Duddon Sands |  | GBR0002519 | 389 | 53.9851 | -3.4620 | Wind |  |  |  |  | Scottish Power Renewables & Orsted (formerly Dong Energy) | UK Renewable Energy Planning Database | https://www.gov.uk/government/collections/renewable-energy-planning-data | UK Renewable Energy Planning Database | 1087197 | [13 empty] | 980.65 | NO-ESTIMATION | NO-ESTIMATION | NO-ESTIMATION | NO-ESTIMATION | NO-ESTIMATION | 28.78% | 66 | 1.6962 | 0.014858
GBR | United Kingdom | Carno |  | GBR0002564 | 33.6 | 52.5494 | -3.6082 | Wind |  |  |  |  | RWE npower | UK Renewable Energy Planning Database | https://www.gov.uk/government/collections/renewable-energy-planning-data | UK Renewable Energy Planning Database | [14 empty] | 84.7 | NO-ESTIMATION | NO-ESTIMATION | NO-ESTIMATION | NO-ESTIMATION | CAPACITY-FACTOR-V1 | 28.78% | 6 | 1.6115 | 0.014117
GBR | United Kingdom | Walney 3 |  | GBR2001036 | 660 | 54.0900 | -3.7400 | Wind |  |  |  |  | Orsted (formerly Dong Energy) | UK Renewable Energy Planning Database | https://www.gov.uk/government/collections/renewable-energy-planning-data | UK Renewable Energy Planning Database | [14 empty] | 1663.83 | NO-ESTIMATION | NO-ESTIMATION | NO-ESTIMATION | NO-ESTIMATION | NO-ESTIMATION | 28.78% | 145 | 1.3099 | 0.011475
GBR | United Kingdom | London Array |  | GBR0002511 | 630 | 51.6217 | 1.4958 | Wind |  |  |  |  | Siemens Gamesa Renewable Energy | UK Renewable Energy Planning Database | https://www.gov.uk/government/collections/renewable-energy-planning-data | UK Renewable Energy Planning Database | [14 empty] | 1588.2 | NO-ESTIMATION | NO-ESTIMATION | NO-ESTIMATION | NO-ESTIMATION | NO-ESTIMATION | 28.78% | 245 | 0.74001 | 0.0064824
GBR | United Kingdom | Whitelee Windfarm Extension phase 2 |  | GBR0002757 | 109 | 55.6394 | -4.3176 | Wind | [5 empty] | UK Renewable Energy Planning Database | https://www.gov.uk/government/collections/renewable-energy-planning-data | UK Renewable Energy Planning Database | 1051566 | [13 empty] | 274.78 | NO-ESTIMATION | NO-ESTIMATION | NO-ESTIMATION | NO-ESTIMATION | CAPACITY-FACTOR-V1 | 28.78% | 55 | 0.57032 | 0.004996
GRC | Greece | Chonos |  | WRI1026624 | 4.5 | 35.2132 | 26.2265 | Wind |  |  |  | 2006.0 | TERNA | TERNA | http://www.terna-energy.com/activities/?catid=67e8558e-78c1-44cc-9d53-56994d9e6f7e&countryId=5a53c3a7-cff0-49a4-ba90-5538b3418e40 | WRI | 1073221 | [9 empty] | 10.73 | 9.55 | 9.87 | 10.26 | 10.15 | NO-ESTIMATION | NO-ESTIMATION | NO-ESTIMATION | NO-ESTIMATION | CAPACITY-FACTOR-V1 | 25.75%
GRC | Greece | LOGGARAKIA |  | WRI1026630 | 18 | 37.4790 | 23.1277 | Wind |  |  |  | 2014.0 | TERNA | TERNA | http://www.terna-energy.com/activities/?catid=67e8558e-78c1-44cc-9d53-56994d9e6f7e&countryId=5a53c3a7-cff0-49a4-ba90-5538b3418e40 | WRI | [12 empty] | 46.08 | 52.68 | 48.31 | NO-ESTIMATION | NO-ESTIMATION | NO-ESTIMATION | NO-ESTIMATION | CAPACITY-FACTOR-V1 | 30.64%
GRC | Greece | DERVENI-MIKRO DERVENI-SLIVA |  | WRI1026625 | 24 | 37.4791 | 23.1276 | Wind |  |  |  | 2015.0 | TERNA | TERNA | http://www.terna-energy.com/activities/?EntryId=a79cea9c-acfe-4705-b1f7-21db0e40e9ff&catid=67e8558e-78c1-44cc-9d53-56994d9e6f7e&countryId=5a53c3a7-cff0-49a4-ba90-5538b3418e40 | WRI | [13 empty] | 67.25 | 70.04 | SOLAR-V1-NO-AGE | SOLAR-V1-NO-AGE | SOLAR-V1-NO-AGE | SOLAR-V1-NO-AGE | SOLAR-V1-NO-AGE | 33.31%
GRC | Greece | KREKEZA MOUGOLIOS |  | WRI1026623 | 12 | 38.1582 | 23.5843 | Wind |  |  |  | 2011.0 | TERNA | TERNA | http://www.terna-energy.com/activities/?catid=67e8558e-78c1-44cc-9d53-56994d9e6f7e&countryId=5a53c3a7-cff0-49a4-ba90-5538b3418e40 | WRI | [10 empty] | 39.01 | 32.61 | 33.19 | 34.98 | 28.67 | SOLAR-V1-NO-AGE | SOLAR-V1-NO-AGE | SOLAR-V1-NO-AGE | SOLAR-V1-NO-AGE | SOLAR-V1-NO-AGE | 27.27%
GRC | Greece | GOURI MELES |  | WRI1026626 | 32.2 | 38.2118 | 23.4278 | Wind |  |  |  | 2014.0 | TERNA | TERNA | http://www.terna-energy.com/activities/?EntryId=ca636671-633e-442f-a6f1-3ca8d8256446&catid=67e8558e-78c1-44cc-9d53-56994d9e6f7e&countryId=5a53c3a7-cff0-49a4-ba90-5538b3418e40 | WRI | [12 empty] | 89.82 | 93.35 | 88.62 | NO-ESTIMATION | NO-ESTIMATION | NO-ESTIMATION | NO-ESTIMATION | CAPACITY-FACTOR-V1 | 31.42%
GRC | Greece | PERDIKOKORIFI |  | WRI1026634 | 14.45 | 38.2327 | 23.4986 | Wind |  |  |  | 2006.0 | TERNA | TERNA | http://www.terna-energy.com/activities/?catid=67e8558e-78c1-44cc-9d53-56994d9e6f7e&countryId=5a53c3a7-cff0-49a4-ba90-5538b3418e40 | WRI | 1073220 | [9 empty] | 34.62 | 34.91 | 37.85 | 36.44 | 31.47 | SOLAR-V1-NO-AGE | SOLAR-V1-NO-AGE | SOLAR-V1-NO-AGE | SOLAR-V1-NO-AGE | SOLAR-V1-NO-AGE | 24.86%
GRC | Greece | TSOUKA TSOUGARI |  | WRI1026622 | 12 | 38.2713 | 24.2366 | Wind |  |  |  | 2000.0 | TERNA | TERNA | http://www.terna-energy.com/activities/?catid=67e8558e-78c1-44cc-9d53-56994d9e6f7e&countryId=5a53c3a7-cff0-49a4-ba90-5538b3418e40 | WRI | 1053178 | [9 empty] | 24.07 | 23.76 | 17.35 | 17.54 | 18.31 | SOLAR-V1-NO-AGE | SOLAR-V1-NO-AGE | SOLAR-V1-NO-AGE | SOLAR-V1-NO-AGE | SOLAR-V1-NO-AGE | 17.42%
GRC | Greece | TSIKNA PRINIAS PROFITIS ILIAS PYRGARI |  | WRI1026627 | 11.2 | 38.2863 | 24.2386 | Wind |  |  |  | 2001.0 | TERNA | TERNA | http://www.terna-energy.com/activities/?EntryId=3a45cd7b-b8c9-4893-bfc2-4d24069c1e4e&catid=67e8558e-78c1-44cc-9d53-56994d9e6f7e&countryId=5a53c3a7-cff0-49a4-ba90-5538b3418e40 | WRI | [10 empty] | 20.77 | 22.76 | 15.80 | 14.80 | 15.66 | SOLAR-V1-NO-AGE | SOLAR-V1-NO-AGE | SOLAR-V1-NO-AGE | SOLAR-V1-NO-AGE | SOLAR-V1-NO-AGE | 15.96%
GRC | Greece | TSILIKOKA |  | WRI1026637 | 21 | 38.3313 | 24.1926 | Wind |  |  |  | 2000.0 | TERNA | TERNA | http://www.terna-energy.com/activities/?EntryId=09fa7ebf-932b-426b-b7cf-e8fe2170979c&catid=67e8558e-78c1-44cc-9d53-56994d9e6f7e&countryId=5a53c3a7-cff0-49a4-ba90-5538b3418e40 | WRI | 1053149 | [9 empty] | 51.50 | 42.70 | 37.57 | 37.93 | 37.71 | HYDRO-V1 | HYDRO-V1 | HYDRO-V1 | HYDRO-V1 | HYDRO-V1 | 20.5%
GRC | Greece | Pyrgari |  | WRI1026632 | 5.4 | 38.3489 | 24.2017 | Wind |  |  |  | 2001.0 | TERNA | TERNA | http://www.terna-energy.com/activities/?EntryId=b3776bd7-f4c3-42cd-9f01-93d454cd36b3&catid=67e8558e-78c1-44cc-9d53-56994d9e6f7e&countryId=5a53c3a7-cff0-49a4-ba90-5538b3418e40 | WRI | 1073222 | [9 empty] | 10.51 | 10.53 | 8.47 | 7.19 | 7.6 | HYDRO-V1 | HYDRO-V1 | HYDRO-V1 | HYDRO-V1 | HYDRO-V1 | 16.07%
GRC | Greece | DIDIMOS LOFOS |  | WRI1026621 | 26 | 41.0557 | 25.9811 | Wind |  |  |  | 2005.0 | TERNA | TERNA | http://www.terna-energy.com/activities/?EntryId=4b05f806-1cbf-4aa4-b3e9-00a780fc0e5d&catid=67e8558e-78c1-44cc-9d53-56994d9e6f7e&countryId=5a53c3a7-cff0-49a4-ba90-5538b3418e40 | WRI | 1060722 | [9 empty] | 60.42 | 63.28 | 63.21 | 60.56 | 57.58 | NO-ESTIMATION | NO-ESTIMATION | NO-ESTIMATION | NO-ESTIMATION | CAPACITY-FACTOR-V1 | 25.28%
GRC | Greece | MYTOULA |  | WRI1026633 | 34.2 | 41.0931 | 25.9346 | Wind |  |  |  | 2006.0 | TERNA | TERNA | http://www.terna-energy.com/activities/?EntryId=a1aad68d-4698-449d-a019-95fc4ccc3433&catid=67e8558e-78c1-44cc-9d53-56994d9e6f7e&countryId=5a53c3a7-cff0-49a4-ba90-5538b3418e40 | WRI | 1073223 | [9 empty] | 84.64 | 76.80 | 87.43 | 84.43 | 79.63 | SOLAR-V1-NO-AGE | SOLAR-V1-NO-AGE | SOLAR-V1-NO-AGE | SOLAR-V1-NO-AGE | SOLAR-V1-NO-AGE | 26.58%
GTM | Guatemala | San Antonio El Sitio |  | WRI1061452 | 48 | 14.3600 | -90.5560 | Wind |  |  |  | 2015.0 |  | Guatemala Energy Data Visualization Center at Universidad Rafael Landivar | http://incyt.org/indicadores/#1495159742418-0490dafa-25d5 | Guatemala Energy Data Visualization Center at Universidad Rafael Landivar | 1068953 |  |  |  |  | 122.38 |  |  |  | Guatemala Energy Data Visualization Center at Universidad Rafael Landivar |  |  |  | 94.82 | 90.67 | SOLAR-V1-NO-AGE | SOLAR-V1-NO-AGE | SOLAR-V1-NO-AGE | SOLAR-V1-NO-AGE | SOLAR-V1-NO-AGE | 21.56%
GTM | Guatemala | Viento Blanco |  | WRI1029291 | 23.1 | 14.3600 | -90.5560 | Wind |  |  |  | 2015.0 |  | Guatemala Energy Data Visualization Center at Universidad Rafael Landivar | http://incyt.org/indicadores/#1495159742418-0490dafa-25d5 | Guatemala Energy Data Visualization Center at Universidad Rafael Landivar | 1102113 |  |  |  |  | 92.7 |  |  |  | Guatemala Energy Data Visualization Center at Universidad Rafael Landivar |  |  |  | 43.05 | 41.06 | SOLAR-V1-NO-AGE | SOLAR-V1-NO-AGE | SOLAR-V1-NO-AGE | SOLAR-V1-NO-AGE | SOLAR-V1-NO-AGE | 20.29%
HND | Honduras | Cerra de Hula |  | WRI1029371 | 126 | 13.9321 | -87.2324 | Wind | [5 empty] | CDM | https://cdm.unfccc.int/Projects/projsearch.html | WRI | 1075306 | [13 empty] | 323.73 | SOLAR-V1-NO-AGE | SOLAR-V1-NO-AGE | SOLAR-V1-NO-AGE | SOLAR-V1-NO-AGE | SOLAR-V1-NO-AGE | 29.33%
IND | India | Udumalpet Wind Farm |  | WRI1026066 | 25.7 | 10.6143 | 77.2370 | Wind | [5 empty] | CDM | https://cdm.unfccc.int/Projects/DB/DNV-CUK1174563974.61/view | WRI | 1098982 | [13 empty] | 37.29 | SOLAR-V1-NO-AGE | SOLAR-V1-NO-AGE | SOLAR-V1-NO-AGE | SOLAR-V1-NO-AGE | SOLAR-V1-NO-AGE | 16.56%
IND | India | Kottamangalam Wind Farm |  | WRI1026067 | 56.25 | 10.6558 | 77.2471 | Wind | [5 empty] | CDM | https://cdm.unfccc.int/filestorage/a/1/0JPNG5S4A821KD6IUHWBOEYRVFTL3X.pdf/ALWE%20PDD_Ver%206%20_06.03.2013_%20Clean%20.pdf?t=dlV8b2picjMyfDAQ_TbHluMZz9jMHYOK8XbU | WRI | [14 empty] | 81.63 | HYDRO-V1 | HYDRO-V1 | HYDRO-V1 | HYDRO-V1 | HYDRO-V1 | 16.57%
IND | India | Anikkadavu Wind Farm |  | WRI1026347 | 19.8 | 10.7245 | 77.1893 | Wind |  |  |  |  | Madras Cement Limited | CDM | https://cdm.unfccc.int/Projects/DB/BVQI1379744232.36/viewhttps://cdm.unfccc.int/Projects/DB/LRQA%20Ltd1278588174.29/view | WRI | [14 empty] | 28.73 | NO-ESTIMATION | NO-ESTIMATION | NO-ESTIMATION | NO-ESTIMATION | CAPACITY-FACTOR-V1 | 16.56%
IND | India | Bannari Amman Spinning Mills Wind Power Project |  | WRI1026655 | 11.2 | 10.7389 | 77.4160 | Wind |  |  |  |  | Enercon India Ltd. | CDM | https://cdm.unfccc.int/filestorage/S/7/J/S7JBL0QFRHWA1DEZ2O4NUTG5Y6VKMP/PDD%20BASML%20Version%2003.pdf?t=Mmh8b2pxZWR0fDDj8zCpobgUeh2ry3t0r5N5 | WRI | [14 empty] | 16.25 | NO-ESTIMATION | NO-ESTIMATION | NO-ESTIMATION | NO-ESTIMATION | CAPACITY-FACTOR-V1 | 16.56%
IND | India | Tiruppur 2 |  | WRI1026097 | 1.5 | 10.7900 | 77.3300 | Wind | [5 empty] | CDM | https://cdm.unfccc.int/Projects/DB/PJR%20CDM1355461708.47/view | WRI | [14 empty] | 2.17 | NO-ESTIMATION | NO-ESTIMATION | NO-ESTIMATION | NO-ESTIMATION | CAPACITY-FACTOR-V1 | 16.51%
IND | India | Tiruppur |  | WRI1026098 | 1.5 | 10.8139 | 77.3785 | Wind | [5 empty] | CDM | https://cdm.unfccc.int/Projects/DB/PJR%20CDM1355461708.47/view | WRI | [14 empty] | 2.17 | SOLAR-V1-NO-AGE | SOLAR-V1-NO-AGE | SOLAR-V1-NO-AGE | SOLAR-V1-NO-AGE | SOLAR-V1-NO-AGE | 16.51%
IND | India | SWPPL Manurpalayam |  | WRI1026773 | 21 | 10.8166 | 77.3199 | Wind |  |  |  |  | SWPPL | CDM | https://cdm.unfccc.int/Projects/DB/BVQI1351312018.91/view | WRI | [14 empty] | 30.47 | SOLAR-V1-NO-AGE | SOLAR-V1-NO-AGE | SOLAR-V1-NO-AGE | SOLAR-V1-NO-AGE | SOLAR-V1-NO-AGE | 16.56%
IND | India | UPL Dharapuram Wind Farm |  | WRI1026759 | 1.7 | 10.8380 | 77.5123 | Wind |  |  |  |  | UPL | CDM | https://cdm.unfccc.int/Projects/DB/RWTUV1351718801.6/view | WRI | [14 empty] | 2.46 | HYDRO-V1 | HYDRO-V1 | HYDRO-V1 | HYDRO-V1 | HYDRO-V1 | 16.52%
IND | India | HZL Palladum Wind Farm |  | WRI1026656 | 21 | 10.8674 | 77.4588 | Wind |  |  |  |  | HZL | CDM | https://cdm.unfccc.int/Projects/DB/DNV-CUK1352807242.64/view | WRI | [14 empty] | 30.47 | HYDRO-V1 | HYDRO-V1 | HYDRO-V1 | HYDRO-V1 | HYDRO-V1 | 16.56%
IND | India | Sai Sulphonates Wind Mill |  | WRI1026657 | 1.5 | 10.9262 | 77.3841 | Wind |  |  |  |  | Sai Sulphonates | CDM | https://cdm.unfccc.int/Projects/DB/DNV-CUK1318484242.75/view | WRI | [14 empty] | 2.17 | HYDRO-V1 | HYDRO-V1 | HYDRO-V1 | HYDRO-V1 | HYDRO-V1 | 16.51%
IND | India | KS Oils Chinnakuyili Wind Farm |  | WRI1026340 | 12 | 10.9328 | 77.0912 | Wind |  |  |  |  | KS Oils | CDM | https://cdm.unfccc.int/Projects/DB/SGS-UKL1300103078.33/view | WRI | [14 empty] | 17.41 | SOLAR-V1-NO-AGE | SOLAR-V1-NO-AGE | SOLAR-V1-NO-AGE | SOLAR-V1-NO-AGE | SOLAR-V1-NO-AGE | 16.56%
IND | India | Kottathara Village Wind Farm |  | WRI1026775 | 3 | 11.0951 | 76.6709 | Wind | [5 empty] | CDM | https://cdm.unfccc.int/Projects/DB/BVQI1315830379.2/view | WRI | [14 empty] | 4.35 | SOLAR-V1-NO-AGE | SOLAR-V1-NO-AGE | SOLAR-V1-NO-AGE | SOLAR-V1-NO-AGE | SOLAR-V1-NO-AGE | 16.55%
IND | India | Enercon Chitradurga Wind Farm |  | WRI1026095 | 68.8 | 13.7276 | 76.5137 | Wind | [5 empty] | CDM | https://cdm.unfccc.int/Projects/DB/DNV-CUK1185356859.49/view | WRI | [14 empty] | 99.84 | NO-ESTIMATION | NO-ESTIMATION | NO-ESTIMATION | NO-ESTIMATION | CAPACITY-FACTOR-V1 | 16.57%
IND | India | NMDC Anehalu Wind Farm |  | WRI1026349 | 10.5 | 14.0980 | 76.3154 | Wind |  |  |  |  | NMDC | CDM | https://cdm.unfccc.int/Projects/DB/RWTUV1323884913.69/view | WRI | 1086597 | [13 empty] | 15.23 | NO-ESTIMATION | NO-ESTIMATION | NO-ESTIMATION | NO-ESTIMATION | CAPACITY-FACTOR-V1 | 16.56%
IND | India | Nallakonda Wind Farm |  | WRI1026351 | 50.4 | 14.1651 | 77.5713 | Wind |  |  |  |  | Tadas Wind Energy | CDM | https://cdm.unfccc.int/Projects/DB/LRQA%20Ltd1355495522.4/view | WRI | [14 empty] | 73.14 | HYDRO-V1 | HYDRO-V1 | HYDRO-V1 | HYDRO-V1 | HYDRO-V1 | 16.57%
IND | India | Arasinagundi Wind Farm |  | WRI1026068 | 13.2 | 14.4791 | 76.3482 | Wind | [5 empty] | CDM | https://cdm.unfccc.int/Projects/DB/DNV-CUK1216117082.43/view | WRI | 1079762 | [13 empty] | 19.15 | NO-ESTIMATION | NO-ESTIMATION | NO-ESTIMATION | NO-ESTIMATION | CAPACITY-FACTOR-V1 | 16.56%
IND | India | Anabura Wind Farm |  | WRI1026069 | 16.5 | 14.5751 | 76.3926 | Wind | [5 empty] | CDM | https://cdm.unfccc.int/Projects/DB/DNV-CUK1216117082.43/view | WRI | [14 empty] | 23.94 | SOLAR-V1-NO-AGE | SOLAR-V1-NO-AGE | SOLAR-V1-NO-AGE | SOLAR-V1-NO-AGE | SOLAR-V1-NO-AGE | 16.56%
IND | India | GIWPP Telagi |  | WRI1026658 | 23.1 | 14.6534 | 75.8613 | Wind |  |  |  |  | Bangalore Electricity Supply Company Limited | CDM | https://cdm.unfccc.int/Projects/DB/RWTUV1323884772.8/view | WRI | 1078847 | [13 empty] | 33.52 | SOLAR-V1-NO-AGE | SOLAR-V1-NO-AGE | SOLAR-V1-NO-AGE | SOLAR-V1-NO-AGE | SOLAR-V1-NO-AGE | 16.56%
IND | India | Thimmapuram Wind Farm |  | WRI1026659 | 200 | 14.7053 | 77.3355 | Wind |  |  |  |  | Rayala Wind Power Company Private Limited | CDM | https://cdm.unfccc.int/Projects/DB/DNV-CUK1351859167.83/view | WRI | [14 empty] | 290.24 | NO-ESTIMATION | NO-ESTIMATION | NO-ESTIMATION | NO-ESTIMATION | CAPACITY-FACTOR-V1 | 16.57%
IND | India | Tadas wind farm |  | WRI1026660 | 100 | 15.1069 | 75.1661 | Wind |  |  |  |  | Tadas Wind Energy Private Limited | CDM | https://cdm.unfccc.int/Projects/DB/RINA1356126148.87/view | WRI | 1107633 | [13 empty] | 145.12 | NO-ESTIMATION | NO-ESTIMATION | NO-ESTIMATION | NO-ESTIMATION | CAPACITY-FACTOR-V1 | 16.57%
IND | India | MSPL Wind Farm |  | WRI1026070 | 78.9 | 15.1579 | 75.7965 | Wind |  |  |  |  | MSPL | CDM | https://cdm.unfccc.int/filestorage/I/M/8/IM82KOV79XD6W1FSRY0APUBQT5HNG3/PDD%20Version%203.1?t=eXJ8b2pkY3A3fDDe6Zq2yZtRMfXDrbXuYkLx | WRI | [14 empty] | 114.49 | SOLAR-V1-NO-AGE | SOLAR-V1-NO-AGE | SOLAR-V1-NO-AGE | SOLAR-V1-NO-AGE | SOLAR-V1-NO-AGE | 16.56%
IND | India | Hirewaddatti Wind Farm |  | WRI1026071 | 49 | 15.1997 | 75.7620 | Wind | [5 empty] | CDM | https://cdm.unfccc.int/filestorage/s/x/8LZ62R4VIOK570F3AWSBNTUECYJ9XD.pdf/3_Revsied_PDD_JAL_2013_01_08_Clean_mode.pdf?t=VkZ8b2pkY2xwfDD7-5fVv-HnyeV-IOsi3cee | WRI | [14 empty] | 71.1 | SOLAR-V1-NO-AGE | SOLAR-V1-NO-AGE | SOLAR-V1-NO-AGE | SOLAR-V1-NO-AGE | SOLAR-V1-NO-AGE | 16.56%
IND | India | Yelisirur wind power project |  | WRI1026776 | 25.5 | 15.2758 | 75.5811 | Wind | [5 empty] | CDM | https://cdm.unfccc.int/Projects/DB/TUEV-RHEIN1351077305.18/view | WRI | 1093046 | [13 empty] | 37 | SOLAR-V1-NO-AGE | SOLAR-V1-NO-AGE | SOLAR-V1-NO-AGE | SOLAR-V1-NO-AGE | SOLAR-V1-NO-AGE | 16.56%
IND | India | Tata Power Gadag Plains Wind Farm |  | WRI1026787 | 50.4 | 15.3302 | 75.5767 | Wind |  |  |  |  | Tata Power | CDM | https://cdm.unfccc.int/Projects/DB/RWTUV1352368180.64/view | WRI | 1077729 | [13 empty] | 73.14 | SOLAR-V1-NO-AGE | SOLAR-V1-NO-AGE | SOLAR-V1-NO-AGE | SOLAR-V1-NO-AGE | SOLAR-V1-NO-AGE | 16.57%
IND | India | Gadag Wind Farm |  | WRI1026072 | 25.6 | 15.3418 | 75.5868 | Wind | [5 empty] | CDM | https://cdm.unfccc.int/Projects/DB/BVQI1239021527.94/view | WRI | [14 empty] | 37.15 | SOLAR-V1-NO-AGE | SOLAR-V1-NO-AGE | SOLAR-V1-NO-AGE | SOLAR-V1-NO-AGE | SOLAR-V1-NO-AGE | 16.57%
IND | India | HZL Gadag Wind Farm |  | WRI1026795 | 34.4 | 15.3654 | 75.5639 | Wind |  |  |  |  | Hindustan Zinc Ltd. | CDM | https://cdm.unfccc.int/Projects/DB/BVQI1208874936.63/view | WRI | 1080438 | [13 empty] | 49.92 | SOLAR-V1-NO-AGE | SOLAR-V1-NO-AGE | SOLAR-V1-NO-AGE | SOLAR-V1-NO-AGE | SOLAR-V1-NO-AGE | 16.57%
IND | India | Belgaum Gadag Wind Farm |  | WRI1026073 | 24.8 | 15.4038 | 75.5625 | Wind | [5 empty] | CDM | https://cdm.unfccc.int/Projects/DB/DNV-CUK1204705646.68/view | WRI | 1081696 | [13 empty] | 35.98 | HYDRO-V1 | HYDRO-V1 | HYDRO-V1 | HYDRO-V1 | HYDRO-V1 | 16.56%
IND | India | Nargund Wind Farm |  | WRI1026352 | 7.2 | 15.7319 | 75.3789 | Wind |  |  |  |  | Bhoruka Power | CDM | https://cdm.unfccc.int/Projects/DB/PJR%20CDM1353582075.03/view | WRI | 1080482 | [13 empty] | 10.44 | NO-ESTIMATION | NO-ESTIMATION | NO-ESTIMATION | NO-ESTIMATION | NO-ESTIMATION | 16.55%
IND | India | Belgaum Wind farm |  | WRI1026074 | 50.4 | 15.9349 | 74.7007 | Wind | [5 empty] | CDM | https://cdm.unfccc.int/filestorage/K/H/4/KH4609PBJU1SRCMD8W7FNQ2LTZGIO5/ENRE%20PDD%20version%205_0_21_12_2010%20Clean%20Mode.pdf?t=dWt8b2picnVxfDDdBloH5bI-0qA-0I--EtaE | WRI | [14 empty] | 73.14 | SOLAR-V1-NO-AGE | SOLAR-V1-NO-AGE | SOLAR-V1-NO-AGE | SOLAR-V1-NO-AGE | SOLAR-V1-NO-AGE | 16.57%
IND | India | Belagwi Wind Turbines |  | WRI1026075 | 1.7 | 16.4961 | 74.5417 | Wind | [5 empty] | CDM | https://cdm.unfccc.int/filestorage/t/h/3ZTDL1JSY8F96X7WM05GQEOBHVCRKU.pdf/PDD_0.85%20MW%20x%202%20Wind?t=OUd8b2pibmtifDA3QWPDKTd9w1VzFuhHzr3p | WRI | [14 empty] | 2.46 | HYDRO-V1 | HYDRO-V1 | HYDRO-V1 | HYDRO-V1 | HYDRO-V1 | 16.52%
IND | India | Ingaleshwar Wind Farm |  | WRI1026661 | 100.8 | 16.6208 | 76.0223 | Wind |  |  |  |  | Fortune Five Hydel Projects Limited | CDM | https://cdm.unfccc.int/Projects/DB/DNV-CUK1351166669.28/view | WRI | [14 empty] | 146.28 | NO-ESTIMATION | NO-ESTIMATION | NO-ESTIMATION | NO-ESTIMATION | NO-ESTIMATION | 16.57%
IND | India | EMCO Sonurle Wind Farm |  | WRI1026662 | 9 | 16.8265 | 73.9269 | Wind |  |  |  |  | EMCO Limited | CDM | https://cdm.unfccc.int/Projects/DB/PJR%20CDM1328594375.93/view | WRI | [14 empty] | 13.06 | NO-ESTIMATION | NO-ESTIMATION | NO-ESTIMATION | NO-ESTIMATION | NO-ESTIMATION | 16.57%
IND | India | GFL Gudhepanchgani |  | WRI1026793 | 23.1 | 17.1309 | 73.9765 | Wind |  |  |  |  | GFL | CDM | https://cdm.unfccc.int/Projects/DB/RWTUV1202913883.06/view | WRI | 1071151 | [13 empty] | 33.52 | SOLAR-V1-NO-AGE | SOLAR-V1-NO-AGE | SOLAR-V1-NO-AGE | SOLAR-V1-NO-AGE | SOLAR-V1-NO-AGE | 16.56%
IND | India | Satara Wind Farm |  | WRI1026076 | 100 | 17.2387 | 73.9096 | Wind | [5 empty] | CDM | https://cdm.unfccc.int/filestorage/0/5/A/05AYCZFT4LWMHD216PU9SV7XO8BENR/PDD%20Version%201.2?t=U2Z8b2picWJsfDAiEl4MxIcSh1urnyFbvIy_ | WRI | 1093347 | [13 empty] | 145.12 | HYDRO-V1 | HYDRO-V1 | HYDRO-V1 | HYDRO-V1 | HYDRO-V1 | 16.57%
IND | India | Patan Taluka Wind Farm |  | WRI1026663 | 65.6 | 17.2684 | 73.8368 | Wind |  |  |  |  | Tratnagiri Wind Power Projects Private Limited | CDM | https://cdm.unfccc.int/Projects/DB/SIRIM1355276782.28/view | WRI | [14 empty] | 95.19 | HYDRO-V1 | HYDRO-V1 | HYDRO-V1 | HYDRO-V1 | HYDRO-V1 | 16.56%
IND | India | Shree Sangli Wind Farm |  | WRI1026785 | 16.5 | 17.3031 | 74.6310 | Wind |  |  |  |  | Shree Naman Developers Ltd. | CDM | https://cdm.unfccc.int/filestorage/D/O/R/DORZF791H8K4NWACPQ5IMTUYLG2VXE/CDM_PDD_v6.pdf?t=WGN8b2sxbDRnfDDF8h6MT3w9DKjkxFa903Mt | WRI | [14 empty] | 23.94 | SOLAR-V1-NO-AGE | SOLAR-V1-NO-AGE | SOLAR-V1-NO-AGE | SOLAR-V1-NO-AGE | SOLAR-V1-NO-AGE | 16.56%
IND | India | BEL Chikhalhol Wind Farm |  | WRI1026664 | 20 | 17.3816 | 74.5345 | Wind |  |  |  |  | Bhilwara Energy Limited | CDM | https://cdm.unfccc.int/Projects/DB/RINA1416216844.8/view | WRI | [14 empty] | 29.02 | HYDRO-V1 | HYDRO-V1 | HYDRO-V1 | HYDRO-V1 | HYDRO-V1 | 16.56%
IND | India | TVS Virali Wind Farm |  | WRI1026767 | 25.5 | 17.5010 | 74.7001 | Wind |  |  |  |  | TVS Energy Limited | CDM | https://cdm.unfccc.int/Projects/DB/DNV-CUK1354626555.71/view | WRI | [14 empty] | 37 | NO-ESTIMATION | NO-ESTIMATION | NO-ESTIMATION | NO-ESTIMATION | NO-ESTIMATION | 16.56%
IND | India | Shree Southern Wind Farm |  | WRI1026784 | 2.25 | 17.5724 | 74.3386 | Wind |  |  |  |  | Shree Naman Developers Ltd. | CDM | https://cdm.unfccc.int/filestorage/D/O/R/DORZF791H8K4NWACPQ5IMTUYLG2VXE/CDM_PDD_v6.pdf?t=WGN8b2sxbDRnfDDF8h6MT3w9DKjkxFa903Mt | WRI | [14 empty] | 3.26 | SOLAR-V1-NO-AGE | SOLAR-V1-NO-AGE | SOLAR-V1-NO-AGE | SOLAR-V1-NO-AGE | SOLAR-V1-NO-AGE | 16.54%
IND | India | Maloshi Wind Farm |  | WRI1026077 | 14.65 | 17.5727 | 73.9032 | Wind | [5 empty] | CDM | https://cdm.unfccc.int/filestorage/A/R/Q/ARQ8TKW54JBLF1U3E6OXVHCDSN9M70/PDD-CEM-0792-27-09.pdf?t=V0d8b2pibmNpfDBisKvrZGRCvGuhGr5W8zZF | WRI | [14 empty] | 21.26 | SOLAR-V1-NO-AGE | SOLAR-V1-NO-AGE | SOLAR-V1-NO-AGE | SOLAR-V1-NO-AGE | SOLAR-V1-NO-AGE | 16.57%
IND | India | Liberty Oil Satara Wind Farm |  | WRI1026346 | 2.4 | 17.8613 | 74.0733 | Wind |  |  |  |  | Liberty Oil Mills Limited | CDM | https://cdm.unfccc.int/Projects/DB/Applus1436171071.3/view | WRI | [14 empty] | 3.48 | SOLAR-V1-NO-AGE | SOLAR-V1-NO-AGE | SOLAR-V1-NO-AGE | SOLAR-V1-NO-AGE | SOLAR-V1-NO-AGE | 16.55%
IND | India | Andrha Lake Wind Farm |  | WRI1026768 | 113.6 | 18.8580 | 73.6396 | Wind | [5 empty] | CDM | https://cdm.unfccc.int/Projects/DB/LRQA%20Ltd1348755977.79/view | WRI | 1075033 | [13 empty] | 164.85 | HYDRO-V1 | HYDRO-V1 | HYDRO-V1 | HYDRO-V1 | HYDRO-V1 | 16.57%
IND | India | Vaayu Ashti Wind Farm |  | WRI1026665 | 50.4 | 19.1080 | 74.9885 | Wind |  |  |  |  | Vaayu Renew | CDM | https://cdm.unfccc.int/Projects/DB/DNV-CUK1350385874.53/view | WRI | [14 empty] | 73.14 | NO-ESTIMATION | NO-ESTIMATION | NO-ESTIMATION | NO-ESTIMATION | CAPACITY-FACTOR-V1 | 16.57%
IND | India | Roaring 40s Wind Farms (Khandke) Private Limited - Phase II |  | WRI1026666 | 50.4 | 19.1474 | 74.8763 | Wind |  |  |  |  | Roaring 40's Wind Farms Private Limited | CDM | https://cdm.unfccc.int/Projects/DB/DNV-CUK1263981578.63/view | WRI | 1069710 | [13 empty] | 73.14 | HYDRO-V1 | HYDRO-V1 | HYDRO-V1 | HYDRO-V1 | HYDRO-V1 | 16.57%
IND | India | Tata Wind Farm |  | WRI1026078 | 50.4 | 19.1757 | 74.8441 | Wind | [5 empty] | CDM | https://cdm.unfccc.int/filestorage/i/o/Z9N7VXYJ5LIE8WRQM1SB3H4FDA6U2K.pdf/PDD%20with%20revised%20MP%20(ver%2010.0)(Clean%20mode).pdf?t=Qmt8b2picnBrfDBPz_lFTjdrigpAyplKqoQb | WRI | [14 empty] | 73.14 | HYDRO-V1 | HYDRO-V1 | HYDRO-V1 | HYDRO-V1 | HYDRO-V1 | 16.57%
IND | India | Enercon Sonoshi Wind Farm |  | WRI1026667 | 20 | 19.6274 | 73.7839 | Wind |  |  |  |  | Enercon India Ltd. | CDM | https://cdm.unfccc.int/Projects/DB/DNV-CUK1279516994.31/view | WRI | [14 empty] | 29.02 | NO-ESTIMATION | NO-ESTIMATION | NO-ESTIMATION | NO-ESTIMATION | CAPACITY-FACTOR-V1 | 16.56%
IND | India | Shree Nashik Wind Farm |  | WRI1026786 | 10.5 | 19.8450 | 73.9074 | Wind |  |  |  |  | Shree Naman Developers Ltd. | CDM | https://cdm.unfccc.int/filestorage/D/O/R/DORZF791H8K4NWACPQ5IMTUYLG2VXE/CDM_PDD_v6.pdf?t=WGN8b2sxbDRnfDDF8h6MT3w9DKjkxFa903Mt | WRI | [14 empty] | 15.23 | NO-ESTIMATION | NO-ESTIMATION | NO-ESTIMATION | NO-ESTIMATION | CAPACITY-FACTOR-V1 | 16.56%
IND | India | SIIL Jaibhim Wind Farm |  | WRI1026789 | 33.6 | 21.1270 | 74.2673 | Wind |  |  |  |  | Serum Institute of India Limited | CDM | https://cdm.unfccc.int/Projects/DB/LRQA%20Ltd1340102581.62/view | WRI | [14 empty] | 48.76 | NO-ESTIMATION | NO-ESTIMATION | NO-ESTIMATION | NO-ESTIMATION | CAPACITY-FACTOR-V1 | 16.57%
IND | India | Khori Wind Farm |  | WRI1026668 | 20.8 | 21.1670 | 74.3272 | Wind |  |  |  |  | REI Agro Limited | CDM | https://cdm.unfccc.int/filestorage/L/V/Q/LVQ9ANSCJX8164E5H7PWYIB3O0RZ2U/Revised%20PDD%20Version%2006%20dated%205th%20June%202012%20-%20Clean%20mode.pdf?t=akx8b2pxZm9ufDC6M3RsDeQKejKPRFouqWsR | WRI | [14 empty] | 30.18 | NO-ESTIMATION | NO-ESTIMATION | NO-ESTIMATION | NO-ESTIMATION | NO-ESTIMATION | 16.56%
IND | India | Patnaik Hatti Wind Farm |  | WRI1026750 | 15 | 21.1902 | 74.3795 | Wind |  |  |  |  | Patnaik Minerals Pvt. Ltd | CDM | https://cdm.unfccc.int/Projects/DB/RWTUV1306214743.43/view | WRI | [14 empty] | 21.76 | NO-ESTIMATION | NO-ESTIMATION | NO-ESTIMATION | NO-ESTIMATION | NO-ESTIMATION | 16.56%
IND | India | BP Brahmanvel Wind Farm |  | WRI1026079 | 40 | 21.2083 | 74.1543 | Wind | [5 empty] | CDM | https://cdm.unfccc.int/filestorage/T/0/C/T0CJ85FSL1WN9VEXID67ZOBMQRGAPH/Revised%20PDD%20-%20Clean.pdf?t=UE58b2pkZGN1fDC4di78ksdJWNuCM4aKL4xu | WRI | [14 empty] | 58.04 | NO-ESTIMATION | NO-ESTIMATION | NO-ESTIMATION | NO-ESTIMATION | CAPACITY-FACTOR-V1 | 16.56%
IND | India | K.N. Ram Kaltek Wind Farm |  | WRI1026339 | 10.25 | 21.2261 | 74.2393 | Wind |  |  |  |  | K. N. Ram | CDM | https://cdm.unfccc.int/Projects/DB/BVQI1351922842.98/view | WRI | [14 empty] | 14.87 | HYDRO-V1 | HYDRO-V1 | HYDRO-V1 | HYDRO-V1 | HYDRO-V1 | 16.56%
IND | India | HZL Nandurbar Maharashtra |  | WRI1026080 | 25.5 | 21.3027 | 74.3091 | Wind | [5 empty] | CDM | https://cdm.unfccc.int/Projects/DB/DNV-CUK1351776938.73/view | WRI | 1093345 | [13 empty] | 37 | HYDRO-V1 | HYDRO-V1 | HYDRO-V1 | HYDRO-V1 | HYDRO-V1 | 16.56%
IND | India | Gorsar Wind Farm |  | WRI1026081 | 7.5 | 21.3131 | 69.9187 | Wind | [5 empty] | CDM | https://cdm.unfccc.int/filestorage/d/d/56KO8FQND07Y3H12PBALXWG9MRC4JV.pdf/PDD_-_GMDC_V05.pdf?t=bGh8b2pkZDEwfDAxL3Mrj_s1ZpnXL5ljSdCb | WRI | [14 empty] | 10.88 | NO-ESTIMATION | NO-ESTIMATION | NO-ESTIMATION | NO-ESTIMATION | CAPACITY-FACTOR-V1 | 16.56%
IND | India | AES Saurashtra Windfarms |  | WRI1026669 | 39.2 | 21.9038 | 69.3732 | Wind |  |  |  |  | AES | CDM | https://cdm.unfccc.int/Projects/DB/DNV-CUK1328700673.83/view | WRI | 1099756 | [13 empty] | 56.88 | NO-ESTIMATION | NO-ESTIMATION | NO-ESTIMATION | NO-ESTIMATION | CAPACITY-FACTOR-V1 | 16.56%
IND | India | HZL Samana Wind Farm |  | WRI1026794 | 88.8 | 22.0335 | 70.2313 | Wind |  |  |  |  | Hindustan Zinc Ltd. | CDM | https://cdm.unfccc.int/Projects/DB/BVQI1211956663.14/view | WRI | 1080437 | [13 empty] | 128.86 | HYDRO-V1 | HYDRO-V1 | HYDRO-V1 | HYDRO-V1 | HYDRO-V1 | 16.57%
IND | India | Patnaik Jamnagar Wind Farm |  | WRI1026751 | 35.2 | 22.0983 | 70.2729 | Wind |  |  |  |  | Patnaik Minerals Pvt. Ltd | CDM | https://cdm.unfccc.int/Projects/DB/RWTUV1288029478.94/view | WRI | [14 empty] | 51.08 | NO-ESTIMATION | NO-ESTIMATION | NO-ESTIMATION | NO-ESTIMATION | CAPACITY-FACTOR-V1 | 16.57%
IND | India | Torrent Gujurat Wind Farm |  | WRI1026765 | 49.6 | 22.1040 | 69.8323 | Wind |  |  |  |  | Torrent Power Limited | CDM | https://cdm.unfccc.int/Projects/DB/SGS-UKL1353506542.98/view | WRI | [14 empty] | 71.97 | NO-ESTIMATION | NO-ESTIMATION | NO-ESTIMATION | NO-ESTIMATION | NO-ESTIMATION | 16.56%
IND | India | Enercon Babarzar Wind Farm |  | WRI1026670 | 11.2 | 22.1421 | 69.8442 | Wind |  |  |  |  | Enercon India Ltd. | CDM | https://cdm.unfccc.int/Projects/DB/URSCert1371557111.17/view | WRI | [14 empty] | 16.25 | HYDRO-V1 | HYDRO-V1 | HYDRO-V1 | HYDRO-V1 | HYDRO-V1 | 16.56%
IND | India | Lalpur Wind Farm |  | WRI1026345 | 50.4 | 22.1694 | 69.8270 | Wind | [5 empty] | CDM | https://cdm.unfccc.int/Projects/DB/LRQA%20Ltd1354282051.48/view | WRI | 1111257 | [13 empty] | 73.14 | NO-ESTIMATION | NO-ESTIMATION | NO-ESTIMATION | NO-ESTIMATION | CAPACITY-FACTOR-V1 | 16.57%
IND | India | Jodiya Wind Farm |  | WRI1026082 | 33 | 22.7532 | 70.3961 | Wind | [5 empty] | CDM | https://cdm.unfccc.int/filestorage/d/d/56KO8FQND07Y3H12PBALXWG9MRC4JV.pdf/PDD_-_GMDC_V05.pdf?t=bGh8b2pkZDEwfDAxL3Mrj_s1ZpnXL5ljSdCb | WRI | 1083992 | [13 empty] | 47.88 | HYDRO-V1 | HYDRO-V1 | HYDRO-V1 | HYDRO-V1 | HYDRO-V1 | 16.56%
IND | India | IL&FS Kaladeh Wind Farm |  | WRI1026766 | 24 | 22.8396 | 76.1906 | Wind |  |  |  |  | IL&FS Wind Power Limited | CDM | https://cdm.unfccc.int/Projects/DB/LRQA%20Ltd1346322352.66/view | WRI | [14 empty] | 34.82 | SOLAR-V1-NO-AGE | SOLAR-V1-NO-AGE | SOLAR-V1-NO-AGE | SOLAR-V1-NO-AGE | SOLAR-V1-NO-AGE | 16.56%
IND | India | Nagda Hills Wind Energy project |  | WRI1026350 | 6.25 | 22.8985 | 76.0718 | Wind | [5 empty] | CDM | https://cdm.unfccc.int/Projects/DB/RWTUV1135356510.37/view | WRI | [14 empty] | 9.07 | HYDRO-V1 | HYDRO-V1 | HYDRO-V1 | HYDRO-V1 | HYDRO-V1 | 16.57%
IND | India | Sumilon Vershamedi Wind Farm |  | WRI1026763 | 3.6 | 22.9720 | 70.5443 | Wind |  |  |  |  | Sumilon Industries Limited | CDM | https://cdm.unfccc.int/Projects/DB/KBS_Cert1356901324.44/view | WRI | [14 empty] | 5.22 | HYDRO-V1 | HYDRO-V1 | HYDRO-V1 | HYDRO-V1 | HYDRO-V1 | 16.55%
IND | India | GACL Kutch Wind Farm |  | WRI1026671 | 39 | 23.0272 | 69.9494 | Wind |  |  |  |  | Gujurat Alkalies and Chemicals Limited | CDM | https://cdm.unfccc.int/Projects/DB/RWTUV1346053136.1/view | WRI | [14 empty] | 56.59 | HYDRO-V1 | HYDRO-V1 | HYDRO-V1 | HYDRO-V1 | HYDRO-V1 | 16.56%
IND | India | Bera Wind Farm |  | WRI1026083 | 150 | 23.0544 | 68.8782 | Wind | [5 empty] | CDM | https://cdm.unfccc.int/filestorage/z/g/GHX720LOZTBENA6IVS1PJCWF8YMKUD.pdf/2347%20Revised%20PDD.pdf?t=YUh8b2picHN3fDCY1tP_B8ik_E25vGal7UR- | WRI | [14 empty] | 217.68 | HYDRO-V1 | HYDRO-V1 | HYDRO-V1 | HYDRO-V1 | HYDRO-V1 | 16.57%
IND | India | Rucha Soya Wind Farm |  | WRI1026084 | 35.1 | 23.0562 | 70.6004 | Wind | [5 empty] | CDM | https://cdm.unfccc.int/filestorage/z/4/H6BE40Q3YPZ7ULD8OWFR1AIT5V2SXM.pdf/8592%20PDD.pdf?t=Sjd8b2pkZHV0fDDHMHx5kl40-cCl4qrFlA08 | WRI | [14 empty] | 50.93 | NO-ESTIMATION | NO-ESTIMATION | NO-ESTIMATION | NO-ESTIMATION | CAPACITY-FACTOR-V1 | 16.56%
IND | India | ONGC Kutch Wind Farm |  | WRI1026085 | 51 | 23.1689 | 68.6975 | Wind | [5 empty] | CDM | https://cdm.unfccc.int/filestorage/F/X/W/FXWNHT2DU5RV3BGL7YA8ZKPI46OS9E/2856_PDD_clean.pdf?t=RGp8b2picmp5fDB2P7QGVKqmOvLt7pNBaIqW | WRI | [14 empty] | 74.01 | NO-ESTIMATION | NO-ESTIMATION | NO-ESTIMATION | NO-ESTIMATION | CAPACITY-FACTOR-V1 | 16.57%
IND | India | Powerica Kutch Wind Farm |  | WRI1026788 | 14.85 | 23.1897 | 70.6216 | Wind | [5 empty] | CDM | https://cdm.unfccc.int/Projects/DB/LRQA%20Ltd1270819651.34/view | WRI | [14 empty] | 21.55 | SOLAR-V1-NO-AGE | SOLAR-V1-NO-AGE | SOLAR-V1-NO-AGE | SOLAR-V1-NO-AGE | SOLAR-V1-NO-AGE | 16.57%
IND | India | Jangi village wind farm |  | WRI1026777 | 10.5 | 23.2080 | 70.5465 | Wind |  |  |  |  | Energy Infratech Private Limited | CDM | https://cdm.unfccc.int/Projects/DB/RWTUV1279520653.8/view | WRI | [14 empty] | 15.23 | NO-ESTIMATION | NO-ESTIMATION | NO-ESTIMATION | NO-ESTIMATION | CAPACITY-FACTOR-V1 | 16.56%
IND | India | Jangi Wind Farm |  | WRI1026096 | 91.8 | 23.2409 | 70.5090 | Wind | [5 empty] | CDM | https://cdm.unfccc.int/Projects/DB/RWTUV1342443620.03/view | WRI | [14 empty] | 133.22 | HYDRO-V1 | HYDRO-V1 | HYDRO-V1 | HYDRO-V1 | HYDRO-V1 | 16.57%
IND | India | Sumilon Shikarpur Wind Farm |  | WRI1026762 | 3.6 | 23.2414 | 70.7262 | Wind |  |  |  |  | Sumilon Industries Limited | CDM | https://cdm.unfccc.int/Projects/DB/KBS_Cert1356901324.44/view | WRI | [14 empty] | 5.22 | HYDRO-V1 | HYDRO-V1 | HYDRO-V1 | HYDRO-V1 | HYDRO-V1 | 16.55%
IND | India | Chhadavada Wind Farm |  | WRI1026672 | 21 | 23.2443 | 70.4603 | Wind |  |  |  |  | India Oil Corporation Limited | CDM | https://cdm.unfccc.int/Projects/DB/DNV-CUK1304071464.49/view | WRI | [14 empty] | 30.47 | HYDRO-V1 | HYDRO-V1 | HYDRO-V1 | HYDRO-V1 | HYDRO-V1 | 16.56%
IND | India | Powerica Jangi Vandjiya |  | WRI1026673 | 21.8 | 23.2478 | 70.5948 | Wind |  |  |  |  | Powerica Limited | CDM | https://cdm.unfccc.int/Projects/DB/RWTUV1411994965.49/view | WRI | [14 empty] | 31.63 | NO-ESTIMATION | NO-ESTIMATION | NO-ESTIMATION | NO-ESTIMATION | NO-ESTIMATION | 16.56%
IND | India | Kosa Wind Farm |  | WRI1026086 | 33 | 23.3183 | 68.6988 | Wind | [5 empty] | CDM | https://cdm.unfccc.int/filestorage/w/m/64TXH0Y1V9ZCISBKO3F758PEQNUJDR.pdf/PDD__V-2_5_19_10_2012.pdf?t=akh8b2pkZTFtfDAP0pu4sjZSao0P-GV-Qzqn | WRI | [14 empty] | 47.88 | SOLAR-V1-NO-AGE | SOLAR-V1-NO-AGE | SOLAR-V1-NO-AGE | SOLAR-V1-NO-AGE | SOLAR-V1-NO-AGE | 16.56%
IND | India | Surajbari Creek Wind Farm |  | WRI1026087 | 30 | 23.3232 | 70.6417 | Wind | [5 empty] | CDM | https://cdm.unfccc.int/filestorage/M/7/A/M7ACU21YQXKW5HF8R03TPIJZENO4B9/PDD_30MW_Gujarat_MSPL%20Limited_rev.pdf?t=NlZ8b2pkZ2FofDBI3_hXb8zCdgFEZVKDwM4F | WRI | [14 empty] | 43.53 | HYDRO-V1 | HYDRO-V1 | HYDRO-V1 | HYDRO-V1 | HYDRO-V1 | 16.56%
IND | India | Bhat Khedi Wind Farm |  | WRI1026088 | 98.7 | 23.6756 | 75.0565 | Wind | [5 empty] | CDM | https://cdm.unfccc.int/filestorage/h/l/W9FUXHOTR0Y5V2KQBIS4MPN17JEZLC.pdf/PDD%20-%2098.7%20MW%20wind%20power%20project%20at%20Ratlam%20in%20Madhya%20Pradesh%20by%20DJ%20Energy%20Private%20Limited.pdf?t=R2x8b2picWpsfDACMivhrOTU62i3hfmcbopg | WRI | [14 empty] | 143.23 | SOLAR-V1-NO-AGE | SOLAR-V1-NO-AGE | SOLAR-V1-NO-AGE | SOLAR-V1-NO-AGE | SOLAR-V1-NO-AGE | 16.57%
IND | India | Devgarh Wind Farm |  | WRI1026089 | 37.5 | 23.9640 | 74.6215 | Wind | [5 empty] | CDM | https://cdm.unfccc.int/filestorage/Y/I/R/YIR8M4NQJKLW63H1OZCGBTSA729PU5/37.5_MW_PDD_-_37.5_MW_Wind_power_project_at_Pratapgarh%2C_Rajasthan?t=WTF8b2pkZHAyfDApG31asZJ6b9TuTgaPGJDE | WRI | 1107634 | [13 empty] | 54.42 | NO-ESTIMATION | NO-ESTIMATION | NO-ESTIMATION | NO-ESTIMATION | CAPACITY-FACTOR-V1 | 16.57%
IND | India | Relaxo Footwear Kui Inda Wind Farm |  | WRI1026752 | 6 | 26.4586 | 72.4706 | Wind |  |  |  |  | Relaxo Footwears Limited | CDM | https://cdm.unfccc.int/Projects/DB/SGS-UKL1316100537.64/view | WRI | [14 empty] | 8.7 | HYDRO-V1 | HYDRO-V1 | HYDRO-V1 | HYDRO-V1 | HYDRO-V1 | 16.55%
IND | India | LNJP Bahla Basti Wind Farm |  | WRI1026674 | 20 | 26.5114 | 71.4974 | Wind |  |  |  |  | LNJ Power Ventures Limited | CDM | https://cdm.unfccc.int/Projects/DB/KBS_Cert1356901378.31/view | WRI | [14 empty] | 29.02 | NO-ESTIMATION | NO-ESTIMATION | NO-ESTIMATION | NO-ESTIMATION | CAPACITY-FACTOR-V1 | 16.56%
IND | India | Jeloo Wind Farm |  | WRI1026099 | 29.6 | 26.5255 | 72.7629 | Wind | [5 empty] | CDM | https://cdm.unfccc.int/Projects/DB/BVQI1312546277.77/view | WRI | [14 empty] | 42.95 | NO-ESTIMATION | NO-ESTIMATION | NO-ESTIMATION | NO-ESTIMATION | CAPACITY-FACTOR-V1 | 16.56%
IND | India | Kohinoor Wind Farm |  | WRI1026342 | 24 | 26.6797 | 71.0260 | Wind |  |  |  |  | Kohinoor Planet Construction Pvt. Ltd | CDM | https://cdm.unfccc.int/Projects/DB/BVQI1302691944.71/view | WRI | [14 empty] | 34.82 | SOLAR-V1-NO-AGE | SOLAR-V1-NO-AGE | SOLAR-V1-NO-AGE | SOLAR-V1-NO-AGE | SOLAR-V1-NO-AGE | 16.56%
IND | India | Belagau Wind Farm |  | WRI1026090 | 1 | 26.7272 | 70.8304 | Wind | [5 empty] | CDM | https://cdm.unfccc.int/filestorage/7/l/SG76AFZB9EYTJ4321MOWIKQ8PCDNXR.pdf/9684%20PDD.pdf?t=emF8b2pibm5jfDCvkTnPwzrrv5OWSd79JKVI | WRI | [14 empty] | 1.45 | SOLAR-V1-NO-AGE | SOLAR-V1-NO-AGE | SOLAR-V1-NO-AGE | SOLAR-V1-NO-AGE | SOLAR-V1-NO-AGE | 16.55%
IND | India | Ratedi Mondri Wind Farm |  | WRI1026770 | 26.4 | 26.8026 | 70.7736 | Wind |  |  |  |  | Ratedi Wind Power Private Limited | CDM | https://cdm.unfccc.int/Projects/DB/RINA1354700454.05/view | WRI | [14 empty] | 38.31 | SOLAR-V1-NO-AGE | SOLAR-V1-NO-AGE | SOLAR-V1-NO-AGE | SOLAR-V1-NO-AGE | SOLAR-V1-NO-AGE | 16.57%
IND | India | MRMPL Mudari Wind Farm |  | WRI1026348 | 20 | 26.8051 | 70.7381 | Wind |  |  |  |  | Jodhpur Vidyut Vitran Nigam Limited | CDM | https://cdm.unfccc.int/Projects/DB/LRQA%20Ltd1278588174.29/view | WRI | [14 empty] | 29.02 | HYDRO-V1 | HYDRO-V1 | HYDRO-V1 | HYDRO-V1 | HYDRO-V1 | 16.56%
IND | India | ONGC Jerat Wind Farm |  | WRI1026091 | 102 | 26.8180 | 71.0643 | Wind | [5 empty] | CDM | https://cdm.unfccc.int/filestorage/L/M/Z/LMZG56NYST19Q7IHD4EPXJRF2VB03W/PDD.pdf?t=R1p8b2picTYxfDApzXyA-gGP8NbbOgKvi68C | WRI | [14 empty] | 148.02 | NO-ESTIMATION | NO-ESTIMATION | NO-ESTIMATION | NO-ESTIMATION | NO-ESTIMATION | 16.57%
IND | India | Kaladonger Wind Farm |  | WRI1026341 | 75.6 | 27.0931 | 70.9996 | Wind |  |  |  |  | Bindu Vau Urja Private Limited | CDM | https://cdm.unfccc.int/Projects/DB/RWTUV1356681143.52/view | WRI | 1106843 | [13 empty] | 109.71 | NO-ESTIMATION | NO-ESTIMATION | NO-ESTIMATION | NO-ESTIMATION | NO-ESTIMATION | 16.57%
IND | India | Mokla Wind farm |  | WRI1026092 | 52.5 | 27.1611 | 70.6810 | Wind | [5 empty] | CDM | https://cdm.unfccc.int/filestorage/_/r/F932EYQBPVM7IXZ4KWRUG5HT6S0ACL.pdf/7895-PDD-26%20Oct%2012.pdf?t=aEJ8b2picjhvfDAyiJ_x---be015MnlJwvjn | WRI | [14 empty] | 76.18 | HYDRO-V1 | HYDRO-V1 | HYDRO-V1 | HYDRO-V1 | HYDRO-V1 | 16.56%
IND | India | Mokal Wind Farm |  | WRI1026093 | 31.5 | 27.1657 | 70.7455 | Wind | [5 empty] | CDM | https://cdm.unfccc.int/filestorage/o/t/LOE8KY3952J1UZAFN6CHMPQBVD7RS0.pdf/PDD_RSMML.pdf?t=QUZ8b2pkZzRzfDAgGCgKw2iEeb78bqr1DaV0 | WRI | 1085807 | [13 empty] | 45.71 | NO-ESTIMATION | NO-ESTIMATION | NO-ESTIMATION | NO-ESTIMATION | CAPACITY-FACTOR-V1 | 16.57%
IND | India | Wind power project in Rajasthan |  | WRI1026769 | 42 | 27.1715 | 70.6877 | Wind |  |  |  |  | Mytrah Energy (India) Limited | CDM | https://cdm.unfccc.int/Projects/DB/DNV-CUK1354785555.66/view | WRI | [14 empty] | 60.95 | SOLAR-V1-NO-AGE | SOLAR-V1-NO-AGE | SOLAR-V1-NO-AGE | SOLAR-V1-NO-AGE | SOLAR-V1-NO-AGE | 16.57%
IND | India | Sonu Wind Farm |  | WRI1026764 | 8.4 | 27.2081 | 70.6958 | Wind |  |  |  |  | Centaur Mercantile Pvt. Ltd. | CDM | https://cdm.unfccc.int/Projects/DB/LRQA%20Ltd1321971513.67/view | WRI | [14 empty] | 12.19 | NO-ESTIMATION | NO-ESTIMATION | NO-ESTIMATION | NO-ESTIMATION | CAPACITY-FACTOR-V1 | 16.57%
IND | India | HZL Parewar Wind Farm |  | WRI1026094 | 27.3 | 27.2492 | 70.6722 | Wind | [5 empty] | CDM | https://cdm.unfccc.int/filestorage/x/_/BYO3D0NJE4W2ZULSAXTQC61IM5HV9R.pdf/7873-PDD-25%20Oct%2012.pdf?t=ZGh8b2pkZ3A5fDB5_GTLkYcWdSL2xW6rf1F3 | WRI | [14 empty] | 39.61 | NO-ESTIMATION | NO-ESTIMATION | NO-ESTIMATION | NO-ESTIMATION | NO-ESTIMATION | 16.56%
IND | India | Nagercoli Wind Farm |  | WRI1026064 | 37.6 | 8.1784 | 77.6873 | Wind | [5 empty] | CDM | https://cdm.unfccc.int/filestorage/5/D/0/5D0I7GCWXZ1VFNS6ROQKHTMYL8JA39/Nagercoil%20PDD%20Corrected_c.pdf?t=bkl8b2pkZGlofDAiW_GZYG7HXm3tF_Ie-IsH | WRI | [14 empty] | 54.56 | HYDRO-V1 | HYDRO-V1 | HYDRO-V1 | HYDRO-V1 | HYDRO-V1 | 16.56%
IND | India | Karur Textile Park Wind Farm |  | WRI1026778 | 6 | 8.3091 | 77.6191 | Wind |  |  |  |  | Karur Textile Park limited | CDM | https://cdm.unfccc.int/Projects/DB/RWTUV1297334588.3/view | WRI | [14 empty] | 8.7 | SOLAR-V1-NO-AGE | SOLAR-V1-NO-AGE | SOLAR-V1-NO-AGE | SOLAR-V1-NO-AGE | SOLAR-V1-NO-AGE | 16.55%
IND | India | SWPPL Madhavakurichi |  | WRI1026771 | 10.5 | 8.8230 | 77.6271 | Wind |  |  |  |  | SWPPL | CDM | https://cdm.unfccc.int/Projects/DB/BVQI1351312018.91/view | WRI | [14 empty] | 15.23 | HYDRO-V1 | HYDRO-V1 | HYDRO-V1 | HYDRO-V1 | HYDRO-V1 | 16.56%
IND | India | Wind power project by Riddhi Siddhi Gluco Biols Limited (RSGBL) |  | WRI1026753 | 34.65 | 8.8709 | 77.4466 | Wind |  |  |  |  | Riddhi Siddhi Gluco Biols Limited | CDM | https://cdm.unfccc.int/Projects/DB/LRQA%20Ltd1356711565.56/view | WRI | [14 empty] | 50.28 | NO-ESTIMATION | NO-ESTIMATION | NO-ESTIMATION | NO-ESTIMATION | CAPACITY-FACTOR-V1 | 16.56%
IND | India | TVS Tirunelveli Wind Farm |  | WRI1026774 | 14.4 | 8.9165 | 77.6590 | Wind |  |  |  |  | TVS Energy Limited | CDM | https://cdm.unfccc.int/Projects/DB/BVQI1336676184.92/view | WRI | 1082800 | [13 empty] | 20.89 | HYDRO-V1 | HYDRO-V1 | HYDRO-V1 | HYDRO-V1 | HYDRO-V1 | 16.56%
IND | India | LITL Uthumalai |  | WRI1026343 | 10 | 8.9969 | 77.5370 | Wind |  |  |  |  | Loyal Textile Mills Limited | CDM | https://cdm.unfccc.int/Projects/DB/SGS-UKL1200600517.28/view | WRI | [14 empty] | 14.51 | HYDRO-V1 | HYDRO-V1 | HYDRO-V1 | HYDRO-V1 | HYDRO-V1 | 16.56%
IND | India | Powerica Tirunelveli Wind Farm |  | WRI1026791 | 16.5 | 9.0198 | 77.4501 | Wind |  |  |  |  | Powerica Limited | CDM | https://cdm.unfccc.int/Projects/DB/LRQA%20Ltd1264590823.08/view | WRI | 1112476 | [13 empty] | 23.94 | NO-ESTIMATION | NO-ESTIMATION | NO-ESTIMATION | NO-ESTIMATION | NO-ESTIMATION | 16.56%
IND | India | NuPower Tirunelveli Wind Farm |  | WRI1026065 | 150 | 9.0737 | 77.4753 | Wind |  |  |  |  | NuPower | CDM | https://cdm.unfccc.int/filestorage/3/x/NUSA0ZGPJRT6YXIMEVOB74WDHQ5KF8.pdf/Final%20PDD.pdf?t=QzV8b2picHExfDDzqlVY2T6pSjzHeaKJVjyC | WRI | [14 empty] | 217.68 | NO-ESTIMATION | NO-ESTIMATION | NO-ESTIMATION | NO-ESTIMATION | NO-ESTIMATION | 16.57%
IND | India | SWPPL Vadakkupanavadali |  | WRI1026772 | 10.5 | 9.0782 | 77.5910 | Wind |  |  |  |  | SWPPL | CDM | https://cdm.unfccc.int/Projects/DB/BVQI1351312018.91/view | WRI | [14 empty] | 15.23 | HYDRO-V1 | HYDRO-V1 | HYDRO-V1 | HYDRO-V1 | HYDRO-V1 | 16.56%
IND | India | LTML Wind Energy Project in Tamil Nadu |  | WRI1026344 | 9.7 | 9.0870 | 77.6055 | Wind |  |  |  |  | Loyal Textile Mills Limited | CDM | https://cdm.unfccc.int/Projects/DB/RINA1359562234.41/view | WRI | [14 empty] | 14.07 | HYDRO-V1 | HYDRO-V1 | HYDRO-V1 | HYDRO-V1 | HYDRO-V1 | 16.56%
IND | India | Frost International Palankottai Wind Farm |  | WRI1026653 | 4.25 | 9.1269 | 77.6458 | Wind |  |  |  |  | Frost International Limited | CDM | https://cdm.unfccc.int/Projects/DB/BVQI1354554757.67/view | WRI | [14 empty] | 6.16 | NO-ESTIMATION | NO-ESTIMATION | NO-ESTIMATION | NO-ESTIMATION | CAPACITY-FACTOR-V1 | 16.55%
IND | India | Weizzmann Forex Idukki Wind Farm |  | WRI1026760 | 3.6 | 9.8881 | 77.2216 | Wind |  |  |  |  | Weizzmann Forex Limited | CDM | https://cdm.unfccc.int/Projects/DB/LRQA%20Ltd1323254431.52/view | WRI | [14 empty] | 5.22 | NO-ESTIMATION | NO-ESTIMATION | NO-ESTIMATION | NO-ESTIMATION | CAPACITY-FACTOR-V1 | 16.55%
IND | India | iEnergy Theni Wind Farm |  | WRI1026761 | 16.5 | 9.9344 | 77.4768 | Wind |  |  |  |  | iEnergy Wind Farms | CDM | https://cdm.unfccc.int/Projects/DB/RWTUV1345031355.85/view | WRI | 1081695 | [13 empty] | 23.94 | NO-ESTIMATION | NO-ESTIMATION | NO-ESTIMATION | NO-ESTIMATION | CAPACITY-FACTOR-V1 | 16.56%
IND | India | TVS Kunnur Wind Farm |  | WRI1026758 | 9.35 | 9.9438 | 77.5077 | Wind |  |  |  |  | TVS Energy limited | CDM | https://cdm.unfccc.int/Projects/DB/BVQI1331114727.08/view | WRI | [14 empty] | 13.56 | HYDRO-V1 | HYDRO-V1 | HYDRO-V1 | HYDRO-V1 | HYDRO-V1 | 16.56%
IND | India | Theni Wind Farm |  | WRI1026654 | 24 | 9.9621 | 77.3709 | Wind |  |  |  |  | Green Infra Wind Power Projects Limited | CDM | https://cdm.unfccc.int/Projects/DB/SGS-UKL1374760004.52/view | WRI | [14 empty] | 34.82 | HYDRO-V1 | HYDRO-V1 | HYDRO-V1 | HYDRO-V1 | HYDRO-V1 | 16.56%
IND | India | Powerica Theni Wind Farm |  | WRI1026792 | 9.9 | 9.9855 | 77.5777 | Wind |  |  |  |  | Powerica Limited | CDM | https://cdm.unfccc.int/Projects/DB/LRQA%20Ltd1300097036.88/view | WRI | 1112475 | [13 empty] | 14.36 | NO-ESTIMATION | NO-ESTIMATION | NO-ESTIMATION | NO-ESTIMATION | CAPACITY-FACTOR-V1 | 16.56%
IRL | Ireland | Crocane |  | WRI1022876 | 1.6 | 51.8440 | -8.1557 | Wind |  |  |  | 2010.0 |  | Irish Wind Energy Association | http://www.iwea.com/windfarmsinireland | WRI | [10 empty] | 5.86 | 4.84 | 4.40 | 3.96 | 3.68 | HYDRO-V1 | HYDRO-V1 | HYDRO-V1 | HYDRO-V1 | HYDRO-V1 | 26.26%
IRL | Ireland | Kilgarvan |  | WRI1022913 | 45 | 51.9342 | -9.3269 | Wind |  |  |  | 2006.0 | SWS | Irish Wind Energy Association | http://www.iwea.com/windfarmsinireland | WRI | 1065439 | [9 empty] | 140.81 | 136.53 | 147.34 | 143.56 | 137.89 | HYDRO-V1 | HYDRO-V1 | HYDRO-V1 | HYDRO-V1 | HYDRO-V1 | 34.98%
IRL | Ireland | Coomacheo |  | WRI1022871 | 41.4 | 52.0174 | -9.1545 | Wind |  |  |  | 2008.0 | SSE Renewables | Irish Wind Energy Association | http://www.iwea.com/windfarmsinireland | WRI | 1085978 | [9 empty] | 141.59 | 129.61 | 137.31 | 124.00 | 126.18 | NO-ESTIMATION | NO-ESTIMATION | NO-ESTIMATION | NO-ESTIMATION | CAPACITY-FACTOR-V1 | 34.79%
IRL | Ireland | Boggeragh |  | WRI1022852 | 57 | 52.0396 | -8.9154 | Wind |  |  |  | 2009.0 |  | Irish Wind Energy Association | http://www.iwea.com/windfarmsinireland | WRI | 1075718 | [9 empty] | 210.05 | 192.69 | 182.10 | 169.83 | 169.51 | NO-ESTIMATION | NO-ESTIMATION | NO-ESTIMATION | NO-ESTIMATION | CAPACITY-FACTOR-V1 | 33.95%
IRL | Ireland | Boggeragh 2 |  | WRI1022853 | 66.7 | 52.0396 | -8.9154 | Wind |  |  |  | 2015.0 | Craydel Group | Irish Wind Energy Association | http://www.iwea.com/windfarmsinireland | WRI | [13 empty] | 232.87 | 271.27 | SOLAR-V1-NO-AGE | SOLAR-V1-NO-AGE | SOLAR-V1-NO-AGE | SOLAR-V1-NO-AGE | SOLAR-V1-NO-AGE | 46.43%
IRL | Ireland | Barranafaddock |  | WRI1022839 | 32.4 | 52.1790 | -8.0910 | Wind |  |  |  | 2015.0 | Element Power | Irish Wind Energy Association | http://www.iwea.com/windfarmsinireland | WRI | 1101521 | [12 empty] | 113.21 | 135.96 | NO-ESTIMATION | NO-ESTIMATION | NO-ESTIMATION | NO-ESTIMATION | CAPACITY-FACTOR-V1 | 47.9%
IRL | Ireland | Taurbeg |  | WRI1022977 | 25.3 | 52.2563 | -9.1340 | Wind |  |  |  | 2006.0 | B9 | Irish Wind Energy Association | http://www.iwea.com/windfarmsinireland | WRI | 1065221 | [9 empty] | 78.71 | 76.31 | 81.10 | 80.55 | 77.08 | HYDRO-V1 | HYDRO-V1 | HYDRO-V1 | HYDRO-V1 | HYDRO-V1 | 34.78%
IRL | Ireland | Knockacummer 1 |  | WRI1022920 | 87 | 52.2788 | -9.0988 | Wind |  |  |  | 2013.0 | Brookfield Renewable Energy | Irish Wind Energy Association | http://www.iwea.com/windfarmsinireland | WRI | 1089060 | [10 empty] | 362.63 | 372.33 | 314.24 | 327.67 | NO-ESTIMATION | NO-ESTIMATION | NO-ESTIMATION | NO-ESTIMATION | CAPACITY-FACTOR-V1 | 42.99%
IRL | Ireland | Ballincollig Hill |  | WRI1022830 | 13.3 | 52.3096 | -9.5892 | Wind |  |  |  | 2009.0 |  | Irish Wind Energy Association | http://www.iwea.com/windfarmsinireland | WRI | 1086038 | [9 empty] | 46.00 | 41.56 | 37.12 | 36.75 | 36.12 | HYDRO-V1 | HYDRO-V1 | HYDRO-V1 | HYDRO-V1 | HYDRO-V1 | 31%
IRL | Ireland | Knocknagoum |  | WRI1022923 | 44.5 | 52.3412 | -9.5676 | Wind |  |  |  | 2013.0 | Invis Energy | Irish Wind Energy Association | http://www.iwea.com/windfarmsinireland | WRI | 1112500 | [10 empty] | 182.79 | 186.98 | 161.70 | 165.75 | HYDRO-V1 | HYDRO-V1 | HYDRO-V1 | HYDRO-V1 | HYDRO-V1 | 42.52%
IRL | Ireland | Cloghboola |  | WRI1022869 | 46 | 52.3454 | -9.4513 | Wind |  |  |  | 2015.0 | Gaelectric | Irish Wind Energy Association | http://www.iwea.com/windfarmsinireland | WRI | 1107395 | [12 empty] | 168.09 | 191.15 | HYDRO-V1 | HYDRO-V1 | HYDRO-V1 | HYDRO-V1 | HYDRO-V1 | 47.44%
IRL | Ireland | Ballywater |  | WRI1022837 | 42 | 52.5387 | -6.2396 | Wind |  |  |  | 2006.0 |  | Irish Wind Energy Association | http://www.iwea.com/windfarmsinireland | WRI | 1063657 | [9 empty] | 131.86 | 127.86 | 137.52 | 132.72 | 129.14 | NO-ESTIMATION | NO-ESTIMATION | NO-ESTIMATION | NO-ESTIMATION | CAPACITY-FACTOR-V1 | 35.1%
IRL | Ireland | Kill Hill |  | WRI1022915 | 36.8 | 52.5394 | -7.7745 | Wind |  |  |  | 2014.0 | Brookfield Renewable Energy | Irish Wind Energy Association | http://www.iwea.com/windfarmsinireland | WRI | [12 empty] | 155.55 | 121.19 | 141.39 | SOLAR-V1-NO-AGE | SOLAR-V1-NO-AGE | SOLAR-V1-NO-AGE | SOLAR-V1-NO-AGE | SOLAR-V1-NO-AGE | 43.86%
IRL | Ireland | Castledockrell |  | WRI1022868 | 41.4 | 52.5898 | -6.6391 | Wind |  |  |  | 2011.0 | Castledockrell Wind Group Limited | Irish Wind Energy Association | http://www.iwea.com/windfarmsinireland | WRI | 1085230 | [9 empty] | 172.03 | 154.29 | 144.59 | 128.84 | 127.93 | HYDRO-V1 | HYDRO-V1 | HYDRO-V1 | HYDRO-V1 | HYDRO-V1 | 35.28%
IRL | Ireland | Glenough |  | WRI1022904 | 32.5 | 52.6386 | -8.0786 | Wind |  |  |  | 2011.0 | ABO Wind | Irish Wind Energy Association | http://www.iwea.com/windfarmsinireland | WRI | 1080062 | [9 empty] | 132.34 | 126.48 | 109.90 | 99.34 | 92.07 | NO-ESTIMATION | NO-ESTIMATION | NO-ESTIMATION | NO-ESTIMATION | CAPACITY-FACTOR-V1 | 32.34%
IRL | Ireland | Garracummer |  | WRI1022896 | 42.5 | 52.6420 | -8.1479 | Wind |  |  |  | 2012.0 | Bord Gais | Irish Wind Energy Association | http://www.iwea.com/windfarmsinireland | WRI | 1089058 | [9 empty] | 162.42 | 170.17 | 160.67 | 129.45 | 137.29 | NO-ESTIMATION | NO-ESTIMATION | NO-ESTIMATION | NO-ESTIMATION | CAPACITY-FACTOR-V1 | 36.88%
IRL | Ireland | Lisheen |  | WRI1022932 | 54 | 52.7589 | -7.7167 | Wind |  |  |  | 2009.0 | SWS | Irish Wind Energy Association | http://www.iwea.com/windfarmsinireland | WRI | 1076373 | [9 empty] | 187.49 | 169.42 | 171.26 | 154.28 | 144.89 | HYDRO-V1 | HYDRO-V1 | HYDRO-V1 | HYDRO-V1 | HYDRO-V1 | 30.63%
IRL | Ireland | Bruckana |  | WRI1022857 | 39.6 | 52.7846 | -7.6688 | Wind |  |  |  | 2014.0 | Bord au Mona | Irish Wind Energy Association | http://www.iwea.com/windfarmsinireland | WRI | 1082292 | [11 empty] | 165.05 | 135.77 | 146.82 | NO-ESTIMATION | NO-ESTIMATION | NO-ESTIMATION | NO-ESTIMATION | CAPACITY-FACTOR-V1 | 42.32%
IRL | Ireland | Raheenleagh Wind Farm |  | WRI1022959 | 36.5 | 52.7973 | -6.3164 | Wind |  |  |  | 2016.0 | Coillte and ESB | Irish Wind Energy Association | http://www.iwea.com/windfarmsinireland | WRI | [14 empty] | 148.95 | SOLAR-V1-NO-AGE | SOLAR-V1-NO-AGE | SOLAR-V1-NO-AGE | SOLAR-V1-NO-AGE | SOLAR-V1-NO-AGE | 46.58%
IRL | Ireland | Ballinlough/Ikerrin |  | WRI1022831 | 2.55 | 52.8301 | -8.0752 | Wind |  |  |  | 2006.0 |  | Irish Wind Energy Association | http://www.iwea.com/windfarmsinireland | WRI | 1086065 | [9 empty] | 4.92 | 6.83 | 6.08 | 5.57 | 5.25 | NO-ESTIMATION | NO-ESTIMATION | NO-ESTIMATION | NO-ESTIMATION | CAPACITY-FACTOR-V1 | 23.5%
IRL | Ireland | Monaincha Bog (Gate 3) |  | WRI1022948 | 32.55 | 52.9348 | -7.7054 | Wind |  |  |  | 2014.0 | Element Power/Blackrock | Irish Wind Energy Association | http://www.iwea.com/windfarmsinireland | WRI | 1101662 | [11 empty] | 137.58 | 119.11 | 128.21 | NO-ESTIMATION | NO-ESTIMATION | NO-ESTIMATION | NO-ESTIMATION | NO-ESTIMATION | 44.96%
IRL | Ireland | Derrybrien |  | WRI1022887 | 60 | 53.0937 | -8.6095 | Wind |  |  |  | 2006.0 | ESBI | Irish Wind Energy Association | http://www.iwea.com/windfarmsinireland | WRI | 1053904 | [9 empty] | 185.58 | 168.21 | 194.34 | 160.04 | 166.99 | HYDRO-V1 | HYDRO-V1 | HYDRO-V1 | HYDRO-V1 | HYDRO-V1 | 31.77%
IRL | Ireland | Mount Lucas |  | WRI1022951 | 84 | 53.2811 | -7.2207 | Wind |  |  |  | 2014.0 |  | Irish Wind Energy Association | http://www.iwea.com/windfarmsinireland | WRI | 1082293 | [11 empty] | 363.70 | 298.46 | 335.53 | HYDRO-V1 | HYDRO-V1 | HYDRO-V1 | HYDRO-V1 | HYDRO-V1 | 45.6%
IRL | Ireland | Sliabh Bawn |  | WRI1022970 | 58 | 53.7356 | -8.0679 | Wind |  |  |  | 2016.0 |  | Irish Wind Energy Association | http://www.iwea.com/windfarmsinireland | WRI | [14 empty] | 229.55 | HYDRO-V1 | HYDRO-V1 | HYDRO-V1 | HYDRO-V1 | HYDRO-V1 | 45.18%
IRL | Ireland | Mace Upper |  | WRI1022936 | 2.4 | 53.7707 | -8.9710 | Wind |  |  |  | 2009.0 |  | Irish Wind Energy Association | http://www.iwea.com/windfarmsinireland | WRI | 1085993 | [9 empty] | 6.17 | 5.58 | 5.40 | 4.49 | 5.1 | NO-ESTIMATION | NO-ESTIMATION | NO-ESTIMATION | NO-ESTIMATION | NO-ESTIMATION | 24.26%
IRL | Ireland | Cuillalea |  | WRI1022882 | 3.4 | 53.8485 | -9.0712 | Wind |  |  |  | 2004.0 |  | Irish Wind Energy Association | http://www.iwea.com/windfarmsinireland | WRI | 1065438 | [9 empty] | 7.85 | 8.91 | 10.95 | 7.93 | 8.35 | HYDRO-V1 | HYDRO-V1 | HYDRO-V1 | HYDRO-V1 | HYDRO-V1 | 28.04%
IRL | Ireland | Raheen Barr |  | WRI1022958 | 18.7 | 53.9001 | -9.3579 | Wind |  |  |  | 2003.0 |  | Irish Wind Energy Association | http://www.iwea.com/windfarmsinireland | WRI | 1059071 | [9 empty] | 58.08 | 54.93 | 60.20 | 55.42 | 53.59 | HYDRO-V1 | HYDRO-V1 | HYDRO-V1 | HYDRO-V1 | HYDRO-V1 | 32.71%
IRL | Ireland | Derrynadivva |  | WRI1022888 | 8 | 53.9104 | -9.3408 | Wind |  |  |  | 2009.0 |  | Irish Wind Energy Association | http://www.iwea.com/windfarmsinireland | WRI | 1086036 | [9 empty] | 20.47 | 18.08 | 16.94 | 16.04 | 16.19 | HYDRO-V1 | HYDRO-V1 | HYDRO-V1 | HYDRO-V1 | HYDRO-V1 | 23.1%
IRL | Ireland | Lenanavea |  | WRI1022931 | 4.5 | 53.9241 | -9.3505 | Wind |  |  |  | 2010.0 |  | Irish Wind Energy Association | http://www.iwea.com/windfarmsinireland | WRI | 1059074 | [9 empty] | 15.77 | 12.60 | 11.82 | 10.12 | 10.2 | NO-ESTIMATION | NO-ESTIMATION | NO-ESTIMATION | NO-ESTIMATION | CAPACITY-FACTOR-V1 | 25.88%
IRL | Ireland | Largan Hill |  | WRI1022929 | 5.9 | 53.9475 | -8.5596 | Wind |  |  |  | 2000.0 | B9 | Irish Wind Energy Association | http://www.iwea.com/windfarmsinireland | WRI | 1042668 | [9 empty] | 13.60 | 13.67 | 15.96 | 12.67 | 10.13 | HYDRO-V1 | HYDRO-V1 | HYDRO-V1 | HYDRO-V1 | HYDRO-V1 | 19.6%
IRL | Ireland | Mountain Lodge |  | WRI1022952 | 34.5 | 53.9955 | -7.1190 | Wind |  |  |  | 2008.0 | ESBI | Irish Wind Energy Association | http://www.iwea.com/windfarmsinireland | WRI | 1070040 | [9 empty] | 112.54 | 101.45 | 112.06 | 99.53 | 94.13 | SOLAR-V1-NO-AGE | SOLAR-V1-NO-AGE | SOLAR-V1-NO-AGE | SOLAR-V1-NO-AGE | SOLAR-V1-NO-AGE | 31.15%
IRL | Ireland | Bindoo |  | WRI1022849 | 48 | 54.0108 | -7.1142 | Wind |  |  |  | 2007.0 |  | Irish Wind Energy Association | http://www.iwea.com/windfarmsinireland | WRI | 1064986 | [9 empty] | 138.92 | 142.91 | 157.00 | 143.13 | 130.59 | HYDRO-V1 | HYDRO-V1 | HYDRO-V1 | HYDRO-V1 | HYDRO-V1 | 31.06%
IRL | Ireland | Bellacorick |  | WRI1022847 | 6.45 | 54.1126 | -9.5875 | Wind |  |  |  | 1992.0 |  | Irish Wind Energy Association | http://www.iwea.com/windfarmsinireland | WRI | 1027326 | [9 empty] | 12.61 | 12.61 | 14.19 | 12.57 | 12.61 | SOLAR-V1-NO-AGE | SOLAR-V1-NO-AGE | SOLAR-V1-NO-AGE | SOLAR-V1-NO-AGE | SOLAR-V1-NO-AGE | 22.32%
IRL | Ireland | Tullynamoyle |  | WRI1022979 | 22 | 54.1217 | -8.1455 | Wind |  |  |  | 2011.0 | Tullynamoyle Wind Farm Limited | Irish Wind Energy Association | http://www.iwea.com/windfarmsinireland | WRI | 1086029 | [9 empty] | 93.24 | 87.43 | 74.66 | 71.65 | 61.52 | NO-ESTIMATION | NO-ESTIMATION | NO-ESTIMATION | NO-ESTIMATION | NO-ESTIMATION | 31.92%
IRL | Ireland | Altagowlan |  | WRI1022825 | 7.6 | 54.1222 | -8.1486 | Wind |  |  |  | 2005.0 |  | Irish Wind Energy Association | http://www.iwea.com/windfarmsinireland | WRI | 1063075 | [9 empty] | 15.77 | 14.21 | 23.45 | 18.55 | 14.65 | HYDRO-V1 | HYDRO-V1 | HYDRO-V1 | HYDRO-V1 | HYDRO-V1 | 22%
IRL | Ireland | Geevagh |  | WRI1022900 | 5 | 54.1417 | -8.2673 | Wind |  |  |  | 2006.0 | B9 | Irish Wind Energy Association | http://www.iwea.com/windfarmsinireland | WRI | 1063072 | [9 empty] | 10.39 | 10.13 | 12.01 | 10.01 | 12.31 | HYDRO-V1 | HYDRO-V1 | HYDRO-V1 | HYDRO-V1 | HYDRO-V1 | 28.11%
IRL | Ireland | Gavagh Glebe |  | WRI1022899 | 26 | 54.1603 | -8.2221 | Wind |  |  |  |  | Gaelectric | Irish Wind Energy Association | http://www.iwea.com/windfarmsinireland | WRI | 1071477 | [13 empty] | 58.33 | HYDRO-V1 | HYDRO-V1 | HYDRO-V1 | HYDRO-V1 | HYDRO-V1 | 25.61%
IRL | Ireland | Meentycat |  | WRI1022941 | 72 | 54.8702 | -7.8562 | Wind |  |  |  | 2005.0 | SSE Renewables | Irish Wind Energy Association | http://www.iwea.com/windfarmsinireland | WRI | 1061477 | [9 empty] | 213.13 | 213.38 | 269.06 | 231.60 | 229.54 | HYDRO-V1 | HYDRO-V1 | HYDRO-V1 | HYDRO-V1 | HYDRO-V1 | 36.39%
IRN | Iran | Kahak |  | WRI1008146 | 100 | 36.1309 | 49.7262 | Wind |  |  |  | 2014.0 |  | CDM | https://cdm.unfccc.int/Projects/DB/RINA1436349705.61/view | WRI | 1101370 | [11 empty] | 246.68 | 257.08 | 227.17 | HYDRO-V1 | HYDRO-V1 | HYDRO-V1 | HYDRO-V1 | HYDRO-V1 | 25.93%
ISR | Israel | Mount Gilboa |  | WRI1061482 | 21 | 32.4664 | 35.4256 | Wind |  |  |  | 2017.0 | Israel Electric corporation | Ynet News | https://www.ynetnews.com/articles/0 7340 L-4702563 00.html | WRI | 1062009 | [13 empty] | 49.53 | HYDRO-V1 | HYDRO-V1 | HYDRO-V1 | HYDRO-V1 | HYDRO-V1 | 26.92%
ISR | Israel | Sirin Afcon |  | WRI1061483 | 21 | 32.6467 | 35.5232 | Wind |  |  |  | 2017.0 | Israel Electric corporation | Ynet News | https://www.ynetnews.com/articles/0 7340 L-4702563 00.html | WRI | 1019870 | [13 empty] | 49.53 | HYDRO-V1 | HYDRO-V1 | HYDRO-V1 | HYDRO-V1 | HYDRO-V1 | 26.92%
ITA | Italy | MONTEFERRANTE |  | WRI1002913 | 105.24 | 41.9547 | 14.3884 | Wind | [5 empty] | TERNA | http://www.terna.it/en-gb/sistemaelettrico/transparencyreport/generation/installedgenerationcapacity.aspx | CARMA | 1072036 | [13 empty] | 191.76 | HYDRO-V1 | HYDRO-V1 | HYDRO-V1 | HYDRO-V1 | HYDRO-V1 | 20.8%
JAM | Jamaica | Manchester |  | WRI1023922 | 38.7 | 17.9193 | -77.5343 | Wind |  |  |  |  | Wigton Wind Farm Ltd. | Jamaica Public Service Company | https://www.jpsco.com/about-jps/how-we-serve-you/ | WRI | 1055870 | [13 empty] | 112.97 | HYDRO-V1 | HYDRO-V1 | HYDRO-V1 | HYDRO-V1 | HYDRO-V1 | 33.32%
JPN | Japan | Ikata Wind |  | WRI1020218 | 18 | 33.4389 | 132.2327 | Wind |  |  |  | 2010.0 | ECOPOWER CO LTD | EcoPower | http://www.eco-power.co.jp/hatudensho_ichiran.html | WRI | 1080894 | [9 empty] | 49.40 | 48.36 | 49.16 | 46.62 | 41.81 | HYDRO-V1 | HYDRO-V1 | HYDRO-V1 | HYDRO-V1 | HYDRO-V1 | 26.52%
JPN | Japan | Hirokawa-Hidakagawa |  | WRI1020211 | 20 | 33.9874 | 135.4303 | Wind |  |  |  | 2014.0 | ECOPOWER CO LTD | EcoPower | http://www.eco-power.co.jp/hatudensho_ichiran.html | WRI | 1104882 | [11 empty] | 54.44 | 57.20 | 51.27 | HYDRO-V1 | HYDRO-V1 | HYDRO-V1 | HYDRO-V1 | HYDRO-V1 | 29.26%
JPN | Japan | Kasadori |  | WRI1020203 | 38 | 34.7016 | 136.2762 | Wind |  |  |  |  | CHUBU ELECTRIC POWER CO INC | Chubu Electric Power Company | http://www.chuden.co.jp/english/corporate/ecor_releases/erel_pressreleases/__icsFiles/afieldfile/2009/10/15/1001newenergy.pdf | WRI | 1074699 | [13 empty] | 70.8 | HYDRO-V1 | HYDRO-V1 | HYDRO-V1 | HYDRO-V1 | HYDRO-V1 | 21.27%
JPN | Japan | Iwaya Ecopower |  | WRI1020201 | 27 | 36.1379 | 136.4313 | Wind |  |  |  | 2002.0 | ECOPOWER CO LTD | EcoPower | http://www.eco-power.co.jp/hatudensho_ichiran.html | WRI | 1054069 | [9 empty] | 60.64 | 59.29 | 61.34 | 57.41 | 56.86 | SOLAR-V1-NO-AGE | SOLAR-V1-NO-AGE | SOLAR-V1-NO-AGE | SOLAR-V1-NO-AGE | SOLAR-V1-NO-AGE | 24.04%
JPN | Japan | Mutsu-Ogawara |  | WRI1020194 | 32 | 41.0074 | 141.3135 | Wind |  |  |  | 2003.0 | ECOPOWER CO LTD | EcoPower | http://www.eco-power.co.jp/hatudensho_ichiran.html | WRI | 1053555 | [9 empty] | 76.21 | 76.06 | 70.32 | 76.01 | 55.18 | NO-ESTIMATION | NO-ESTIMATION | NO-ESTIMATION | NO-ESTIMATION | CAPACITY-FACTOR-V1 | 19.68%
JPN | Japan | Aoyama Kogen |  | WRI1020222 | 15 | 34.7114 | 136.2925 | Wind |  |  |  | 2003.0 | CHUBU ELECTRIC POWER CO INC | NKK | http://www.jfe-holdings.co.jp/en/release/nkk/41-08/art04.html | WRI | 1049117 | [9 empty] | 37.45 | 32.39 | 41.47 | 32.79 | 29.32 | NO-ESTIMATION | NO-ESTIMATION | NO-ESTIMATION | NO-ESTIMATION | CAPACITY-FACTOR-V1 | 22.31% | 4.8 | 0.6973 | 0.0061083
KEN | Kenya | Ngong |  | WRI1061215 | 25.5 | -1.3811 | 36.6356 | Wind |  |  |  | 1993.0 | Kenya Electric Generating Company | Kenya Electricity Generating Company | http://www.kengen.co.ke/?q=content/wind | WRI | 1020718¦1080954 | [9 empty] | 54.35 | 48.32 | 51.33 | 51.76 | 48.54 | NO-ESTIMATION | NO-ESTIMATION | NO-ESTIMATION | NO-ESTIMATION | CAPACITY-FACTOR-V1 | 21.73% | [6 empty] | 10
KEN | Kenya | Lake Turkana |  | WRI1000054 | 310 | 2.6447 | 36.7378 | Wind |  |  |  | 2017.0 | Lake Turkana Wind Power Ltd. | Lake Turkana Wind Power | http://ltwp.co.ke/ | WRI | [14 empty] | 662.59 | NO-ESTIMATION | NO-ESTIMATION | NO-ESTIMATION | NO-ESTIMATION | CAPACITY-FACTOR-V1 | 24.4% | [6 empty] | 250.5
KOR | South Korea | Hangyeong |  | WRI1029929 | 21 | 33.3416 | 126.1661 | Wind | [5 empty] | CDM | https://cdm.unfccc.int/Projects/DB/KEMCO1173839526.69/view | WRI | 1059622 | [13 empty] | 37.48 | SOLAR-V1-NO-AGE | SOLAR-V1-NO-AGE | SOLAR-V1-NO-AGE | SOLAR-V1-NO-AGE | SOLAR-V1-NO-AGE | 20.37%
KOR | South Korea | Jeju Offshore |  | WRI1029938 | 30 | 33.3690 | 126.1910 | Wind |  |  |  | 2017.0 |  | 4C Offshore | http://www.4coffshore.com/windfarms/tamra-offshore-wind-farm-project--south-korea-kr03.html | WRI | 1088617 | [13 empty] | 53.55 | HYDRO-V1 | HYDRO-V1 | HYDRO-V1 | HYDRO-V1 | HYDRO-V1 | 20.38%
KOR | South Korea | Jeju Self Governing Wind Farm |  | WRI1029937 | 15 | 33.3924 | 126.7374 | Wind |  |  |  |  | Jeju Special Self-Governing Province Agency | CDM | https://cdm.unfccc.int/Projects/DB/KFQ1277360691.75/view | WRI | [14 empty] | 26.77 | NO-ESTIMATION | NO-ESTIMATION | NO-ESTIMATION | NO-ESTIMATION | CAPACITY-FACTOR-V1 | 20.37%
KOR | South Korea | Samdal |  | WRI1029933 | 33 | 33.3952 | 126.8213 | Wind | [5 empty] | CDM | https://cdm.unfccc.int/filestorage/S/1/5/S1527M4GXNLZTRUWD3QH89EO6BVPYA/Samdal%20PDD_%28Clean%20Version%29.pdf?t=Rkd8b2xqaXdjfDCBx9r7XcBVMARH8CoRKQPa | WRI | 1086915 | [13 empty] | 58.91 | HYDRO-V1 | HYDRO-V1 | HYDRO-V1 | HYDRO-V1 | HYDRO-V1 | 20.38%
KOR | South Korea | Sungsan |  | WRI1029934 | 20 | 33.4397 | 126.8348 | Wind |  |  |  |  | Korea Southern Power Company | CDM | https://cdm.unfccc.int/Projects/DB/KEMCO1271137467.68/view | WRI | [14 empty] | 35.7 | HYDRO-V1 | HYDRO-V1 | HYDRO-V1 | HYDRO-V1 | HYDRO-V1 | 20.38%
KOR | South Korea | Yeongheung |  | WRI1029935 | 22 | 33.4397 | 126.8349 | Wind | [5 empty] | CDM | https://cdm.unfccc.int/filestorage/5/8/K/58KRC69AX3DTZ7S4PEWF0BQONVIUL2/Sungsan_Wind_Power_CDM_Project_ver9_20110615.pdf?t=b2R8b2x1N2ZkfDCgB9WRQztAlxjzdI-VOEjQ | WRI | [14 empty] | 39.27 | NO-ESTIMATION | NO-ESTIMATION | NO-ESTIMATION | NO-ESTIMATION | CAPACITY-FACTOR-V1 | 20.38%
KOR | South Korea | Youngduk |  | WRI1029928 | 39.6 | 36.4149 | 129.4141 | Wind |  |  |  |  | Youngduk Wind Power Co. Ltd | CDM | https://cdm.unfccc.int/Projects/DB/KFQ1141796981.11/view | WRI | 1054381 | [13 empty] | 70.69 | HYDRO-V1 | HYDRO-V1 | HYDRO-V1 | HYDRO-V1 | HYDRO-V1 | 20.38%
KOR | South Korea | Yeong Yang |  | WRI1029930 | 61.5 | 36.5692 | 129.2363 | Wind | [5 empty] | CDM | https://cdm.unfccc.int/Projects/DB/KFQ1210856027.26/view | GEODB | [14 empty] | 109.78 | HYDRO-V1 | HYDRO-V1 | HYDRO-V1 | HYDRO-V1 | HYDRO-V1 | 20.38%
KOR | South Korea | Taebaek Wind park |  | WRI1029936 | 18 | 37.3437 | 129.0018 | Wind |  |  |  |  | Taebaek Wind Park | CDM | https://cdm.unfccc.int/Projects/DB/TECO1356422541.98/view | WRI | 1056298 | [13 empty] | 32.13 | NO-ESTIMATION | NO-ESTIMATION | NO-ESTIMATION | NO-ESTIMATION | CAPACITY-FACTOR-V1 | 20.38%
KOR | South Korea | Taegisan |  | WRI1029931 | 40 | 37.4395 | 128.2698 | Wind | [5 empty] | CDM | https://cdm.unfccc.int/Projects/DB/KFQ1226904451.62/view | GEODB | 1076558 | [13 empty] | 71.4 | NO-ESTIMATION | NO-ESTIMATION | NO-ESTIMATION | NO-ESTIMATION | CAPACITY-FACTOR-V1 | 20.38%
KOR | South Korea | Gangwon |  | WRI1023592 | 98 | 37.7244 | 128.7369 | Wind |  |  |  | 2005.0 | Eurus Energy Holdings | Eurus Energy | http://eurus-energy.com/en/project/index.php?area=asia | WRI | 1060999 | [9 empty] | 219.15 | 225.54 | 211.18 | 259.56 | 227.1 | HYDRO-V1 | HYDRO-V1 | HYDRO-V1 | HYDRO-V1 | HYDRO-V1 | 26.45%
KOR | South Korea | Shinan |  | WRI1029932 | 3 | 38.0208 | 128.4965 | Wind | [5 empty] | CDM | https://cdm.unfccc.int/Projects/DB/KEMCO1257125689.44/view | GEODB | [14 empty] | 5.35 | NO-ESTIMATION | NO-ESTIMATION | NO-ESTIMATION | NO-ESTIMATION | CAPACITY-FACTOR-V1 | 20.36%
LKA | Sri Lanka | Hambantota |  | WRI1030393 | 3 | 6.1461 | 81.1131 | Wind |  |  |  |  | CEB | Wind Energy Resource Atlas of Sri Lanka | http://www.nation.lk/2008/12/14/eyefea7.htm | WRI | 1023824 | [13 empty] | 7.55 | HYDRO-V1 | HYDRO-V1 | HYDRO-V1 | HYDRO-V1 | HYDRO-V1 | 28.73%
LKA | Sri Lanka | Ambewela Aitken Spence |  | WRI1030392 | 3 | 6.8432 | 80.8130 | Wind |  |  |  |  | Ace Wind Power | Ceylon Electricity Board | http://www.ceb.lk/knowledge-center/#tab-1442494805846-7-1 | WRI | 1097894 | [13 empty] | 7.55 | NO-ESTIMATION | NO-ESTIMATION | NO-ESTIMATION | NO-ESTIMATION | NO-ESTIMATION | 28.73%
LKA | Sri Lanka | Nirmalapura |  | WRI1030400 | 10.5 | 7.9544 | 79.7411 | Wind |  |  |  |  | Nirmalapura Wind Power | Public Utilities Commission of Sri Lanka | http://www.pucsl.gov.lk/english/industries/electricity/license-applications/#tab3 | WRI | 1083744 | [13 empty] | 26.42 | NO-ESTIMATION | NO-ESTIMATION | NO-ESTIMATION | NO-ESTIMATION | CAPACITY-FACTOR-V1 | 28.72%
LKA | Sri Lanka | Mampuri-II |  | WRI1030396 | 10.5 | 7.9764 | 79.7316 | Wind |  |  |  |  | Senok Wind Energy | Public Utilities Commission of Sri Lanka | http://www.pucsl.gov.lk/english/industries/electricity/license-applications/#tab3 | WRI | 1051030 | [13 empty] | 26.42 | NO-ESTIMATION | NO-ESTIMATION | NO-ESTIMATION | NO-ESTIMATION | CAPACITY-FACTOR-V1 | 28.72%
LKA | Sri Lanka | Mampuri-III |  | WRI1030397 | 10.5 | 8.0055 | 79.7308 | Wind |  |  |  |  | Senok Wind Resource | Public Utilities Commission of Sri Lanka | http://www.pucsl.gov.lk/english/industries/electricity/license-applications/#tab3 | WRI | 1051030 | [13 empty] | 26.42 | HYDRO-V1 | HYDRO-V1 | HYDRO-V1 | HYDRO-V1 | HYDRO-V1 | 28.72%
LKA | Sri Lanka | Madurankuliya |  | WRI1030394 | 12 | 8.0128 | 79.7269 | Wind |  |  |  |  | Daily Life Renewable Energy | Public Utilities Commission of Sri Lanka | http://www.pucsl.gov.lk/english/industries/electricity/license-applications/#tab3 | WRI | [14 empty] | 30.2 | SOLAR-V1-NO-AGE | SOLAR-V1-NO-AGE | SOLAR-V1-NO-AGE | SOLAR-V1-NO-AGE | SOLAR-V1-NO-AGE | 28.73%
LKA | Sri Lanka | Pawan Danavi |  | WRI1030401 | 10.2 | 8.0490 | 79.7190 | Wind |  |  |  |  | Pawan Danavi | Public Utilities Commission of Sri Lanka | http://www.pucsl.gov.lk/english/industries/electricity/license-applications/#tab3 | WRI | [14 empty] | 25.67 | NO-ESTIMATION | NO-ESTIMATION | NO-ESTIMATION | NO-ESTIMATION | CAPACITY-FACTOR-V1 | 28.73%
LKA | Sri Lanka | Nala Danavi |  | WRI1030399 | 4.8 | 8.0897 | 79.7092 | Wind |  |  |  |  | Nala Danavi | Public Utilities Commission of Sri Lanka | http://www.pucsl.gov.lk/english/industries/electricity/license-applications/#tab3 | WRI | [14 empty] | 12.08 | NO-ESTIMATION | NO-ESTIMATION | NO-ESTIMATION | NO-ESTIMATION | CAPACITY-FACTOR-V1 | 28.73%
LKA | Sri Lanka | Mampuri-I |  | WRI1030395 | 10 | 8.0074 | 79.7243 | Wind |  |  |  |  | Senok Wind Power | Public Utilities Commission of Sri Lanka | http://www.pucsl.gov.lk/english/industries/electricity/license-applications/#tab3 | WRI | 1051030 | [13 empty] | 25.16 | HYDRO-V1 | HYDRO-V1 | HYDRO-V1 | HYDRO-V1 | HYDRO-V1 | 28.72% | 2.05 | 1.401 | 0.012273
MAR | Morocco | Parc Eolien Foum El Oued |  | WRI1023705 | 50 | 27.0182 | -13.3838 | Wind |  |  |  | 2013.0 | Nareva Holding | Arab Union of Electricity | http://www.auptde.org/NewsDetails.aspx?lang=en&NID=283 | KTH |  |  | 202.7 | [6 empty] | Arab Union of Electricity |  | 196.47 | 206.94 | 164.27 | 176.7 | HYDRO-V1 | HYDRO-V1 | HYDRO-V1 | HYDRO-V1 | HYDRO-V1 | 40.34%
MAR | Morocco | Parc Eolien Akhfenir |  | WRI1023701 | 202.11 | 27.9538 | -11.9975 | Wind |  |  |  | 2016.0 | Nareva Holding | Wiki Eolinne | https://eolienne.f4jr.org/parcs/akhfenir | KTH | [14 empty] | 677.99 | NO-ESTIMATION | NO-ESTIMATION | NO-ESTIMATION | NO-ESTIMATION | NO-ESTIMATION | 38.29%
MAR | Morocco | Parc Eolien AMOUGDOUL |  | WRI1023702 | 60.35 | 31.4086 | -9.7968 | Wind |  |  |  | 2007.0 | Office National de l\'Electricite (ONE) | Wiki Eolinne | https://eolienne.f4jr.org/parcs/essaouira_amogdoul | KTH | [10 empty] | 204.37 | 183.59 | 212.08 | 197.69 | 175.16 | SOLAR-V1-NO-AGE | SOLAR-V1-NO-AGE | SOLAR-V1-NO-AGE | SOLAR-V1-NO-AGE | SOLAR-V1-NO-AGE | 33.13%
MAR | Morocco | Midelt |  | WRI1061201 | 150 | 32.6816 | -4.7922 | Wind |  |  |  | 2017.0 |  | Taqa Way | http://taqaway.net/re-projects/midelt-wind-farm | KTH | [14 empty] | 449.88 | SOLAR-V1-NO-AGE | SOLAR-V1-NO-AGE | SOLAR-V1-NO-AGE | SOLAR-V1-NO-AGE | SOLAR-V1-NO-AGE | 34.24%
MAR | Morocco | Parc Eolien Lafarge Tetouan |  | WRI1023708 | 32 | 35.6063 | -5.4385 | Wind | [5 empty] | Arab Union of Electricity | http://www.auptde.org/NewsDetails.aspx?lang=en&NID=283 | KTH | [6 empty] | 38.0 |  |  | Arab Union of Electricity |  |  |  |  | 95.97 | SOLAR-V1-NO-AGE | SOLAR-V1-NO-AGE | SOLAR-V1-NO-AGE | SOLAR-V1-NO-AGE | SOLAR-V1-NO-AGE | 34.24%
MAR | Morocco | Parc Eolien Tarfaya |  | WRI1023709 | 301 | 35.6110 | -5.4320 | Wind |  |  |  | 2014.0 | Nareva Holding/Engie | Arab Union of Electricity | http://www.auptde.org/NewsDetails.aspx?lang=en&NID=283 | GEODB | 1095844 | [11 empty] | 1083.13 | 1104.94 | 796.68 | NO-ESTIMATION | NO-ESTIMATION | NO-ESTIMATION | NO-ESTIMATION | NO-ESTIMATION | 30.21%
MAR | Morocco | Parc Eolien de Tanger |  | WRI1023704 | 140 | 35.6467 | -5.6078 | Wind |  |  |  | 2009.0 |  | Arab Union of Electricity | http://www.auptde.org/NewsDetails.aspx?lang=en&NID=283 | GEODB | [6 empty] | 526.25 |  |  | Arab Union of Electricity | 360.71 | 331.07 | 478.66 | 460.49 | 375 | NO-ESTIMATION | NO-ESTIMATION | NO-ESTIMATION | NO-ESTIMATION | NO-ESTIMATION | 30.58%
MAR | Morocco | Parc Eolien Khalladi |  | WRI1023707 | 120 | 35.7545 | -5.5710 | Wind |  |  |  | 2016.0 | Saudi Arabian Group Acwa Power+ARIF Investment Fund | Arab Union of Electricity | http://www.auptde.org/NewsDetails.aspx?lang=en&NID=283 | KTH | [14 empty] | 386 | SOLAR-V1-NO-AGE | SOLAR-V1-NO-AGE | SOLAR-V1-NO-AGE | SOLAR-V1-NO-AGE | SOLAR-V1-NO-AGE | 36.72%
MAR | Morocco | Parc Eolien Haouma |  | WRI1023706 | 50 | 35.8054 | -5.4930 | Wind |  |  |  | 2013.0 | Nareva Holding | Arab Union of Electricity | http://www.auptde.org/NewsDetails.aspx?lang=en&NID=283 | KTH | 1068952 |  | 192.0 | [6 empty] | Arab Union of Electricity |  | 150.53 | 181.35 | 175.19 | 138.35 | HYDRO-V1 | HYDRO-V1 | HYDRO-V1 | HYDRO-V1 | HYDRO-V1 | 31.59%
MAR | Morocco | Al Koudia Al Baida (Abdelkhalek Torres) |  | WRI1061196 | 53.9 | 35.8184 | -5.4538 | Wind |  |  |  |  | Office National de l\'Electricite (ONE) | GEODB | http://globalenergyobservatory.org/form.php?pid=41595 | GEODB | 1011522 | [13 empty] | 161.65 | NO-ESTIMATION | NO-ESTIMATION | NO-ESTIMATION | NO-ESTIMATION | CAPACITY-FACTOR-V1 | 34.24%
MAR | Morocco | Compagnie Eolienne de Detroit (CED) |  | WRI1023689 | 50.4 | 35.8184 | -5.4538 | Wind |  |  |  | 2000.0 |  | Arab Union of Electricity | http://www.auptde.org/NewsDetails.aspx?lang=en&NID=283 | GEODB | [10 empty] | 128.81 | 100.57 | 106.24 | 107.47 | 110.41 | NO-ESTIMATION | NO-ESTIMATION | NO-ESTIMATION | NO-ESTIMATION | CAPACITY-FACTOR-V1 | 25.01%
MEX | Mexico | EÃ³lica de Arriaga |  | MEX0006703 | 28.8 | 16.1850 | -93.9396 | Wind | [5 empty] | INERE | http://base.energia.gob.mx/nacei/Archivos/3%20P%C3%A1gina%20Datos%20de%20Infraestructura/Ingl%C3%A9s/PowerPlantsRenewGE1MW_NorthAmerica_201606.xlsx | North American Cooperation on Energy Information and ComisiÃ³n Reguladora de EnergÃ­a | 1087837 | 2016 | [12 empty] | 71.61 | HYDRO-V1 | HYDRO-V1 | HYDRO-V1 | HYDRO-V1 | HYDRO-V1 | 28.38%
MEX | Mexico | Eoliatec del Istmo |  | MEX0001871 | 164 | 16.4406 | -94.9912 | Wind |  |  |  |  | Eoliatec Del Istmo S. A. P. I. De C. V. | CFE-CENACE | http://base.energia.gob.mx/nacei/Archivos/3%20P%C3%A1gina%20Datos%20de%20Infraestructura/Ingl%C3%A9s/PowerPlantsAllGE100MW_NorthAmerica_201606.xlsx | North American Cooperation on Energy Information and ComisiÃ³n Reguladora de EnergÃ­a | 1068265 | 2016 | [12 empty] | 407.83 | HYDRO-V1 | HYDRO-V1 | HYDRO-V1 | HYDRO-V1 | HYDRO-V1 | 28.39%
MEX | Mexico | EÃ³lica Zopiloapan (Bii Nee Stipa III) |  | MEX0006716 | 70 | 16.4448 | -95.0588 | Wind | [5 empty] | INERE | http://base.energia.gob.mx/nacei/Archivos/3%20P%C3%A1gina%20Datos%20de%20Infraestructura/Ingl%C3%A9s/PowerPlantsRenewGE1MW_NorthAmerica_201606.xlsx | North American Cooperation on Energy Information and ComisiÃ³n Reguladora de EnergÃ­a | 1110534 | 2016 | [12 empty] | 174.07 | HYDRO-V1 | HYDRO-V1 | HYDRO-V1 | HYDRO-V1 | HYDRO-V1 | 28.39%
MEX | Mexico | Bii Nee Stipa I |  | MEX0006704 | 26.4 | 16.4842 | -94.9945 | Wind | [5 empty] | INERE | http://base.energia.gob.mx/nacei/Archivos/3%20P%C3%A1gina%20Datos%20de%20Infraestructura/Ingl%C3%A9s/PowerPlantsRenewGE1MW_NorthAmerica_201606.xlsx | North American Cooperation on Energy Information and ComisiÃ³n Reguladora de EnergÃ­a | 1068370 | 2016 | [12 empty] | 65.65 | NO-ESTIMATION | NO-ESTIMATION | NO-ESTIMATION | NO-ESTIMATION | CAPACITY-FACTOR-V1 | 28.39%
MEX | Mexico | Stipa Nayaa (Bii Nee Stipa II) |  | MEX0006712 | 74 | 16.4960 | -95.0000 | Wind | [5 empty] | INERE | http://base.energia.gob.mx/nacei/Archivos/3%20P%C3%A1gina%20Datos%20de%20Infraestructura/Ingl%C3%A9s/PowerPlantsRenewGE1MW_NorthAmerica_201606.xlsx | North American Cooperation on Energy Information and ComisiÃ³n Reguladora de EnergÃ­a | 1092543 | 2016 | [12 empty] | 184.02 | NO-ESTIMATION | NO-ESTIMATION | NO-ESTIMATION | NO-ESTIMATION | NO-ESTIMATION | 28.39%
MEX | Mexico | ElÃ©ctrica del Valle de MÃ©xico |  | MEX0006706 | 67.5 | 16.5372 | -94.9916 | Wind | [5 empty] | INERE | http://base.energia.gob.mx/nacei/Archivos/3%20P%C3%A1gina%20Datos%20de%20Infraestructura/Ingl%C3%A9s/PowerPlantsRenewGE1MW_NorthAmerica_201606.xlsx | North American Cooperation on Energy Information and ComisiÃ³n Reguladora de EnergÃ­a |  | 2016 | [12 empty] | 167.85 | NO-ESTIMATION | NO-ESTIMATION | NO-ESTIMATION | NO-ESTIMATION | CAPACITY-FACTOR-V1 | 28.39%
MEX | Mexico | La Mata |  | MEX0001879 | 102 | 16.5390 | -94.9993 | Wind |  |  |  |  | CFE/PIE | CFE-CENACE | http://base.energia.gob.mx/nacei/Archivos/3%20P%C3%A1gina%20Datos%20de%20Infraestructura/Ingl%C3%A9s/PowerPlantsAllGE100MW_NorthAmerica_201606.xlsx | North American Cooperation on Energy Information and ComisiÃ³n Reguladora de EnergÃ­a | 1041563 | 2016 | [12 empty] | 253.65 | NO-ESTIMATION | NO-ESTIMATION | NO-ESTIMATION | NO-ESTIMATION | CAPACITY-FACTOR-V1 | 28.39%
MEX | Mexico | Instituto de Investigaciones ElÃ©ctricas |  | MEX0006709 | 5 | 16.5456 | -94.9634 | Wind | [5 empty] | INERE | http://base.energia.gob.mx/nacei/Archivos/3%20P%C3%A1gina%20Datos%20de%20Infraestructura/Ingl%C3%A9s/PowerPlantsRenewGE1MW_NorthAmerica_201606.xlsx | North American Cooperation on Energy Information and ComisiÃ³n Reguladora de EnergÃ­a |  | 2016 | [12 empty] | 12.43 | SOLAR-V1-NO-AGE | SOLAR-V1-NO-AGE | SOLAR-V1-NO-AGE | SOLAR-V1-NO-AGE | SOLAR-V1-NO-AGE | 28.38%
MEX | Mexico | EÃ³licos Mexicanos de Oaxaca I |  | MEX0006705 | 90 | 16.5460 | -94.8285 | Wind | [5 empty] | INERE | http://base.energia.gob.mx/nacei/Archivos/3%20P%C3%A1gina%20Datos%20de%20Infraestructura/Ingl%C3%A9s/PowerPlantsRenewGE1MW_NorthAmerica_201606.xlsx | North American Cooperation on Energy Information and ComisiÃ³n Reguladora de EnergÃ­a |  | 2016 | [12 empty] | 223.81 | NO-ESTIMATION | NO-ESTIMATION | NO-ESTIMATION | NO-ESTIMATION | NO-ESTIMATION | 28.39%
MEX | Mexico | Oaxaca I |  | MEX0001875 | 102 | 16.5643 | -94.7212 | Wind |  |  |  |  | CFE/PIE | CFE-CENACE | http://base.energia.gob.mx/nacei/Archivos/3%20P%C3%A1gina%20Datos%20de%20Infraestructura/Ingl%C3%A9s/PowerPlantsAllGE100MW_NorthAmerica_201606.xlsx | North American Cooperation on Energy Information and ComisiÃ³n Reguladora de EnergÃ­a | 1077751 | 2016 | [12 empty] | 253.65 | NO-ESTIMATION | NO-ESTIMATION | NO-ESTIMATION | NO-ESTIMATION | CAPACITY-FACTOR-V1 | 28.39%
MEX | Mexico | La Venta III |  | MEX0001874 | 102.9 | 16.5777 | -94.8231 | Wind |  |  |  |  | CFE/PIE | CFE-CENACE | http://base.energia.gob.mx/nacei/Archivos/3%20P%C3%A1gina%20Datos%20de%20Infraestructura/Ingl%C3%A9s/PowerPlantsAllGE100MW_NorthAmerica_201606.xlsx | North American Cooperation on Energy Information and ComisiÃ³n Reguladora de EnergÃ­a | 1056283 | 2016 | [12 empty] | 255.88 | NO-ESTIMATION | NO-ESTIMATION | NO-ESTIMATION | NO-ESTIMATION | CAPACITY-FACTOR-V1 | 28.39%
MEX | Mexico | La Venta |  | MEX0006620 | 84.2 | 16.5803 | -94.8237 | Wind | [5 empty] | CFE | http://base.energia.gob.mx/nacei/Archivos/3%20P%C3%A1gina%20Datos%20de%20Infraestructura/Ingl%C3%A9s/PowerPlantsRenewGE1MW_NorthAmerica_201606.xlsx | North American Cooperation on Energy Information and ComisiÃ³n Reguladora de EnergÃ­a | 1065290 | 2016 | [12 empty] | 209.38 | HYDRO-V1 | HYDRO-V1 | HYDRO-V1 | HYDRO-V1 | HYDRO-V1 | 28.39%
MEX | Mexico | Oaxaca III |  | MEX0001877 | 102 | 16.5813 | -94.7479 | Wind |  |  |  |  | CFE/PIE | CFE-CENACE | http://base.energia.gob.mx/nacei/Archivos/3%20P%C3%A1gina%20Datos%20de%20Infraestructura/Ingl%C3%A9s/PowerPlantsAllGE100MW_NorthAmerica_201606.xlsx | North American Cooperation on Energy Information and ComisiÃ³n Reguladora de EnergÃ­a |  | 2016 | [12 empty] | 253.65 | NO-ESTIMATION | NO-ESTIMATION | NO-ESTIMATION | NO-ESTIMATION | NO-ESTIMATION | 28.39%
MEX | Mexico | Fuerza EÃ³lica del Istmo |  | MEX0006708 | 80 | 16.5863 | -95.0016 | Wind | [5 empty] | INERE | http://base.energia.gob.mx/nacei/Archivos/3%20P%C3%A1gina%20Datos%20de%20Infraestructura/Ingl%C3%A9s/PowerPlantsRenewGE1MW_NorthAmerica_201606.xlsx | North American Cooperation on Energy Information and ComisiÃ³n Reguladora de EnergÃ­a |  | 2016 | [12 empty] | 198.94 | HYDRO-V1 | HYDRO-V1 | HYDRO-V1 | HYDRO-V1 | HYDRO-V1 | 28.39%
MEX | Mexico | Oaxaca II |  | MEX0001876 | 102 | 16.5872 | -94.7945 | Wind |  |  |  |  | CFE/PIE | CFE-CENACE | http://base.energia.gob.mx/nacei/Archivos/3%20P%C3%A1gina%20Datos%20de%20Infraestructura/Ingl%C3%A9s/PowerPlantsAllGE100MW_NorthAmerica_201606.xlsx | North American Cooperation on Energy Information and ComisiÃ³n Reguladora de EnergÃ­a |  | 2016 | [12 empty] | 253.65 | NO-ESTIMATION | NO-ESTIMATION | NO-ESTIMATION | NO-ESTIMATION | CAPACITY-FACTOR-V1 | 28.39%
MEX | Mexico | Oaxaca IV |  | MEX0001878 | 102 | 16.6123 | -94.8105 | Wind |  |  |  |  | CFE/PIE | CFE-CENACE | http://base.energia.gob.mx/nacei/Archivos/3%20P%C3%A1gina%20Datos%20de%20Infraestructura/Ingl%C3%A9s/PowerPlantsAllGE100MW_NorthAmerica_201606.xlsx | North American Cooperation on Energy Information and ComisiÃ³n Reguladora de EnergÃ­a |  | 2016 | [12 empty] | 253.65 | HYDRO-V1 | HYDRO-V1 | HYDRO-V1 | HYDRO-V1 | HYDRO-V1 | 28.39%
MEX | Mexico | Yuumil'iik |  | MEX0006621 | 1.5 | 20.9761 | -86.8621 | Wind | [5 empty] | CFE | http://base.energia.gob.mx/nacei/Archivos/3%20P%C3%A1gina%20Datos%20de%20Infraestructura/Ingl%C3%A9s/PowerPlantsRenewGE1MW_NorthAmerica_201606.xlsx | North American Cooperation on Energy Information and ComisiÃ³n Reguladora de EnergÃ­a | 1114220 | 2016 | [12 empty] | 3.73 | NO-ESTIMATION | NO-ESTIMATION | NO-ESTIMATION | NO-ESTIMATION | NO-ESTIMATION | 28.39%
MEX | Mexico | EÃ³lica Santa Catarina |  | MEX0006715 | 22 | 25.6907 | -100.6221 | Wind | [5 empty] | INERE | http://base.energia.gob.mx/nacei/Archivos/3%20P%C3%A1gina%20Datos%20de%20Infraestructura/Ingl%C3%A9s/PowerPlantsRenewGE1MW_NorthAmerica_201606.xlsx | North American Cooperation on Energy Information and ComisiÃ³n Reguladora de EnergÃ­a | 1096225 | 2016 | [12 empty] | 54.7 | HYDRO-V1 | HYDRO-V1 | HYDRO-V1 | HYDRO-V1 | HYDRO-V1 | 28.38%
MEX | Mexico | Municipio de Mexicali |  | MEX0006710 | 10 | 32.4978 | -116.0898 | Wind | [5 empty] | INERE | http://base.energia.gob.mx/nacei/Archivos/3%20P%C3%A1gina%20Datos%20de%20Infraestructura/Ingl%C3%A9s/PowerPlantsRenewGE1MW_NorthAmerica_201606.xlsx | North American Cooperation on Energy Information and ComisiÃ³n Reguladora de EnergÃ­a |  | 2016 | [12 empty] | 24.86 | HYDRO-V1 | HYDRO-V1 | HYDRO-V1 | HYDRO-V1 | HYDRO-V1 | 28.38%
MEX | Mexico | Eurus |  | MEX0001866 | 250.5 | 16.4853 | -94.9484 | Wind |  |  |  |  | Eurus S. A. P. I. De C. V. | CFE-CENACE | http://base.energia.gob.mx/nacei/Archivos/3%20P%C3%A1gina%20Datos%20de%20Infraestructura/Ingl%C3%A9s/PowerPlantsAllGE100MW_NorthAmerica_201606.xlsx | North American Cooperation on Energy Information and ComisiÃ³n Reguladora de EnergÃ­a | 1068779 | 2016 | [12 empty] | 622.93 | HYDRO-V1 | HYDRO-V1 | HYDRO-V1 | HYDRO-V1 | HYDRO-V1 | 28.39% | 25 | 2.8444 | 0.024917
MNG | Mongolia | Salkhit |  | WRI1000185 | 50 | 47.1630 | 108.0391 | Wind |  |  |  | 2013.0 |  | Global Engineering Management and Development Consultants | https://www.mottmac.com/article/2321/salkhit-wind-farm-mongolia | WRI | 1089348 | [10 empty] | 147.55 | 199.94 | 179.43 | 125.39 | HYDRO-V1 | HYDRO-V1 | HYDRO-V1 | HYDRO-V1 | HYDRO-V1 | 28.63%
MRT | Mauritania | Nouakchott (Wind) |  | WRI1023111 | 30 | 17.9651 | -15.9851 | Wind | [5 empty] | African Development Bank Group | http://powerafrica.opendataforafrica.org | WRI | 1099947 | [13 empty] | 90.95 | HYDRO-V1 | HYDRO-V1 | HYDRO-V1 | HYDRO-V1 | HYDRO-V1 | 34.61%
NLD | Netherlands | Outside the Northeast |  | WRI1005410 | 144 | 38.0211 | -87.5172 | Wind |  |  |  | 2016.0 |  | Wind Stats Netherlands | https://web.archive.org/web/20170818030302/http://www.windstats.nl:80/turbines.php | CARMA | [5 empty] | 421.7 |  |  |  | Wind Stats Netherlands |  |  |  |  | 437.13 | HYDRO-V1 | HYDRO-V1 | HYDRO-V1 | HYDRO-V1 | HYDRO-V1 | 34.65%
NLD | Netherlands | Koegorspolder |  | WRI1005373 | 44 | 51.3358 | 3.8278 | Wind |  |  |  | 2007.0 |  | Wind Stats Netherlands | https://web.archive.org/web/20170818030302/http://www.windstats.nl:80/turbines.php | CARMA | 1069760 |  |  |  |  | 99.0 |  |  |  | Wind Stats Netherlands | 119.48 | 107.59 | 117.15 | 102.53 | 111.1 | NO-ESTIMATION | NO-ESTIMATION | NO-ESTIMATION | NO-ESTIMATION | CAPACITY-FACTOR-V1 | 28.82%
NLD | Netherlands | EPZ |  | WRI1005313 | 24.05 | 51.4388 | 3.7035 | Wind |  |  |  | 2004.0 |  | Wind Stats Netherlands | https://web.archive.org/web/20170818030302/http://www.windstats.nl:80/turbines.php | GEODB | [5 empty] | 58.0 |  |  |  | Wind Stats Netherlands | 69.64 | 69.68 | 63.23 | 58.73 | 65.28 | HYDRO-V1 | HYDRO-V1 | HYDRO-V1 | HYDRO-V1 | HYDRO-V1 | 30.99%
NLD | Netherlands | Flushing outer |  | WRI1005465 | 1.58 | 51.4425 | 3.5736 | Wind |  |  |  | 1997.0 |  | Wind Stats Netherlands | https://web.archive.org/web/20170818030302/http://www.windstats.nl:80/turbines.php | CARMA | [10 empty] | 3.63 | 3.21 | 3.26 | 2.92 | 3.05 | NO-ESTIMATION | NO-ESTIMATION | NO-ESTIMATION | NO-ESTIMATION | CAPACITY-FACTOR-V1 | 22.04%
NLD | Netherlands | flushing |  | WRI1005431 | 2.3 | 51.4425 | 3.5736 | Wind |  |  |  | 2015.0 |  | Wind Stats Netherlands | https://web.archive.org/web/20170818030302/http://www.windstats.nl:80/turbines.php | CARMA | [13 empty] | 5.88 | 7.7 | NO-ESTIMATION | NO-ESTIMATION | NO-ESTIMATION | NO-ESTIMATION | CAPACITY-FACTOR-V1 | 38.22%
NLD | Netherlands | Halsteren |  | WRI1005338 | 6.8 | 51.5283 | 4.2678 | Wind |  |  |  | 2004.0 |  | Wind Stats Netherlands | https://web.archive.org/web/20170818030302/http://www.windstats.nl:80/turbines.php | CARMA | 1025586 | [9 empty] | 14.57 | 15.06 | 16.08 | 13.87 | 14.43 | NO-ESTIMATION | NO-ESTIMATION | NO-ESTIMATION | NO-ESTIMATION | NO-ESTIMATION | 24.22%
NLD | Netherlands | Kats II |  | WRI1005363 | 9 | 51.5675 | 3.8847 | Wind |  |  |  | 2007.0 |  | Wind Stats Netherlands | https://web.archive.org/web/20170818030302/http://www.windstats.nl:80/turbines.php | CARMA | 1033774 | [9 empty] | 19.74 | 21.25 | 18.39 | 20.14 | 22.65 | NO-ESTIMATION | NO-ESTIMATION | NO-ESTIMATION | NO-ESTIMATION | CAPACITY-FACTOR-V1 | 28.73%
NLD | Netherlands | Etten-Leur |  | WRI1005314 | 6.5 | 51.5866 | 4.7760 | Wind |  |  |  | 2000.0 |  | Wind Stats Netherlands | https://web.archive.org/web/20170818030302/http://www.windstats.nl:80/turbines.php | CARMA | 1054599 | [9 empty] | 11.14 | 9.58 | 13.17 | 9.01 | 9.04 | HYDRO-V1 | HYDRO-V1 | HYDRO-V1 | HYDRO-V1 | HYDRO-V1 | 15.88%
NLD | Netherlands | Jacobahaven |  | WRI1005362 | 9 | 51.5975 | 3.6848 | Wind |  |  |  | 2006.0 |  | Wind Stats Netherlands | https://web.archive.org/web/20170818030302/http://www.windstats.nl:80/turbines.php | GEODB | 1033437 | [9 empty] | 20.88 | 20.40 | 16.10 | 18.63 | 21.2 | HYDRO-V1 | HYDRO-V1 | HYDRO-V1 | HYDRO-V1 | HYDRO-V1 | 26.89%
NLD | Netherlands | Neeltje Jans |  | WRI1005400 | 12 | 51.6320 | 3.6990 | Wind |  |  |  | 2012.0 |  | Wind Stats Netherlands | https://web.archive.org/web/20170818030302/http://www.windstats.nl:80/turbines.php | CARMA | 1032014 | [9 empty] | 45.56 | 40.67 | 41.13 | 33.37 | 33.58 | NO-ESTIMATION | NO-ESTIMATION | NO-ESTIMATION | NO-ESTIMATION | CAPACITY-FACTOR-V1 | 31.94%
NLD | Netherlands | Willem Anna Polder |  | WRI1005477 | 9 | 51.6392 | 4.1292 | Wind |  |  |  | 2003.0 |  | Wind Stats Netherlands | https://web.archive.org/web/20170818030302/http://www.windstats.nl:80/turbines.php | CARMA | 1111949 | [9 empty] | 18.64 | 17.80 | 18.96 | 17.17 | 18.51 | HYDRO-V1 | HYDRO-V1 | HYDRO-V1 | HYDRO-V1 | HYDRO-V1 | 23.48%
NLD | Netherlands | Weststad Oosterhout |  | WRI1005476 | 15 | 51.6450 | 4.8597 | Wind |  |  |  | 2008.0 |  | Wind Stats Netherlands | https://web.archive.org/web/20170818030302/http://www.windstats.nl:80/turbines.php | CARMA | 1024198 |  |  |  |  | 32.4 |  |  |  | Wind Stats Netherlands | 39.90 | 36.62 | 36.68 | 33.10 | 35.03 | NO-ESTIMATION | NO-ESTIMATION | NO-ESTIMATION | NO-ESTIMATION | CAPACITY-FACTOR-V1 | 26.66%
NLD | Netherlands | Ecopark Waalwijk |  | WRI1005311 | 7.5 | 51.6825 | 5.0708 | Wind |  |  |  | 2005.0 |  | Wind Stats Netherlands | https://web.archive.org/web/20170818030302/http://www.windstats.nl:80/turbines.php | CARMA | 1068596 | [9 empty] | 14.38 | 14.73 | 16.43 | 14.67 | 14.19 | HYDRO-V1 | HYDRO-V1 | HYDRO-V1 | HYDRO-V1 | HYDRO-V1 | 21.6%
NLD | Netherlands | Pallandt |  | WRI1005461 | 14 | 51.7044 | 4.2343 | Wind |  |  |  | 2006.0 |  | Wind Stats Netherlands | https://web.archive.org/web/20170818030302/http://www.windstats.nl:80/turbines.php | CARMA | 1072689 | [9 empty] | 33.17 | 31.53 | 37.45 | 33.63 | 31.06 | HYDRO-V1 | HYDRO-V1 | HYDRO-V1 | HYDRO-V1 | HYDRO-V1 | 25.33%
NLD | Netherlands | Herkingen |  | WRI1005350 | 8.25 | 51.7100 | 4.0875 | Wind |  |  |  | 2005.0 |  | Wind Stats Netherlands | https://web.archive.org/web/20170818030302/http://www.windstats.nl:80/turbines.php | CARMA | 1026862 | [9 empty] | 16.22 | 16.14 | 17.19 | 17.24 | 15.53 | HYDRO-V1 | HYDRO-V1 | HYDRO-V1 | HYDRO-V1 | HYDRO-V1 | 21.49%
NLD | Netherlands | Haringvliet |  | WRI1005339 | 3.6 | 51.8412 | 4.0606 | Wind |  |  |  | 1997.0 |  | Wind Stats Netherlands | https://web.archive.org/web/20170818030302/http://www.windstats.nl:80/turbines.php | GEODB | 1095251 | [9 empty] | 7.69 | 6.14 | 6.21 | 7.28 | 6.68 | NO-ESTIMATION | NO-ESTIMATION | NO-ESTIMATION | NO-ESTIMATION | CAPACITY-FACTOR-V1 | 21.18%
NLD | Netherlands | Rozenburg Peninsula |  | WRI1005380 | 15 | 51.9042 | 4.2486 | Wind |  |  |  | 2007.0 |  | Wind Stats Netherlands | https://web.archive.org/web/20170818030302/http://www.windstats.nl:80/turbines.php | CARMA | 1049819 |  |  |  |  | 38.5 |  |  |  | Wind Stats Netherlands | 38.12 | 40.81 | 40.94 | 37.09 | 39.92 | NO-ESTIMATION | NO-ESTIMATION | NO-ESTIMATION | NO-ESTIMATION | CAPACITY-FACTOR-V1 | 30.38%
NLD | Netherlands | Nerefco |  | WRI1005402 | 22.5 | 51.9539 | 4.0954 | Wind |  |  |  | 2002.0 |  | Wind Stats Netherlands | https://web.archive.org/web/20170818030302/http://www.windstats.nl:80/turbines.php | CARMA | 1012169 |  |  |  |  | 61.0 |  |  |  | Wind Stats Netherlands | 59.74 | 58.29 | 71.66 | 58.93 | 64.82 | HYDRO-V1 | HYDRO-V1 | HYDRO-V1 | HYDRO-V1 | HYDRO-V1 | 32.89%
NLD | Netherlands | Culemborg |  | WRI1005293 | 6 | 51.9550 | 5.2278 | Wind |  |  |  | 2006.0 |  | Wind Stats Netherlands | https://web.archive.org/web/20170818030302/http://www.windstats.nl:80/turbines.php | CARMA | 1068594 | [9 empty] | 13.02 | 12.32 | 13.84 | 11.56 | 13.37 | NO-ESTIMATION | NO-ESTIMATION | NO-ESTIMATION | NO-ESTIMATION | NO-ESTIMATION | 25.44%
NLD | Netherlands | Lopik |  | WRI1005389 | 6 | 51.9725 | 4.9486 | Wind |  |  |  | 2007.0 |  | Wind Stats Netherlands | https://web.archive.org/web/20170818030302/http://www.windstats.nl:80/turbines.php | CARMA | 1072691 | [9 empty] | 12.40 | 12.12 | 14.19 | 11.56 | 13.22 | NO-ESTIMATION | NO-ESTIMATION | NO-ESTIMATION | NO-ESTIMATION | NO-ESTIMATION | 25.15%
NLD | Netherlands | Rachel Carson (Eemmeerdijk) |  | WRI1005428 | 18 | 52.3300 | 5.5417 | Wind |  |  |  | 1998.0 |  | Wind Stats Netherlands | https://web.archive.org/web/20170818030302/http://www.windstats.nl:80/turbines.php | CARMA | 1043594 |  |  |  |  | 16.2 |  |  |  | Wind Stats Netherlands | 38.27 | 37.69 | 38.56 | 23.17 | 37.8 | NO-ESTIMATION | NO-ESTIMATION | NO-ESTIMATION | NO-ESTIMATION | CAPACITY-FACTOR-V1 | 23.97%
NLD | Netherlands | Luchterduinen |  | WRI1005390 | 129 | 52.4050 | 4.1619 | Wind |  |  |  | 2015.0 |  | Wind Stats Netherlands | https://web.archive.org/web/20170818030302/http://www.windstats.nl:80/turbines.php | WRI | 1075489 |  |  |  |  | 505.8 |  |  |  | Wind Stats Netherlands |  |  |  | 451.79 | 543.64 | NO-ESTIMATION | NO-ESTIMATION | NO-ESTIMATION | NO-ESTIMATION | CAPACITY-FACTOR-V1 | 48.11%
NLD | Netherlands | Hemweg |  | WRI1005348 | 5.28 | 52.4053 | 4.8466 | Wind |  |  |  | 2001.0 |  | Wind Stats Netherlands | https://web.archive.org/web/20170818030302/http://www.windstats.nl:80/turbines.php | CARMA | [10 empty] | 12.98 | 10.25 | 11.81 | 10.56 | 10.71 | NO-ESTIMATION | NO-ESTIMATION | NO-ESTIMATION | NO-ESTIMATION | NO-ESTIMATION | 23.16%
NLD | Netherlands | Velsen |  | WRI1005462 | 9 | 52.4600 | 4.6500 | Wind |  |  |  | 2011.0 |  | Wind Stats Netherlands | https://web.archive.org/web/20170818030302/http://www.windstats.nl:80/turbines.php | CARMA | [10 empty] | 29.50 | 26.49 | 22.44 | 20.82 | 16.72 | NO-ESTIMATION | NO-ESTIMATION | NO-ESTIMATION | NO-ESTIMATION | CAPACITY-FACTOR-V1 | 21.21%
NLD | Netherlands | Irene Vorrink |  | WRI1005359 | 16.8 | 52.5083 | 5.4750 | Wind |  |  |  | 1997.0 |  | Wind Stats Netherlands | https://web.archive.org/web/20170818030302/http://www.windstats.nl:80/turbines.php | CARMA | 1054598 |  |  |  |  | 28.0 |  |  |  | Wind Stats Netherlands | 36.11 | 34.40 | 37.73 | 26.08 | 30.09 | HYDRO-V1 | HYDRO-V1 | HYDRO-V1 | HYDRO-V1 | HYDRO-V1 | 20.45%
NLD | Netherlands | Test Site Lelystad |  | WRI1005455 | 8.3 | 52.5083 | 5.4750 | Wind |  |  |  | 2012.0 |  | Wind Stats Netherlands | https://web.archive.org/web/20170818030302/http://www.windstats.nl:80/turbines.php | CARMA | 1112409 | [9 empty] | 23.88 | 25.57 | 23.77 | 20.30 | 18.57 | HYDRO-V1 | HYDRO-V1 | HYDRO-V1 | HYDRO-V1 | HYDRO-V1 | 25.54%
NLD | Netherlands | Northeast Binnendijks |  | WRI1005409 | 217.5 | 52.5880 | 4.2230 | Wind |  |  |  | 2014.0 |  | Wind Stats Netherlands | https://web.archive.org/web/20170818030302/http://www.windstats.nl:80/turbines.php | GEODB | [5 empty] | 524.7 |  |  |  | Wind Stats Netherlands |  |  | 811.93 | 816.68 | 887.2 | HYDRO-V1 | HYDRO-V1 | HYDRO-V1 | HYDRO-V1 | HYDRO-V1 | 46.56%
NLD | Netherlands | Princess Amalia |  | WRI1005427 | 120 | 52.5880 | 4.2230 | Wind |  |  |  | 2008.0 |  | Wind Stats Netherlands | https://web.archive.org/web/20170818030302/http://www.windstats.nl:80/turbines.php | GEODB | 1053482 |  |  |  |  | 342.0 |  |  |  | Wind Stats Netherlands | 404.59 | 369.14 | 364.10 | 338.50 | 355.13 | HYDRO-V1 | HYDRO-V1 | HYDRO-V1 | HYDRO-V1 | HYDRO-V1 | 33.78%
NLD | Netherlands | Egmond aan Zee |  | WRI1005312 | 108 | 52.6061 | 4.4188 | Wind |  |  |  | 2006.0 |  | Wind Stats Netherlands | https://web.archive.org/web/20170818030302/http://www.windstats.nl:80/turbines.php | WRI | [5 empty] | 297.0 |  |  |  | Wind Stats Netherlands | 327.80 | 313.16 | 318.54 | 288.28 | 356.03 | NO-ESTIMATION | NO-ESTIMATION | NO-ESTIMATION | NO-ESTIMATION | NO-ESTIMATION | 37.63%
NLD | Netherlands | Burgervlotbrug |  | WRI1005290 | 7.65 | 52.7533 | 4.6819 | Wind |  |  |  | 2009.0 |  | Wind Stats Netherlands | https://web.archive.org/web/20170818030302/http://www.windstats.nl:80/turbines.php | CARMA | 1020709¦1101180 | [9 empty] | 18.47 | 17.89 | 14.55 | 13.64 | 16.18 | NO-ESTIMATION | NO-ESTIMATION | NO-ESTIMATION | NO-ESTIMATION | NO-ESTIMATION | 24.14%
NLD | Netherlands | Ulketocht |  | WRI1005458 | 6 | 52.8383 | 4.8917 | Wind |  |  |  | 2003.0 |  | Wind Stats Netherlands | https://web.archive.org/web/20170818030302/http://www.windstats.nl:80/turbines.php | CARMA | 1016348 | [9 empty] | 14.82 | 14.66 | 13.92 | 11.84 | 13.44 | HYDRO-V1 | HYDRO-V1 | HYDRO-V1 | HYDRO-V1 | HYDRO-V1 | 25.57%
NLD | Netherlands | Kneeshoek |  | WRI1005372 | 4.8 | 52.8608 | 4.8361 | Wind |  |  |  | 1998.0 |  | Wind Stats Netherlands | https://web.archive.org/web/20170818030302/http://www.windstats.nl:80/turbines.php | CARMA | 1045424 | [9 empty] | 11.19 | 11.19 | 8.70 | 8.55 | 8.71 | NO-ESTIMATION | NO-ESTIMATION | NO-ESTIMATION | NO-ESTIMATION | CAPACITY-FACTOR-V1 | 20.71%
NLD | Netherlands | Beabuorren |  | WRI1005281 | 10.4 | 53.0417 | 5.5014 | Wind |  |  |  | 2007.0 |  | Wind Stats Netherlands | https://web.archive.org/web/20170818030302/http://www.windstats.nl:80/turbines.php | CARMA | [10 empty] | 18.82 | 22.29 | 23.53 | 24.76 | 22.35 | NO-ESTIMATION | NO-ESTIMATION | NO-ESTIMATION | NO-ESTIMATION | CAPACITY-FACTOR-V1 | 24.53%
NLD | Netherlands | Hiddum-Houw |  | WRI1005351 | 5.23 | 53.0830 | 5.3909 | Wind |  |  |  | 1995.0 |  | Wind Stats Netherlands | https://web.archive.org/web/20170818030302/http://www.windstats.nl:80/turbines.php | CARMA | 1034091 | [9 empty] | 9.49 | 8.83 | 8.98 | 9.22 | 10.32 | NO-ESTIMATION | NO-ESTIMATION | NO-ESTIMATION | NO-ESTIMATION | CAPACITY-FACTOR-V1 | 22.53%
NLD | Netherlands | Leeuwarden |  | WRI1005382 | 1.8 | 53.2014 | 5.8086 | Wind |  |  |  | 2014.0 |  | Wind Stats Netherlands | https://web.archive.org/web/20170818030302/http://www.windstats.nl:80/turbines.php | CARMA | 1017187 | [11 empty] | 5.88 | 6.17 | 6.39 | NO-ESTIMATION | NO-ESTIMATION | NO-ESTIMATION | NO-ESTIMATION | CAPACITY-FACTOR-V1 | 40.53%
NLD | Netherlands | De Bjirmen |  | WRI1005294 | 6 | 53.2342 | 5.5114 | Wind |  |  |  | 1995.0 |  | Wind Stats Netherlands | https://web.archive.org/web/20170818030302/http://www.windstats.nl:80/turbines.php | CARMA | 1037161 | [9 empty] | 10.31 | 10.78 | 10.25 | 14.46 | 10.8 | HYDRO-V1 | HYDRO-V1 | HYDRO-V1 | HYDRO-V1 | HYDRO-V1 | 20.55%
NLD | Netherlands | Marrum |  | WRI1005394 | 5.25 | 53.3228 | 5.8020 | Wind |  |  |  | 2008.0 |  | Wind Stats Netherlands | https://web.archive.org/web/20170818030302/http://www.windstats.nl:80/turbines.php | CARMA | 1017798 | [9 empty] | 12.59 | 10.99 | 11.14 | 10.00 | 11.44 | HYDRO-V1 | HYDRO-V1 | HYDRO-V1 | HYDRO-V1 | HYDRO-V1 | 24.87%
NLD | Netherlands | Delfzijl Zuid |  | WRI1005303 | 78.2 | 53.3300 | 6.9181 | Wind |  |  |  | 2008.0 |  | Wind Stats Netherlands | https://web.archive.org/web/20170818030302/http://www.windstats.nl:80/turbines.php | CARMA | 1047556¦1072688¦1080605 |  |  |  |  | 167.0 |  |  |  | Wind Stats Netherlands | 260.47 | 240.53 | 234.44 | 201.54 | 231.76 | HYDRO-V1 | HYDRO-V1 | HYDRO-V1 | HYDRO-V1 | HYDRO-V1 | 33.83%
NLD | Netherlands | Westereems |  | WRI1005474 | 213.3 | 53.4375 | 6.8613 | Wind |  |  |  | 2009.0 |  | Wind Stats Netherlands | https://web.archive.org/web/20170818030302/http://www.windstats.nl:80/turbines.php | WRI | 1074229 |  |  |  |  | 554.7 |  |  |  | Wind Stats Netherlands | 727.68 | 706.12 | 684.72 | 652.30 | 663.99 | HYDRO-V1 | HYDRO-V1 | HYDRO-V1 | HYDRO-V1 | HYDRO-V1 | 35.54%
NOR | Norway | Grov |  | WRI1003173 | 45 | 61.8243 | 8.9741 | Wind | [5 empty] | ENTSOE | https://transparency.entsoe.eu/generation/r2/installedCapacityPerProductionUnit/show?name=&defaultValue=true&viewType=TABLE&areaType=BZN&atch=false&dateTime.dateTime=01.01.2016+00:00¦UTC¦YEAR&area.values=CTY¦10YNO-0--------C!BZN¦10YNO-1--------2&productionType.values=B01&productionType.values=B02&productionType.values=B03&productionType.values=B04&productionType.values=B05&productionType.values=B06&productionType.values=B07&productionType.values=B08&productionType.values=B09&productionType.values=B10&productionType.values=B11&productionType.values=B12&productionType.values=B13&productionType.values=B14&productionType.values=B20&productionType.values=B15&productionType.values=B16&productionType.values=B17&productionType.values=B18&productionType.values=B19&DataTables_Table_0_length=94 | WRI | [14 empty] | 106.32 | HYDRO-V1 | HYDRO-V1 | HYDRO-V1 | HYDRO-V1 | HYDRO-V1 | 26.97%
NOR | Norway | Hennoy |  |  | 50.4 |  |  | Wind | [22 empty] | 170.7 | [5 empty] | 38.66% | 1.86 | 10.4765 | 0.091774
NOR | Norway | Skinansfjellet |  |  | 138.6 |  |  | Wind | [22 empty] | 543 | [5 empty] | 44.72% | 6.69 | 9.2655 | 0.081166
NOR | Norway | Nygardsfjellet |  | WRI1003400 | 32.2 | 68.5078 | 17.8764 | Wind | [5 empty] | ENTSOE | https://transparency.entsoe.eu/generation/r2/installedCapacityPerProductionUnit/show?name=&defaultValue=true&viewType=TABLE&areaType=BZN&atch=false&dateTime.dateTime=01.01.2016+00:00¦UTC¦YEAR&area.values=CTY¦10YNO-0--------C!BZN¦10YNO-1--------2&productionType.values=B01&productionType.values=B02&productionType.values=B03&productionType.values=B04&productionType.values=B05&productionType.values=B06&productionType.values=B07&productionType.values=B08&productionType.values=B09&productionType.values=B10&productionType.values=B11&productionType.values=B12&productionType.values=B13&productionType.values=B14&productionType.values=B20&productionType.values=B15&productionType.values=B16&productionType.values=B17&productionType.values=B18&productionType.values=B19&DataTables_Table_0_length=228 | WRI | 1074352¦1078309 | [13 empty] | 104 | HYDRO-V1 | HYDRO-V1 | HYDRO-V1 | HYDRO-V1 | HYDRO-V1 | 36.87% | 1.4 | 8.4801 | 0.074286
NOR | Norway | Svaheai |  |  | 25.2 |  |  | Wind | [22 empty] | 96.3 | [5 empty] | 43.62% | 1.43 | 7.6875 | 0.067343
NOR | Norway | Makaknuten |  |  | 94.6 |  |  | Wind | [22 empty] | 363.1 | [5 empty] | 43.82% | 6.56 | 6.3186 | 0.055351
NOR | Norway | Egersund |  |  | 112.2 |  |  | Wind | [22 empty] | 370 | [5 empty] | 37.64% | 7.08 | 5.9657 | 0.05226
NOR | Norway | Ytre Vikna |  |  | 39.1 |  |  | Wind | [22 empty] | 103 | [5 empty] | 30.07% | 1.98 | 5.9384 | 0.05202
NOR | Norway | Harbaksfjellet |  |  | 126 |  |  | Wind | [22 empty] | 474 | [5 empty] | 42.94% | 9.41 | 5.7502 | 0.050372
NOR | Norway | Havoygavlen |  | WRI1003201 | 40.5 | 71.0109 | 24.5824 | Wind | [5 empty] | ENTSOE | https://transparency.entsoe.eu/generation/r2/installedCapacityPerProductionUnit/show?name=&defaultValue=true&viewType=TABLE&areaType=BZN&atch=false&dateTime.dateTime=01.01.2016+00:00¦UTC¦YEAR&area.values=CTY¦10YNO-0--------C!BZN¦10YNO-1--------2&productionType.values=B01&productionType.values=B02&productionType.values=B03&productionType.values=B04&productionType.values=B05&productionType.values=B06&productionType.values=B07&productionType.values=B08&productionType.values=B09&productionType.values=B10&productionType.values=B11&productionType.values=B12&productionType.values=B13&productionType.values=B14&productionType.values=B20&productionType.values=B15&productionType.values=B16&productionType.values=B17&productionType.values=B18&productionType.values=B19&DataTables_Table_0_length=226 | WRI | 1047456 | [13 empty] | 94.51 | HYDRO-V1 | HYDRO-V1 | HYDRO-V1 | HYDRO-V1 | HYDRO-V1 | 26.64% | 1.9 | 5.6783 | 0.049742
NOR | Norway | Hog Jare |  | WRI1003217 | 74 | 58.6464 | 5.7483 | Wind | [5 empty] | ENTSOE | https://transparency.entsoe.eu/generation/r2/installedCapacityPerProductionUnit/show?name=&defaultValue=true&viewType=TABLE&areaType=BZN&atch=false&dateTime.dateTime=01.01.2016+00:00¦UTC¦YEAR&area.values=CTY¦10YNO-0--------C!BZN¦10YNO-1--------2&productionType.values=B01&productionType.values=B02&productionType.values=B03&productionType.values=B04&productionType.values=B05&productionType.values=B06&productionType.values=B07&productionType.values=B08&productionType.values=B09&productionType.values=B10&productionType.values=B11&productionType.values=B12&productionType.values=B13&productionType.values=B14&productionType.values=B20&productionType.values=B15&productionType.values=B16&productionType.values=B17&productionType.values=B18&productionType.values=B19&DataTables_Table_0_length=492 | WRI | 1064098 | [13 empty] | 222.08 | HYDRO-V1 | HYDRO-V1 | HYDRO-V1 | HYDRO-V1 | HYDRO-V1 | 34.26% | 4.57 | 5.5474 | 0.048595
NOR | Norway | Bessakerfjellet |  | WRI1003033 | 58 | 64.2221 | 10.3721 | Wind | [5 empty] | ENTSOE | https://transparency.entsoe.eu/generation/r2/installedCapacityPerProductionUnit/show?name=&defaultValue=true&viewType=TABLE&areaType=BZN&atch=false&dateTime.dateTime=01.01.2016+00:00¦UTC¦YEAR&area.values=CTY¦10YNO-0--------C!BZN¦10YNO-1--------2&productionType.values=B01&productionType.values=B02&productionType.values=B03&productionType.values=B04&productionType.values=B05&productionType.values=B06&productionType.values=B07&productionType.values=B08&productionType.values=B09&productionType.values=B10&productionType.values=B11&productionType.values=B12&productionType.values=B13&productionType.values=B14&productionType.values=B20&productionType.values=B15&productionType.values=B16&productionType.values=B17&productionType.values=B18&productionType.values=B19&DataTables_Table_0_length=348 | WRI | 1061887 | [13 empty] | 175 | HYDRO-V1 | HYDRO-V1 | HYDRO-V1 | HYDRO-V1 | HYDRO-V1 | 34.44% | 3.65 | 5.4732 | 0.047945
NOR | Norway | Kvenndalsfjellet |  |  | 113.4 |  |  | Wind | [22 empty] | 405 | [5 empty] | 40.77% | 8.99 | 5.1427 | 0.04505
NOR | Norway | Vardafjellet |  |  | 30.1 |  |  | Wind | [22 empty] | 84.6 | [5 empty] | 32.08% | 1.88 | 5.137 | 0.045
NOR | Norway | Fakken |  | WRI1003115 | 54 | 70.1023 | 20.1077 | Wind | [5 empty] | ENTSOE | https://transparency.entsoe.eu/generation/r2/installedCapacityPerProductionUnit/show?name=&defaultValue=true&viewType=TABLE&areaType=BZN&atch=false&dateTime.dateTime=01.01.2016+00:00¦UTC¦YEAR&area.values=CTY¦10YNO-0--------C!BZN¦10YNO-1--------2&productionType.values=B01&productionType.values=B02&productionType.values=B03&productionType.values=B04&productionType.values=B05&productionType.values=B06&productionType.values=B07&productionType.values=B08&productionType.values=B09&productionType.values=B10&productionType.values=B11&productionType.values=B12&productionType.values=B13&productionType.values=B14&productionType.values=B20&productionType.values=B15&productionType.values=B16&productionType.values=B17&productionType.values=B18&productionType.values=B19&DataTables_Table_0_length=221 | WRI | 1073389 | [13 empty] | 139.41 | HYDRO-V1 | HYDRO-V1 | HYDRO-V1 | HYDRO-V1 | HYDRO-V1 | 29.47% | 3.38 | 4.7084 | 0.041246
NOR | Norway | Sorfjord |  |  | 98.9 |  |  | Wind | [22 empty] | 379.9 | [5 empty] | 43.85% | 10.34 | 4.1942 | 0.036741
NOR | Norway | Roan |  |  | 255.6 |  |  | Wind | [22 empty] | 900 | [5 empty] | 40.2% | 24.56 | 4.1832 | 0.036645
NOR | Norway | Tellenes |  |  | 160 |  |  | Wind | [22 empty] | 550 | [5 empty] | 39.24% | 16.49 | 3.8075 | 0.033354
NOR | Norway | Froya |  |  | 58.8 |  |  | Wind | [22 empty] | 197.3 | [5 empty] | 38.3% | 6.61 | 3.4074 | 0.029849
NOR | Norway | Anstadblaheia |  |  | 50.4 |  |  | Wind | [22 empty] | 154 | [5 empty] | 34.88% | 5.54 | 3.1733 | 0.027798
NOR | Norway | Midtfjellet |  |  | 149.6 |  |  | Wind | [22 empty] | 433.7 | [5 empty] | 33.09% | 16.37 | 3.0244 | 0.026494
NOR | Norway | Storheai |  |  | 288 |  |  | Wind | [22 empty] | 972.8 | [5 empty] | 38.56% | 37.94 | 2.927 | 0.02564
NOR | Norway | Tonstad |  |  | 208.3 |  |  | Wind | [22 empty] | 670 | [5 empty] | 36.72% | 26.14 | 2.9259 | 0.025631
NOR | Norway | Guleslettene |  |  | 197.4 |  |  | Wind | [22 empty] | 711.9 | [5 empty] | 41.17% | 29.13 | 2.7898 | 0.024439
NOR | Norway | Kjollefjord |  | WRI1003279 | 39.1 | 70.9217 | 27.2541 | Wind | [5 empty] | ENTSOE | https://transparency.entsoe.eu/generation/r2/installedCapacityPerProductionUnit/show?name=&defaultValue=true&viewType=TABLE&areaType=BZN&atch=false&dateTime.dateTime=01.01.2016+00:00¦UTC¦YEAR&area.values=CTY¦10YNO-0--------C!BZN¦10YNO-1--------2&productionType.values=B01&productionType.values=B02&productionType.values=B03&productionType.values=B04&productionType.values=B05&productionType.values=B06&productionType.values=B07&productionType.values=B08&productionType.values=B09&productionType.values=B10&productionType.values=B11&productionType.values=B12&productionType.values=B13&productionType.values=B14&productionType.values=B20&productionType.values=B15&productionType.values=B16&productionType.values=B17&productionType.values=B18&productionType.values=B19&DataTables_Table_0_length=223 | WRI | 1058287 | [13 empty] | 118.14 | NO-ESTIMATION | NO-ESTIMATION | NO-ESTIMATION | NO-ESTIMATION | CAPACITY-FACTOR-V1 | 34.49% | 5.18 | 2.6035 | 0.022807
NOR | Norway | Hamnefjell |  |  | 51.75 |  |  | Wind | [22 empty] | 139 | [5 empty] | 30.66% | 6.1 | 2.6012 | 0.022787
NOR | Norway | Geitfjellet |  |  | 180.6 |  |  | Wind | [22 empty] | 546.1 | [5 empty] | 34.52% | 25.43 | 2.4514 | 0.021475
NOR | Norway | Smola |  | WRI1003508 | 150.4 | 63.4106 | 7.9099 | Wind | [5 empty] | ENTSOE | https://transparency.entsoe.eu/generation/r2/installedCapacityPerProductionUnit/show?name=&defaultValue=true&viewType=TABLE&areaType=BZN&atch=false&dateTime.dateTime=01.01.2016+00:00¦UTC¦YEAR&area.values=CTY¦10YNO-0--------C!BZN¦10YNO-1--------2&productionType.values=B01&productionType.values=B02&productionType.values=B03&productionType.values=B04&productionType.values=B05&productionType.values=B06&productionType.values=B07&productionType.values=B08&productionType.values=B09&productionType.values=B10&productionType.values=B11&productionType.values=B12&productionType.values=B13&productionType.values=B14&productionType.values=B20&productionType.values=B15&productionType.values=B16&productionType.values=B17&productionType.values=B18&productionType.values=B19&DataTables_Table_0_length=332 | WRI | 1047455 | [13 empty] | 356 | NO-ESTIMATION | NO-ESTIMATION | NO-ESTIMATION | NO-ESTIMATION | NO-ESTIMATION | 27.02% | 17.55 | 2.3156 | 0.020285
NOR | Norway | Raudfjell |  |  | 84 |  |  | Wind | [22 empty] | 227.4 | [5 empty] | 30.9% | 11.25 | 2.3075 | 0.020213
NOR | Norway | Bjerkreim |  |  | 155.4 |  |  | Wind | [22 empty] | 558.4 | [5 empty] | 41.02% | 27.68 | 2.3029 | 0.020173
NOR | Norway | Kjolberget |  |  | 43 |  |  | Wind | [22 empty] | 151.4 | [5 empty] | 40.19% | 7.88 | 2.1933 | 0.019213
NOR | Norway | Raggovidda |  |  | 45 |  |  | Wind | [22 empty] | 189 | [5 empty] | 47.95% | 10.84 | 1.9903 | 0.017435
NOR | Norway | Hitra II |  | WRI1003211 | 93.6 | 63.5260 | 8.7793 | Wind | [5 empty] | ENTSOE | https://transparency.entsoe.eu/generation/r2/installedCapacityPerProductionUnit/show?name=&defaultValue=true&viewType=TABLE&areaType=BZN&atch=false&dateTime.dateTime=01.01.2016+00:00¦UTC¦YEAR&area.values=CTY¦10YNO-0--------C!BZN¦10YNO-1--------2&productionType.values=B01&productionType.values=B02&productionType.values=B03&productionType.values=B04&productionType.values=B05&productionType.values=B06&productionType.values=B07&productionType.values=B08&productionType.values=B09&productionType.values=B10&productionType.values=B11&productionType.values=B12&productionType.values=B13&productionType.values=B14&productionType.values=B20&productionType.values=B15&productionType.values=B16&productionType.values=B17&productionType.values=B18&productionType.values=B19&DataTables_Table_0_length=349 | WRI | 1055034 | [13 empty] | 289.9 | HYDRO-V1 | HYDRO-V1 | HYDRO-V1 | HYDRO-V1 | HYDRO-V1 | 35.36% | 18.29 | 1.8094 | 0.01585
NOR | Norway | Lista |  |  | 71.3 |  |  | Wind | [22 empty] | 220 | [5 empty] | 35.22% | 14.96 | 1.6788 | 0.014706
NOR | Norway | Hitra |  |  | 55.2 |  |  | Wind | [22 empty] | 138 | [5 empty] | 28.54% | 9.51 | 1.6565 | 0.014511
NOR | Norway | Raskiftet |  |  | 111.6 |  |  | Wind | [22 empty] | 368.5 | [5 empty] | 37.69% | 26.92 | 1.5626 | 0.013689
NZL | New Zealand | Te Uku |  | WRI1022453 | 64.4 | -37.8806 | 174.9763 | Wind |  |  |  | 2010.0 | Meridian Energy | Meridian Energy | https://www.meridianenergy.co.nz/about-us/our-power-stations/wind/te-uku | WRI | 1065792 | [9 empty] | 244.53 | 207.48 | 211.42 | 210.72 | 220.08 | HYDRO-V1 | HYDRO-V1 | HYDRO-V1 | HYDRO-V1 | HYDRO-V1 | 39.01%
NZL | New Zealand | Te Apiti |  | WRI1022456 | 90.75 | -40.2991 | 175.8235 | Wind |  |  |  | 2004.0 | Meridian Energy | Meridian Energy | https://www.meridianenergy.co.nz/about-us/our-power-stations/wind/te-apiti | WRI | 1057258 | [9 empty] | 289.44 | 341.08 | 343.47 | 332.51 | 236.46 | HYDRO-V1 | HYDRO-V1 | HYDRO-V1 | HYDRO-V1 | HYDRO-V1 | 29.74%
NZL | New Zealand | Mill Creek |  | WRI1022455 | 59.8 | -41.2097 | 174.7294 | Wind |  |  |  | 2014.0 | Meridian Energy | Meridian Energy | https://www.meridianenergy.co.nz/about-us/our-power-stations/wind/mill-creek | WRI | 1072006 | [11 empty] | 253.96 | 251.55 | 203.04 | HYDRO-V1 | HYDRO-V1 | HYDRO-V1 | HYDRO-V1 | HYDRO-V1 | 38.76%
NZL | New Zealand | West Wind |  | WRI1022454 | 142.6 | -41.2335 | 174.6971 | Wind |  |  |  | 2009.0 | Meridian Energy | Meridian Energy | https://www.meridianenergy.co.nz/about-us/our-power-stations/wind/west-wind | WRI | 1063732 | [9 empty] | 547.90 | 533.79 | 515.56 | 509.85 | 474.31 | HYDRO-V1 | HYDRO-V1 | HYDRO-V1 | HYDRO-V1 | HYDRO-V1 | 37.97%
NZL | New Zealand | Hai Nui |  | WRI1000314 | 7 | -41.3617 | 175.4851 | Wind |  |  |  |  | Genesis Energy | Genesis Energy | https://www.genesisenergy.co.nz/generation-assets | GEODB | [14 empty] | 21.75 | HYDRO-V1 | HYDRO-V1 | HYDRO-V1 | HYDRO-V1 | HYDRO-V1 | 35.47%
NZL | New Zealand | White Hill |  | WRI1022457 | 58 | -45.7353 | 168.2384 | Wind |  |  |  | 2007.0 | Meridian Energy | Meridian Energy | https://www.meridianenergy.co.nz/about-us/our-power-stations/wind/white-hill | WRI | 1061454 | [9 empty] | 197.64 | 196.99 | 204.72 | 202.93 | 192.03 | HYDRO-V1 | HYDRO-V1 | HYDRO-V1 | HYDRO-V1 | HYDRO-V1 | 37.8%
NZL | New Zealand | Mahinerangi |  | WRI1000347 | 36 | -45.7854 | 169.9205 | Wind |  |  |  | 2007.0 | Trustpower | Trustpower | https://www.trustpower.co.nz/our-assets-and-capability/power-generation/tararua | GEODB | 1070105 | [9 empty] | 115.54 | 121.73 | 108.84 | 119.01 | 110.54 | HYDRO-V1 | HYDRO-V1 | HYDRO-V1 | HYDRO-V1 | HYDRO-V1 | 35.05%
PAK | Pakistan | Foundation Wind Energy Farm |  | WRI1030467 | 100 | 24.5757 | 67.4626 | Wind |  |  |  | 2016.0 | Foundation Wind Energy Limited | CDM | https://cdm.unfccc.int/Projects/DB/BVQI1356634961.72/view | WRI | [14 empty] | 285.52 | HYDRO-V1 | HYDRO-V1 | HYDRO-V1 | HYDRO-V1 | HYDRO-V1 | 32.59%
PAK | Pakistan | Tenaga Generasi |  | WRI1030468 | 50 | 24.6129 | 67.4300 | Wind |  |  |  | 2017.0 | Dawood Lawrencepur Limited (DLL) | Dawood Hercules | https://dawoodhercules.com/business-interests_tgl.php | WRI | [14 empty] | 84.47 | HYDRO-V1 | HYDRO-V1 | HYDRO-V1 | HYDRO-V1 | HYDRO-V1 | 19.29%
PAK | Pakistan | Dawood Wind Power project |  | WRI1030469 | 50 | 24.6721 | 67.4959 | Wind |  |  |  | 2016.0 | HydroChina | NEPRA | http://www.nepra.org.pk/Licences/LPM%20Application/LPM%20of%20Hydrochina%20Dawood.PDF | WRI | [14 empty] | 139.44 | HYDRO-V1 | HYDRO-V1 | HYDRO-V1 | HYDRO-V1 | HYDRO-V1 | 31.84%
PAK | Pakistan | Jhimpir |  | WRI1030463 | 106 | 25.0573 | 67.9850 | Wind |  |  |  |  | Zorlu Enerji | Lahore Tribune | https://tribune.com.pk/story/483543/alternative-energy-in-jhimpir-lies-the-future-of-wind-farming/ | WRI | [14 empty] | 179.07 | HYDRO-V1 | HYDRO-V1 | HYDRO-V1 | HYDRO-V1 | HYDRO-V1 | 19.28%
PAK | Pakistan | Yunus Wind Farm |  | WRI1030465 | 50 | 25.0645 | 67.9946 | Wind |  |  |  | 2015.0 | Nordex FCEL | CDM | http://cdm.unfccc.int/Projects/DB/BVQI1356084326.32/view | WRI | [13 empty] | 134.94 | 144.38 | HYDRO-V1 | HYDRO-V1 | HYDRO-V1 | HYDRO-V1 | HYDRO-V1 | 32.96%
PAK | Pakistan | Three Gorges First Wind Farm |  | WRI1030464 | 100 | 25.0804 | 67.9431 | Wind |  |  |  | 2014.0 | Three Gorges Corporation | Three Gorges Corporation | https://tgf.com.pk/page.php?page=8&cat=4444 | WRI | [12 empty] | 268.30 | 279.49 | 247.07 | HYDRO-V1 | HYDRO-V1 | HYDRO-V1 | HYDRO-V1 | HYDRO-V1 | 28.2%
PAK | Pakistan | Metro Wind Farm |  | WRI1030466 | 50 | 25.1715 | 67.9690 | Wind |  |  |  | 2016.0 | Metro Wind Power Company | Metro Power | http://metro-power.com/ | WRI | [14 empty] | 134.57 | HYDRO-V1 | HYDRO-V1 | HYDRO-V1 | HYDRO-V1 | HYDRO-V1 | 30.72%
PER | Peru | Marcona |  | WRI1022108 | 32 | -15.4090 | -75.0804 | Wind |  |  |  |  | Parque EÃ³lico Tres Hermanas S.A.C. | Peru Ministry of Energy and Mines | http://www.minem.gob.pe/minem/archivos/Capitulo%203%20Generacion%20electrica%202015%20FINAL.pdf | WRI | 1069479¦1081131 |  |  |  | 140.0 |  |  |  |  | Peru Ministry of Energy and Mines |  |  |  |  | 143.47 | HYDRO-V1 | HYDRO-V1 | HYDRO-V1 | HYDRO-V1 | HYDRO-V1 | 51.18%
PER | Peru | Talara |  | WRI1022109 | 30 | -4.5655 | -81.2028 | Wind |  |  |  |  | EnergÃ­a EÃ³lica S.A. | Peru Ministry of Energy and Mines | http://www.minem.gob.pe/minem/archivos/Capitulo%203%20Generacion%20electrica%202015%20FINAL.pdf | CDM | 1081132 |  |  |  | 145.0 |  |  |  |  | Peru Ministry of Energy and Mines |  |  |  |  | 134.5 | SOLAR-V1-NO-AGE | SOLAR-V1-NO-AGE | SOLAR-V1-NO-AGE | SOLAR-V1-NO-AGE | SOLAR-V1-NO-AGE | 51.18%
PHL | Philippines | BANGUI WIND POWER |  | WRI1001906 | 33 | 18.5658 | 120.7275 | Wind | [5 empty] | Philippines Department of Energy | https://www.doe.gov.ph/list-existing-power-plants | CARMA | 1056055 | [13 empty] | 84.53 | HYDRO-V1 | HYDRO-V1 | HYDRO-V1 | HYDRO-V1 | HYDRO-V1 | 29.24%
PHL | Philippines | Bangui Wind Power Ph3 |  | WRI1001907 | 18.9 | 18.5658 | 120.7275 | Wind | [5 empty] | Philippines Department of Energy | https://www.doe.gov.ph/list-existing-power-plants | CARMA | [14 empty] | 48.41 | NO-ESTIMATION | NO-ESTIMATION | NO-ESTIMATION | NO-ESTIMATION | CAPACITY-FACTOR-V1 | 29.24%
POL | Poland | FW Galicja |  | WRI1061550 | 12 | 49.8502 | 22.7843 | Wind |  |  |  | 2009.0 | PGE | PGE Energia Odnawialna | https://pgeeo.pl/Nasze-obiekty/Elektrownie-wiatrowe/Galicja | University of DÄ…browa GÃ³rnicza | [10 empty] | 32.97 | 33.35 | 30.56 | 28.87 | 32.53 | HYDRO-V1 | HYDRO-V1 | HYDRO-V1 | HYDRO-V1 | HYDRO-V1 | 30.95%
POL | Poland | FW Lipniki |  | WRI1061600 | 30 | 50.5355 | 17.1067 | Wind |  |  |  | 2011.0 | Tauron Ekoenergia | Tauron Ekoenergia | http://www.tauron-ekoenergia.pl/Strony/start.aspx | University of DÄ…browa GÃ³rnicza | [10 empty] | 93.45 | 84.16 | 83.68 | 86.91 | 81.68 | NO-ESTIMATION | NO-ESTIMATION | NO-ESTIMATION | NO-ESTIMATION | CAPACITY-FACTOR-V1 | 31.08%
POL | Poland | FW PÄ…gÃ³w |  | WRI1061602 | 51 | 51.1400 | 17.6246 | Wind |  |  |  | 2012.0 | ENGIE | ENGIE | https://www.engie-zielonaenergia.pl/ | University of DÄ…browa GÃ³rnicza | [10 empty] | 140.30 | 149.91 | 132.27 | 132.28 | 143.89 | NO-ESTIMATION | NO-ESTIMATION | NO-ESTIMATION | NO-ESTIMATION | NO-ESTIMATION | 32.21%
POL | Poland | FW Taczalin |  | WRI1061609 | 45 | 51.1570 | 16.2812 | Wind |  |  |  | 2013.0 | WSB Neue Energien | WSB Neue Energien | https://dolny-slask.org.pl/4777375 Taczalin Park_wiatrowy_Taczalin.html | University of DÄ…browa GÃ³rnicza | [11 empty] | 133.84 | 148.71 | 122.25 | 145.49 | HYDRO-V1 | HYDRO-V1 | HYDRO-V1 | HYDRO-V1 | HYDRO-V1 | 36.91%
POL | Poland | FW IÅ‚Å¼a |  | WRI1061610 | 54 | 51.1680 | 21.1990 | Wind |  |  |  | 2014.0 | EDP Renewables Polska | EDPR | https://www.reo.pl/viatron-zakonczyl-instalacje-25-turbin-na-fw-ilza-dla-edpr/ | University of DÄ…browa GÃ³rnicza | [12 empty] | 163.36 | 157.96 | 163.39 | NO-ESTIMATION | NO-ESTIMATION | NO-ESTIMATION | NO-ESTIMATION | CAPACITY-FACTOR-V1 | 34.54%
POL | Poland | FW ÅukaszÃ³w |  | WRI1061588 | 34 | 51.1809 | 15.9079 | Wind |  |  |  | 2012.0 | Polenergia | Polenergia | http://polenergia.pl/pol/pl/page/farmy-wiatrowe-wlasne | University of DÄ…browa GÃ³rnicza | [10 empty] | 99.87 | 105.50 | 99.91 | 94.68 | 97.41 | NO-ESTIMATION | NO-ESTIMATION | NO-ESTIMATION | NO-ESTIMATION | CAPACITY-FACTOR-V1 | 32.71%
POL | Poland | PW KamieÅ„sk |  | WRI1061551 | 31 | 51.2160 | 19.4270 | Wind |  |  |  | 2007.0 | PGE | PGE Energia Odnawialna | https://pgeeo.pl/Nasze-obiekty/Elektrownie-wiatrowe/Kamiensk | University of DÄ…browa GÃ³rnicza | [10 empty] | 79.51 | 72.61 | 73.17 | 78.73 | 85.31 | NO-ESTIMATION | NO-ESTIMATION | NO-ESTIMATION | NO-ESTIMATION | CAPACITY-FACTOR-V1 | 31.41%
POL | Poland | FW Modlikowice |  | WRI1061589 | 24 | 51.2166 | 15.8825 | Wind |  |  |  | 2012.0 | Polenergia | Polenergia | http://polenergia.pl/pol/pl/page/farmy-wiatrowe-wlasne | University of DÄ…browa GÃ³rnicza | [10 empty] | 70.49 | 74.47 | 70.52 | 66.83 | 68.76 | HYDRO-V1 | HYDRO-V1 | HYDRO-V1 | HYDRO-V1 | HYDRO-V1 | 32.71%
POL | Poland | Gorzkowice |  | WRI1061619 | 12 | 51.2195 | 19.6404 | Wind |  |  |  |  | ELEOS | Terna Energy | http://www.terna-energy.com/activities/?EntryId=9c2669c4-3d6c-4887-9eee-771fe5d0fb7a&catid=67e8558e-78c1-44cc-9d53-56994d9e6f7e&countryId=812d58f0-9690-4b52-befa-c50aa16c557f | University of DÄ…browa GÃ³rnicza | [14 empty] | 31.06 | NO-ESTIMATION | NO-ESTIMATION | NO-ESTIMATION | NO-ESTIMATION | NO-ESTIMATION | 29.55%
POL | Poland | FW CzarnoÅ¼yÅ‚y |  | WRI1061617 | 22 | 51.2859 | 18.5969 | Wind |  |  |  |  | Farma wiatrowa CzarnoÅ¼yÅ‚y Sp. Z o.o. | RE Power Map | http://www.repowermap.org/installations/546534314/pl/Energia-wiatrowa-Czarno%C5%BCy%C5%82y | University of DÄ…browa GÃ³rnicza | [14 empty] | 56.95 | SOLAR-V1-NO-AGE | SOLAR-V1-NO-AGE | SOLAR-V1-NO-AGE | SOLAR-V1-NO-AGE | SOLAR-V1-NO-AGE | 29.55%
POL | Poland | FW LubartÃ³w |  | WRI1061616 | 48 | 51.5016 | 22.3023 | Wind |  |  |  | 2016.0 | IKEA | GEO Renewables | http://georenewables.pl | University of DÄ…browa GÃ³rnicza | [14 empty] | 174.71 | HYDRO-V1 | HYDRO-V1 | HYDRO-V1 | HYDRO-V1 | HYDRO-V1 | 41.55%
POL | Poland | FW Mycielin |  | WRI1061614 | 46 | 51.6216 | 15.6822 | Wind |  |  |  | 2016.0 | Polenergia | Polenergia | http://www.polenergia.pl/pol/pl/strona/%5Btitle-raw%5D-21 | University of DÄ…browa GÃ³rnicza | [14 empty] | 167.43 | NO-ESTIMATION | NO-ESTIMATION | NO-ESTIMATION | NO-ESTIMATION | CAPACITY-FACTOR-V1 | 41.55%
POL | Poland | FW Krobia |  | WRI1061606 | 33 | 51.7158 | 16.9196 | Wind |  |  |  | 2012.0 | ACCIONA Energy | ACCIONA Energy | https://www.acciona-energia.com/areas-of-activity/wind-power/major-projects/krobia-i-poniec-ii-wind-farms/ | University of DÄ…browa GÃ³rnicza | [10 empty] | 97.24 | 104.92 | 101.89 | 91.89 | 96.81 | HYDRO-V1 | HYDRO-V1 | HYDRO-V1 | HYDRO-V1 | HYDRO-V1 | 33.49%
POL | Poland | FW Poniec II |  | WRI1061607 | 30 | 51.8430 | 16.7103 | Wind |  |  |  | 2012.0 | ACCIONA Energy | ACCIONA Energy | https://www.acciona-energia.com/areas-of-activity/wind-power/major-projects/krobia-i-poniec-ii-wind-farms/ | University of DÄ…browa GÃ³rnicza | [10 empty] | 88.40 | 94.37 | 87.50 | 84.25 | 84.83 | HYDRO-V1 | HYDRO-V1 | HYDRO-V1 | HYDRO-V1 | HYDRO-V1 | 32.28%
POL | Poland | Miksztal |  | WRI1061621 | 10 | 52.2972 | 19.2568 | Wind | [5 empty] | AM Project | http://www.amproject.eu/fw-miksztal-eng | University of DÄ…browa GÃ³rnicza | [14 empty] | 25.88 | NO-ESTIMATION | NO-ESTIMATION | NO-ESTIMATION | NO-ESTIMATION | CAPACITY-FACTOR-V1 | 29.54%
POL | Poland | FW DÄ…browice |  | WRI1061603 | 36 | 52.3094 | 19.0603 | Wind |  |  |  | 2015.0 | ENGIE | ENGIE | https://www.engie-zielonaenergia.pl/ | University of DÄ…browa GÃ³rnicza | [13 empty] | 107.05 | 125.91 | NO-ESTIMATION | NO-ESTIMATION | NO-ESTIMATION | NO-ESTIMATION | CAPACITY-FACTOR-V1 | 39.93%
POL | Poland | FW Sanniki |  | WRI1061618 | 30 | 52.3188 | 19.8852 | Wind | [5 empty] | Emporis | https://www.emporis.com/buildings/1243986/sanniki-vestas-v90-wind-turbines-konstantynow-poland | University of DÄ…browa GÃ³rnicza | [14 empty] | 77.65 | NO-ESTIMATION | NO-ESTIMATION | NO-ESTIMATION | NO-ESTIMATION | CAPACITY-FACTOR-V1 | 29.55%
POL | Poland | FW JÃ³Åºwin |  | WRI1061594 | 25 | 52.3548 | 18.2203 | Wind |  |  |  | 2015.0 | Vortex Energy | Vortex Energy | https://vortex-energy-group.com/pl/portfolio-galleries/park-wiatrowy-jozwin/ | University of DÄ…browa GÃ³rnicza | [13 empty] | 74.34 | 86.55 | HYDRO-V1 | HYDRO-V1 | HYDRO-V1 | HYDRO-V1 | HYDRO-V1 | 39.52%
POL | Poland | FW Golice |  | WRI1061608 | 38 | 52.4295 | 14.6829 | Wind |  |  |  | 2011.0 | ACCIONA Energy | ACCIONA Energy | https://www.acciona-energia.com/pressroom/news/2011/december/acciona-puts-its-first-wind-park-in-poland-into-service-after-investing-57-million-euros/ | University of DÄ…browa GÃ³rnicza | [10 empty] | 111.74 | 100.37 | 108.26 | 96.63 | 107.26 | NO-ESTIMATION | NO-ESTIMATION | NO-ESTIMATION | NO-ESTIMATION | CAPACITY-FACTOR-V1 | 32.22%
POL | Poland | FW RadziejÃ³w |  | WRI1061595 | 42 | 52.6349 | 18.4769 | Wind |  |  |  | 2015.0 | Vortex Energy | Vortex Energy | https://vortex-energy-group.com/pl/portfolio-galleries/park-wiatrowy-radziejowie/ | University of DÄ…browa GÃ³rnicza | [13 empty] | 121.15 | 149.1 | NO-ESTIMATION | NO-ESTIMATION | NO-ESTIMATION | NO-ESTIMATION | CAPACITY-FACTOR-V1 | 40.53%
POL | Poland | FW InowrocÅ‚aw |  | WRI1061593 | 32 | 52.7692 | 18.2206 | Wind |  |  |  | 2008.0 | Vortex Energy | Vortex Energy | https://vortex-energy-group.com/pl/portfolio-galleries/park-wiatrowy-w-inowroclawiu/ | University of DÄ…browa GÃ³rnicza | [10 empty] | 87.17 | 82.11 | 75.44 | 76.91 | 86.11 | HYDRO-V1 | HYDRO-V1 | HYDRO-V1 | HYDRO-V1 | HYDRO-V1 | 30.72%
POL | Poland | FW Mogilno I-VI |  | WRI1061596 | 34 | 52.8157 | 18.1439 | Wind |  |  |  | 2011.0 | Vortex Energy | Vortex Energy | https://vortex-energy-group.com/pl/portfolio-galleries/park-wiatrowy-w-mogilnie-i-v/ | University of DÄ…browa GÃ³rnicza | [10 empty] | 106.33 | 95.80 | 96.39 | 95.47 | 96.15 | HYDRO-V1 | HYDRO-V1 | HYDRO-V1 | HYDRO-V1 | HYDRO-V1 | 32.28%
POL | Poland | Farma Wiatrowa Margonin |  | WRI1019080 | 120 | 52.9643 | 17.1572 | Wind |  |  |  | 2010.0 |  | ENTSOE | https://transparency.entsoe.eu/generation/r2/installedCapacityPerProductionUnit/show | University of DÄ…browa GÃ³rnicza | 1071918 | [9 empty] | 307.82 | 305.33 | 322.60 | 286.53 | 328.9 | NO-ESTIMATION | NO-ESTIMATION | NO-ESTIMATION | NO-ESTIMATION | CAPACITY-FACTOR-V1 | 31.29%
POL | Poland | EW Å»uromin |  | WRI1061563 | 61 | 53.0474 | 19.9015 | Wind |  |  |  | 2012.0 | PGE | PGE Energia Odnawialna | https://pgeeo.pl/Nasze-obiekty/Elektrownie-wiatrowe/Zuromin | University of DÄ…browa GÃ³rnicza | [10 empty] | 174.81 | 180.85 | 167.41 | 160.40 | 173.86 | NO-ESTIMATION | NO-ESTIMATION | NO-ESTIMATION | NO-ESTIMATION | CAPACITY-FACTOR-V1 | 32.54%
POL | Poland | FW KrÄ™cin |  | WRI1061615 | 6 | 53.0924 | 15.4962 | Wind |  |  |  | 2010.0 | Polenergia | Polenergia | http://www.polenergia.pl/pol/pl/strona/krzecin | University of DÄ…browa GÃ³rnicza | [10 empty] | 13.21 | 13.00 | 13.70 | 12.60 | 12.71 | HYDRO-V1 | HYDRO-V1 | HYDRO-V1 | HYDRO-V1 | HYDRO-V1 | 24.18%
POL | Poland | FW ParsÃ³wek |  | WRI1061584 | 26 | 53.2275 | 14.6866 | Wind |  |  |  |  | Energa Wytwarzanie | Energa Wytwarzanie | http://www.energa-wytwarzanie.pl/obiekty/lista-obiektow/parsowek 61 obiekt.html | University of DÄ…browa GÃ³rnicza | [14 empty] | 67.3 | NO-ESTIMATION | NO-ESTIMATION | NO-ESTIMATION | NO-ESTIMATION | CAPACITY-FACTOR-V1 | 29.55%
POL | Poland | FW Skurpie |  | WRI1061613 | 44 | 53.2787 | 20.1046 | Wind |  |  |  | 2015.0 | Polenergia | Polenergia | http://www.polenergia.pl/pol/pl/strona/farma-wiatrowa-skurpie | University of DÄ…browa GÃ³rnicza | [13 empty] | 131.01 | 151.32 | NO-ESTIMATION | NO-ESTIMATION | NO-ESTIMATION | NO-ESTIMATION | CAPACITY-FACTOR-V1 | 39.26%
POL | Poland | Nidzica/Tatary |  | WRI1061622 | 10 | 53.3211 | 20.4741 | Wind |  |  |  |  | ELEOS | GP Wind | http://gp-wind.energy/projects/rio-energy1/ | University of DÄ…browa GÃ³rnicza | [14 empty] | 25.88 | NO-ESTIMATION | NO-ESTIMATION | NO-ESTIMATION | NO-ESTIMATION | CAPACITY-FACTOR-V1 | 29.54%
POL | Poland | FW GawÅ‚owice |  | WRI1061611 | 48 | 53.3484 | 18.8815 | Wind |  |  |  | 2014.0 | Polenergia | Polenergia | http://www.polenergia.pl/pol/pl/strona/farma-wiatrowa-gawlowice | University of DÄ…browa GÃ³rnicza | [12 empty] | 143.93 | 146.28 | 152.4 | HYDRO-V1 | HYDRO-V1 | HYDRO-V1 | HYDRO-V1 | HYDRO-V1 | 36.24%
POL | Poland | Lubawa |  | WRI1061620 | 10 | 53.5273 | 19.7813 | Wind | [5 empty] | Wind Energy Poland | https://issuu.com/biznespolska/docs/windenergypoland_2016_final_pdf_lo | University of DÄ…browa GÃ³rnicza | [14 empty] | 25.88 | NO-ESTIMATION | NO-ESTIMATION | NO-ESTIMATION | NO-ESTIMATION | CAPACITY-FACTOR-V1 | 29.54%
POL | Poland | EW Kisielice |  | WRI1061554 | 41 | 53.6005 | 19.2690 | Wind |  |  |  | 2006.0 | PGE | PGE Energia Odnawialna | https://pgeeo.pl/Nasze-obiekty/Elektrownie-wiatrowe/Kisielice | University of DÄ…browa GÃ³rnicza | [10 empty] | 100.22 | 100.83 | 103.75 | 104.60 | 120.09 | HYDRO-V1 | HYDRO-V1 | HYDRO-V1 | HYDRO-V1 | HYDRO-V1 | 33.44%
POL | Poland | EW Kisielice II |  | WRI1061555 | 12 | 53.6268 | 18.9334 | Wind |  |  |  | 2016.0 | PGE | PGE Energia Odnawialna | https://pgeeo.pl/Nasze-obiekty/Elektrownie-wiatrowe/Kisielice-II | University of DÄ…browa GÃ³rnicza | [14 empty] | 40.5 | SOLAR-V1-NO-AGE | SOLAR-V1-NO-AGE | SOLAR-V1-NO-AGE | SOLAR-V1-NO-AGE | SOLAR-V1-NO-AGE | 38.53%
POL | Poland | FW RajgrÃ³d |  | WRI1061612 | 25 | 53.7006 | 22.5730 | Wind |  |  |  | 2014.0 | Polenergia | Polenergia | http://www.polenergia.pl/pol/pl/strona/farma-wiatrowa-rajgrod | University of DÄ…browa GÃ³rnicza | [12 empty] | 74.13 | 79.61 | 71.6 | SOLAR-V1-NO-AGE | SOLAR-V1-NO-AGE | SOLAR-V1-NO-AGE | SOLAR-V1-NO-AGE | SOLAR-V1-NO-AGE | 32.69%
POL | Poland | EW Resko II |  | WRI1061561 | 76 | 53.7087 | 15.7489 | Wind |  |  |  | 2015.0 | PGE | PGE Energia Odnawialna | https://pgeeo.pl/Nasze-obiekty/Elektrownie-wiatrowe/Resko-II | University of DÄ…browa GÃ³rnicza | [13 empty] | 223.01 | 301.32 | NO-ESTIMATION | NO-ESTIMATION | NO-ESTIMATION | NO-ESTIMATION | CAPACITY-FACTOR-V1 | 45.26%
POL | Poland | EW Resko I |  | WRI1061560 | 14 | 53.7471 | 15.4277 | Wind |  |  |  | 2013.0 | PGE | PGE Energia Odnawialna | https://pgeeo.pl/Nasze-obiekty/Elektrownie-wiatrowe/Resko-I | University of DÄ…browa GÃ³rnicza | [11 empty] | 42.74 | 48.14 | 40.12 | 44.16 | HYDRO-V1 | HYDRO-V1 | HYDRO-V1 | HYDRO-V1 | HYDRO-V1 | 36.01%
POL | Poland | FW ZagÃ³rze |  | WRI1061585 | 30 | 53.8014 | 14.6282 | Wind |  |  |  | 2003.0 | Tauron Ekoenergia | Energa Wytwarzanie | http://www.elektrownie-wiatrowe.org.pl/zagorze/ | University of DÄ…browa GÃ³rnicza | [10 empty] | 71.79 | 81.24 | 75.24 | 78.78 | 87.2 | HYDRO-V1 | HYDRO-V1 | HYDRO-V1 | HYDRO-V1 | HYDRO-V1 | 33.18%
POL | Poland | EW Lake Ostrowo |  | WRI1061556 | 34 | 53.8333 | 14.6673 | Wind |  |  |  | 2007.0 | PGE | PGE Energia Odnawialna | https://pgeeo.pl/Nasze-obiekty/Elektrownie-wiatrowe/Lake-Ostrowo | University of DÄ…browa GÃ³rnicza | [10 empty] | 90.53 | 100.78 | 92.40 | 86.12 | 112.7 | HYDRO-V1 | HYDRO-V1 | HYDRO-V1 | HYDRO-V1 | HYDRO-V1 | 37.84%
POL | Poland | FW Åšniatowo |  | WRI1061592 | 32 | 53.8789 | 14.8585 | Wind |  |  |  | 2008.0 | Vortex Energy | Vortex Energy | https://vortex-energy-group.com/pl/portfolio-galleries/park-wiatrowy-sniatowo/ | University of DÄ…browa GÃ³rnicza | [10 empty] | 93.57 | 90.91 | 90.12 | 78.90 | 106.44 | HYDRO-V1 | HYDRO-V1 | HYDRO-V1 | HYDRO-V1 | HYDRO-V1 | 37.97%
POL | Poland | EW Pelplin |  | WRI1061559 | 49 | 53.9085 | 18.7299 | Wind |  |  |  | 2012.0 | PGE | PGE Energia Odnawialna | https://pgeeo.pl/Nasze-obiekty/Elektrownie-wiatrowe/Pelplin | University of DÄ…browa GÃ³rnicza | [10 empty] | 143.87 | 153.55 | 158.34 | 146.74 | 159.38 | NO-ESTIMATION | NO-ESTIMATION | NO-ESTIMATION | NO-ESTIMATION | CAPACITY-FACTOR-V1 | 37.13%
POL | Poland | EW Malbork-Koniecwald |  | WRI1061558 | 18 | 53.9716 | 19.0379 | Wind |  |  |  | 2007.0 | PGE | PGE Energia Odnawialna | https://pgeeo.pl/Nasze-obiekty/Elektrownie-wiatrowe/Malbork-Koniecwald | University of DÄ…browa GÃ³rnicza | [10 empty] | 44.57 | 39.50 | 41.76 | 40.65 | 49.65 | NO-ESTIMATION | NO-ESTIMATION | NO-ESTIMATION | NO-ESTIMATION | CAPACITY-FACTOR-V1 | 31.49%
POL | Poland | FW Wartkowo |  | WRI1061604 | 30 | 54.0100 | 15.6851 | Wind |  |  |  | 2012.0 | ENGIE | ENGIE | https://www.engie-zielonaenergia.pl/ | University of DÄ…browa GÃ³rnicza | [10 empty] | 100.03 | 98.92 | 106.96 | 95.77 | 100.51 | HYDRO-V1 | HYDRO-V1 | HYDRO-V1 | HYDRO-V1 | HYDRO-V1 | 38.25%
POL | Poland | FW KarÅ›cino |  | WRI1061582 | 90 | 54.0361 | 15.8040 | Wind |  |  |  | 2009.0 | Energa Wytwarzanie | Energa Wytwarzanie | http://www.energa-wytwarzanie.pl/obiekty/lista-obiektow/fw-karscino 4 obiekt.html | University of DÄ…browa GÃ³rnicza | [10 empty] | 291.57 | 260.08 | 251.12 | 237.58 | 282.83 | NO-ESTIMATION | NO-ESTIMATION | NO-ESTIMATION | NO-ESTIMATION | CAPACITY-FACTOR-V1 | 35.87%
POL | Poland | FW MyÅ›lino |  | WRI1061583 | 20 | 54.0409 | 15.6972 | Wind |  |  |  | 2014.0 | Energa Wytwarzanie | Energa Wytwarzanie | http://www.energa-wytwarzanie.pl/obiekty/lista-obiektow/fw-myslino 2 obiekt.html | University of DÄ…browa GÃ³rnicza | [12 empty] | 72.47 | 67.27 | 73.86 | NO-ESTIMATION | NO-ESTIMATION | NO-ESTIMATION | NO-ESTIMATION | CAPACITY-FACTOR-V1 | 42.16%
POL | Poland | EW Karnice I |  | WRI1061552 | 30 | 54.0446 | 15.0802 | Wind |  |  |  | 2009.0 | PGE | PGE Energia Odnawialna | https://pgeeo.pl/Nasze-obiekty/Elektrownie-wiatrowe/Karnice-I | University of DÄ…browa GÃ³rnicza | [10 empty] | 92.27 | 91.65 | 86.82 | 73.73 | 94.44 | HYDRO-V1 | HYDRO-V1 | HYDRO-V1 | HYDRO-V1 | HYDRO-V1 | 35.94%
POL | Poland | FW Jarogniew-MoÅ‚towo |  | WRI1061605 | 20 | 54.0614 | 15.6981 | Wind |  |  |  | 2010.0 | ENGIE | ENGIE | https://www.engie-zielonaenergia.pl/ | University of DÄ…browa GÃ³rnicza | [10 empty] | 66.15 | 57.97 | 60.16 | 54.04 | 60.91 | HYDRO-V1 | HYDRO-V1 | HYDRO-V1 | HYDRO-V1 | HYDRO-V1 | 34.77%
POL | Poland | FW Karcino |  | WRI1061581 | 51 | 54.1108 | 15.4125 | Wind |  |  |  | 2009.0 | Energa Wytwarzanie | Energa Wytwarzanie | http://www.energa-wytwarzanie.pl/obiekty/lista-obiektow/fw-karcino 3 obiekt.html | University of DÄ…browa GÃ³rnicza | [10 empty] | 145.02 | 150.52 | 141.68 | 120.55 | 159.45 | NO-ESTIMATION | NO-ESTIMATION | NO-ESTIMATION | NO-ESTIMATION | CAPACITY-FACTOR-V1 | 35.69%
POL | Poland | FW Taciewo |  | WRI1061601 | 30 | 54.1503 | 22.7749 | Wind |  |  |  | 2012.0 | RWE Polska | RWE Polska |  | University of DÄ…browa GÃ³rnicza | [10 empty] | 86.98 | 95.27 | 85.54 | 84.81 | 82.86 | SOLAR-V1-NO-AGE | SOLAR-V1-NO-AGE | SOLAR-V1-NO-AGE | SOLAR-V1-NO-AGE | SOLAR-V1-NO-AGE | 31.53%
POL | Poland | FW Korsze |  | WRI1061599 | 70 | 54.1514 | 21.1800 | Wind |  |  |  | 2011.0 | RWE Polska | RWE Polska |  | University of DÄ…browa GÃ³rnicza | [10 empty] | 197.27 | 174.57 | 176.18 | 170.26 | 197.41 | NO-ESTIMATION | NO-ESTIMATION | NO-ESTIMATION | NO-ESTIMATION | NO-ESTIMATION | 32.19%
POL | Poland | FW SuwaÅ‚ki |  | WRI1061597 | 41 | 54.1549 | 22.8746 | Wind |  |  |  | 2009.0 | RWE Polska | RWE Polska | https://pl.wikipedia.org/wiki/Energetyka_wiatrowa_w_Polsce | University of DÄ…browa GÃ³rnicza | [10 empty] | 92.60 | 108.29 | 108.70 | 97.60 | 109.83 | NO-ESTIMATION | NO-ESTIMATION | NO-ESTIMATION | NO-ESTIMATION | CAPACITY-FACTOR-V1 | 30.58%
POL | Poland | FW TymieÅ„ |  | WRI1061586 | 50 | 54.1975 | 15.8315 | Wind |  |  |  | 2006.0 | Invenergy | Invenergy | https://invenergyllc.com/ | University of DÄ…browa GÃ³rnicza | [10 empty] | 113.88 | 129.00 | 132.22 | 110.46 | 159.93 | NO-ESTIMATION | NO-ESTIMATION | NO-ESTIMATION | NO-ESTIMATION | NO-ESTIMATION | 36.51%
POL | Poland | FW Bystra |  | WRI1061580 | 24 | 54.2970 | 18.7436 | Wind |  |  |  | 2010.0 | Energa Wytwarzanie | Energa Wytwarzanie | http://www.energa-wytwarzanie.pl/obiekty/lista-obiektow/fw-bystra 5 obiekt.html | University of DÄ…browa GÃ³rnicza | [10 empty] | 79.87 | 73.21 | 77.66 | 67.93 | 78.04 | NO-ESTIMATION | NO-ESTIMATION | NO-ESTIMATION | NO-ESTIMATION | NO-ESTIMATION | 37.12%
POL | Poland | EW Karwice |  | WRI1061553 | 40 | 54.3081 | 16.5663 | Wind |  |  |  | 2015.0 | PGE | PGE Energia Odnawialna | https://pgeeo.pl/Nasze-obiekty/Elektrownie-wiatrowe/Karwice | University of DÄ…browa GÃ³rnicza | [13 empty] | 125.46 | 158.72 | HYDRO-V1 | HYDRO-V1 | HYDRO-V1 | HYDRO-V1 | HYDRO-V1 | 45.3%
POL | Poland | FW Tychowo-Noskowo |  | WRI1061598 | 50 | 54.3781 | 16.7961 | Wind |  |  |  | 2009.0 | RWE Polska | Polenergia | http://polenergia.pl/pol/pl/strona/farma-wiatrowa-tychowo | University of DÄ…browa GÃ³rnicza | [10 empty] | 146.37 | 153.24 | 145.75 | 119.64 | 150.7 | NO-ESTIMATION | NO-ESTIMATION | NO-ESTIMATION | NO-ESTIMATION | NO-ESTIMATION | 34.41%
POL | Poland | FW ZajÄ…czkowo |  | WRI1061590 | 48 | 54.4134 | 16.9627 | Wind |  |  |  | 2008.0 | Windpol | Windpol | https://www.skyscrapercity.com/showthread.php?t=520137 | University of DÄ…browa GÃ³rnicza | [10 empty] | 136.75 | 140.43 | 145.50 | 114.35 | 152.48 | HYDRO-V1 | HYDRO-V1 | HYDRO-V1 | HYDRO-V1 | HYDRO-V1 | 36.26%
POL | Poland | FW Widzino |  | WRI1061591 | 42 | 54.4155 | 16.9655 | Wind |  |  |  | 2012.0 | Windpol | Windpol | https://www.skyscrapercity.com/showthread.php?t=520137 | University of DÄ…browa GÃ³rnicza | [10 empty] | 134.83 | 157.32 | 150.50 | 122.49 | 145.04 | HYDRO-V1 | HYDRO-V1 | HYDRO-V1 | HYDRO-V1 | HYDRO-V1 | 39.42%
POL | Poland | FW DarÅ‚owo (Cisowo) |  | WRI1019063 | 18 | 54.4504 | 16.4224 | Wind |  |  |  | 2001.0 |  | ENTSOE | https://transparency.entsoe.eu/generation/r2/installedCapacityPerProductionUnit/show | University of DÄ…browa GÃ³rnicza |  |  |  |  | 345.118 |  |  |  |  | ENTSOE | 40.35 | 44.00 | 49.98 | 41.87 | 52.76 | HYDRO-V1 | HYDRO-V1 | HYDRO-V1 | HYDRO-V1 | HYDRO-V1 | 33.46%
POL | Poland | EW Lotnisko |  | WRI1061557 | 95 | 54.6701 | 17.7386 | Wind |  |  |  | 2015.0 | PGE | PGE Energia Odnawialna | https://pgeeo.pl/Nasze-obiekty/Elektrownie-wiatrowe/Lotnisko | University of DÄ…browa GÃ³rnicza | [13 empty] | 333.59 | 390.54 | HYDRO-V1 | HYDRO-V1 | HYDRO-V1 | HYDRO-V1 | HYDRO-V1 | 46.93%
POL | Poland | EW Wojciechowo |  | WRI1061562 | 28 | 54.6804 | 17.7598 | Wind |  |  |  | 2014.0 | PGE | PGE Energia Odnawialna | https://pgeeo.pl/Nasze-obiekty/Elektrownie-wiatrowe/Wojciechowo | University of DÄ…browa GÃ³rnicza | [12 empty] | 97.57 | 101.41 | 106.15 | HYDRO-V1 | HYDRO-V1 | HYDRO-V1 | HYDRO-V1 | HYDRO-V1 | 43.28%
POL | Poland | FW Puck (GnieÅ¼dÅ¼ewo) |  | WRI1061587 | 22 | 54.7464 | 18.3546 | Wind |  |  |  | 2007.0 | Polenergia | Polenergia | http://polenergia.pl/pol/pl/strona/farma-wiatrowa-puck | University of DÄ…browa GÃ³rnicza | [10 empty] | 62.18 | 65.82 | 63.97 | 61.49 | 72.09 | NO-ESTIMATION | NO-ESTIMATION | NO-ESTIMATION | NO-ESTIMATION | CAPACITY-FACTOR-V1 | 37.41%
PRT | Portugal | Quinta do Lorde |  | WRI1023428 | 2.55 | 32.7279 | -17.0637 | Wind |  |  |  | 2009.0 |  | Energias Endogenas de Portugal | http://e2p.inegi.up.pt/index.asp | Energias Endogenas de Portugal | 1080745 | [9 empty] | 5.17 | 4.66 | 4.52 | 4.61 | 4.67 | HYDRO-V1 | HYDRO-V1 | HYDRO-V1 | HYDRO-V1 | HYDRO-V1 | 20.91%
PRT | Portugal | Loiral II |  | WRI1023367 | 6 | 32.7422 | -17.0974 | Wind |  |  |  | 2011.0 |  | Energias Endogenas de Portugal | http://e2p.inegi.up.pt/index.asp | Energias Endogenas de Portugal | [10 empty] | 19.16 | 14.89 | 13.43 | 13.77 | 12.48 | NO-ESTIMATION | NO-ESTIMATION | NO-ESTIMATION | NO-ESTIMATION | CAPACITY-FACTOR-V1 | 23.74%
PRT | Portugal | Pedras |  | WRI1023410 | 10.2 | 32.7426 | -17.0587 | Wind |  |  |  | 2009.0 |  | Energias Endogenas de Portugal | http://e2p.inegi.up.pt/index.asp | Energias Endogenas de Portugal | 1073316 | [9 empty] | 28.05 | 25.83 | 25.21 | 22.56 | 22.2 | HYDRO-V1 | HYDRO-V1 | HYDRO-V1 | HYDRO-V1 | HYDRO-V1 | 24.85%
PRT | Portugal | Loiral |  | WRI1023366 | 5.1 | 32.7452 | -17.1036 | Wind |  |  |  | 2009.0 |  | Energias Endogenas de Portugal | http://e2p.inegi.up.pt/index.asp | Energias Endogenas de Portugal | 1073315 | [9 empty] | 12.13 | 10.83 | 10.87 | 10.84 | 10.34 | HYDRO-V1 | HYDRO-V1 | HYDRO-V1 | HYDRO-V1 | HYDRO-V1 | 23.14%
PRT | Portugal | Bica da Cana |  | WRI1023296 | 3 | 32.7488 | -17.0516 | Wind |  |  |  | 1993.0 |  | Energias Endogenas de Portugal | http://e2p.inegi.up.pt/index.asp | Energias Endogenas de Portugal | 1017816 | [9 empty] | 4.85 | 4.73 | 4.63 | 5.14 | 4.78 | SOLAR-V1-NO-AGE | SOLAR-V1-NO-AGE | SOLAR-V1-NO-AGE | SOLAR-V1-NO-AGE | SOLAR-V1-NO-AGE | 18.19%
PRT | Portugal | Fonte do Juncal |  | WRI1023349 | 8.06 | 32.7506 | -17.0666 | Wind |  |  |  | 1992.0 |  | Energias Endogenas de Portugal | http://e2p.inegi.up.pt/index.asp | Energias Endogenas de Portugal | [10 empty] | 13.75 | 11.72 | 12.97 | 11.08 | 12.92 | HYDRO-V1 | HYDRO-V1 | HYDRO-V1 | HYDRO-V1 | HYDRO-V1 | 18.3%
PRT | Portugal | Paul da Serra (ENEREEM) |  | WRI1023409 | 3.3 | 32.7590 | -17.0682 | Wind |  |  |  | 2003.0 |  | Energias Endogenas de Portugal | http://e2p.inegi.up.pt/index.asp | Energias Endogenas de Portugal | 1063803 | [9 empty] | 7.94 | 7.25 | 6.48 | 5.70 | 6.09 | NO-ESTIMATION | NO-ESTIMATION | NO-ESTIMATION | NO-ESTIMATION | CAPACITY-FACTOR-V1 | 21.07%
PRT | Portugal | Paul da Serra |  | WRI1023408 | 6 | 32.7644 | -17.0651 | Wind |  |  |  | 2010.0 |  | Energias Endogenas de Portugal | http://e2p.inegi.up.pt/index.asp | Energias Endogenas de Portugal | [10 empty] | 16.01 | 14.50 | 13.29 | 11.64 | 13.53 | NO-ESTIMATION | NO-ESTIMATION | NO-ESTIMATION | NO-ESTIMATION | NO-ESTIMATION | 25.74%
PRT | Portugal | CabeÃ§o do Carvalho |  | WRI1023310 | 1.11 | 33.0586 | -16.3636 | Wind |  |  |  | 1996.0 |  | Energias Endogenas de Portugal | http://e2p.inegi.up.pt/index.asp | Energias Endogenas de Portugal | [10 empty] | 1.51 | 1.33 | 1.26 | 1.86 | 1.27 | NO-ESTIMATION | NO-ESTIMATION | NO-ESTIMATION | NO-ESTIMATION | CAPACITY-FACTOR-V1 | 13.06%
PRT | Portugal | Figueiral |  | WRI1023344 | 1.5 | 36.9486 | -25.1310 | Wind |  |  |  | 2002.0 |  | Energias Endogenas de Portugal | http://e2p.inegi.up.pt/index.asp | Energias Endogenas de Portugal | 1069408 | [9 empty] | 3.81 | 3.71 | 2.96 | 3.03 | 2.59 | HYDRO-V1 | HYDRO-V1 | HYDRO-V1 | HYDRO-V1 | HYDRO-V1 | 19.71%
PRT | Portugal | Raposeira |  | WRI1023431 | 5.5 | 37.0964 | -8.8617 | Wind |  |  |  | 2014.0 |  | Energias Endogenas de Portugal | http://e2p.inegi.up.pt/index.asp | Energias Endogenas de Portugal | [12 empty] | 16.27 | 17.75 | 13.78 | HYDRO-V1 | HYDRO-V1 | HYDRO-V1 | HYDRO-V1 | HYDRO-V1 | 28.6%
PRT | Portugal | Vila do Bispo II |  | WRI1022490 | 10.5 | 37.0964 | -8.8723 | Wind |  |  |  | 2003.0 |  | Energias Endogenas de Portugal | http://e2p.inegi.up.pt/index.asp | Energias Endogenas de Portugal | [10 empty] | 28.28 | 24.63 | 21.53 | 22.18 | 16.33 | NO-ESTIMATION | NO-ESTIMATION | NO-ESTIMATION | NO-ESTIMATION | CAPACITY-FACTOR-V1 | 17.75%
PRT | Portugal | Vila do Bispo I |  | WRI1022489 | 2 | 37.0988 | -8.8613 | Wind |  |  |  | 1998.0 |  | Energias Endogenas de Portugal | http://e2p.inegi.up.pt/index.asp | Energias Endogenas de Portugal | [10 empty] | 4.23 | 4.28 | 3.20 | 3.84 | 2.92 | NO-ESTIMATION | NO-ESTIMATION | NO-ESTIMATION | NO-ESTIMATION | CAPACITY-FACTOR-V1 | 16.67%
PRT | Portugal | Lagoa Funda |  | WRI1023362 | 12 | 37.1196 | -8.8854 | Wind |  |  |  | 2011.0 |  | Energias Endogenas de Portugal | http://e2p.inegi.up.pt/index.asp | Energias Endogenas de Portugal | 1060216 | [9 empty] | 40.04 | 42.21 | 34.82 | 31.27 | 28.87 | HYDRO-V1 | HYDRO-V1 | HYDRO-V1 | HYDRO-V1 | HYDRO-V1 | 27.46%
PRT | Portugal | BarÃ£o de SÃ£o JoÃ£o |  | WRI1023293 | 50 | 37.1342 | -8.7983 | Wind |  |  |  | 2009.0 |  | Energias Endogenas de Portugal | http://e2p.inegi.up.pt/index.asp | Energias Endogenas de Portugal | 1065919 | [9 empty] | 153.19 | 142.63 | 128.06 | 117.22 | 110.47 | HYDRO-V1 | HYDRO-V1 | HYDRO-V1 | HYDRO-V1 | HYDRO-V1 | 25.22%
PRT | Portugal | EspinhaÃ§o do CÃ£o |  | WRI1023341 | 10 | 37.2200 | -8.7834 | Wind |  |  |  | 2008.0 |  | Energias Endogenas de Portugal | http://e2p.inegi.up.pt/index.asp | Energias Endogenas de Portugal | 1069396 | [9 empty] | 25.48 | 22.51 | 22.06 | 22.30 | 22.52 | NO-ESTIMATION | NO-ESTIMATION | NO-ESTIMATION | NO-ESTIMATION | NO-ESTIMATION | 25.71%
PRT | Portugal | Guerreiros |  | WRI1023357 | 18 | 37.2254 | -8.7583 | Wind |  |  |  | 2008.0 |  | Energias Endogenas de Portugal | http://e2p.inegi.up.pt/index.asp | Energias Endogenas de Portugal | 1080735 | [9 empty] | 48.03 | 44.63 | 40.53 | 42.07 | 43.8 | HYDRO-V1 | HYDRO-V1 | HYDRO-V1 | HYDRO-V1 | HYDRO-V1 | 27.78%
PRT | Portugal | Bordeira |  | WRI1023301 | 24 | 37.2335 | -8.8041 | Wind |  |  |  | 2009.0 |  | Energias Endogenas de Portugal | http://e2p.inegi.up.pt/index.asp | Energias Endogenas de Portugal | 1069394 | [9 empty] | 70.55 | 71.91 | 64.27 | 59.36 | 58.71 | HYDRO-V1 | HYDRO-V1 | HYDRO-V1 | HYDRO-V1 | HYDRO-V1 | 27.93%
PRT | Portugal | Pico Alto |  | WRI1023416 | 6 | 37.2633 | -8.2332 | Wind |  |  |  | 2007.0 |  | Energias Endogenas de Portugal | http://e2p.inegi.up.pt/index.asp | Energias Endogenas de Portugal | 1069407 | [9 empty] | 13.58 | 11.98 | 12.41 | 13.11 | 13.05 | SOLAR-V1-NO-AGE | SOLAR-V1-NO-AGE | SOLAR-V1-NO-AGE | SOLAR-V1-NO-AGE | SOLAR-V1-NO-AGE | 24.83%
PRT | Portugal | Madrinha |  | WRI1023377 | 10 | 37.3067 | -8.6188 | Wind |  |  |  | 2006.0 |  | Energias Endogenas de Portugal | http://e2p.inegi.up.pt/index.asp | Energias Endogenas de Portugal | 1069364 | [9 empty] | 24.38 | 20.93 | 22.64 | 22.59 | 22.03 | HYDRO-V1 | HYDRO-V1 | HYDRO-V1 | HYDRO-V1 | HYDRO-V1 | 25.15%
PRT | Portugal | Malhanito |  | WRI1023383 | 66.7 | 37.3302 | -7.8044 | Wind |  |  |  | 2012.0 |  | Energias Endogenas de Portugal | http://e2p.inegi.up.pt/index.asp | Energias Endogenas de Portugal | 1098342 | [9 empty] | 207.83 | 198.08 | 179.71 | 170.72 | 168.17 | HYDRO-V1 | HYDRO-V1 | HYDRO-V1 | HYDRO-V1 | HYDRO-V1 | 28.78%
PRT | Portugal | Serra do MÃº |  | WRI1023473 | 30.7 | 37.3759 | -8.0889 | Wind |  |  |  | 2008.0 |  | Energias Endogenas de Portugal | http://e2p.inegi.up.pt/index.asp | Energias Endogenas de Portugal | 1080727 | [9 empty] | 84.79 | 78.89 | 72.18 | 72.32 | 75.82 | NO-ESTIMATION | NO-ESTIMATION | NO-ESTIMATION | NO-ESTIMATION | CAPACITY-FACTOR-V1 | 28.19%
PRT | Portugal | Baixo Alentejo / MÃ©rtola |  | WRI1023292 | 43.7 | 37.4833 | -7.8078 | Wind |  |  |  | 2013.0 |  | Energias Endogenas de Portugal | http://e2p.inegi.up.pt/index.asp | Energias Endogenas de Portugal | [11 empty] | 135.40 | 137.85 | 127.59 | 123.43 | HYDRO-V1 | HYDRO-V1 | HYDRO-V1 | HYDRO-V1 | HYDRO-V1 | 32.24%
PRT | Portugal | Graminhais |  | WRI1023355 | 9 | 37.7976 | -25.2569 | Wind |  |  |  | 2012.0 |  | Energias Endogenas de Portugal | http://e2p.inegi.up.pt/index.asp | Energias Endogenas de Portugal | [10 empty] | 35.19 | 31.79 | 23.66 | 24.53 | 19.58 | SOLAR-V1-NO-AGE | SOLAR-V1-NO-AGE | SOLAR-V1-NO-AGE | SOLAR-V1-NO-AGE | SOLAR-V1-NO-AGE | 24.84%
PRT | Portugal | Costa Vicentina |  | WRI1023335 | 10 | 37.8530 | -8.7286 | Wind |  |  |  | 2005.0 |  | Energias Endogenas de Portugal | http://e2p.inegi.up.pt/index.asp | Energias Endogenas de Portugal | 1068896 | [9 empty] | 26.25 | 22.56 | 24.02 | 22.09 | 21.31 | HYDRO-V1 | HYDRO-V1 | HYDRO-V1 | HYDRO-V1 | HYDRO-V1 | 24.33%
PRT | Portugal | ChaminÃ© |  | WRI1023328 | 6.9 | 37.8659 | -8.7512 | Wind |  |  |  | 2004.0 |  | Energias Endogenas de Portugal | http://e2p.inegi.up.pt/index.asp | Energias Endogenas de Portugal | 1066244 | [9 empty] | 18.36 | 14.33 | 15.33 | 13.16 | 13.3 | SOLAR-V1-NO-AGE | SOLAR-V1-NO-AGE | SOLAR-V1-NO-AGE | SOLAR-V1-NO-AGE | SOLAR-V1-NO-AGE | 22%
PRT | Portugal | Moinho dos ChÃ£os |  | WRI1023392 | 1.8 | 37.9563 | -8.8389 | Wind |  |  |  | 1992.0 |  | Energias Endogenas de Portugal | http://e2p.inegi.up.pt/index.asp | Energias Endogenas de Portugal | [10 empty] | 3.08 | 2.80 | 2.71 | 2.78 | 2.66 | SOLAR-V1-NO-AGE | SOLAR-V1-NO-AGE | SOLAR-V1-NO-AGE | SOLAR-V1-NO-AGE | SOLAR-V1-NO-AGE | 16.87%
PRT | Portugal | Terras do Canto |  | WRI1022475 | 2.4 | 38.4624 | -28.2638 | Wind |  |  |  | 2005.0 |  | Energias Endogenas de Portugal | http://e2p.inegi.up.pt/index.asp | Energias Endogenas de Portugal | [10 empty] | 5.59 | 4.54 | 5.70 | 5.43 | 5.01 | NO-ESTIMATION | NO-ESTIMATION | NO-ESTIMATION | NO-ESTIMATION | CAPACITY-FACTOR-V1 | 23.83%
PRT | Portugal | SalÃ£o |  | WRI1023435 | 4.25 | 38.5969 | -28.6701 | Wind |  |  |  | 2013.0 |  | Energias Endogenas de Portugal | http://e2p.inegi.up.pt/index.asp | Energias Endogenas de Portugal | [11 empty] | 15.64 | 14.39 | 14.22 | 12.94 | NO-ESTIMATION | NO-ESTIMATION | NO-ESTIMATION | NO-ESTIMATION | CAPACITY-FACTOR-V1 | 34.76%
PRT | Portugal | Pico da Urze |  | WRI1023417 | 1.8 | 38.6092 | -27.9439 | Wind |  |  |  | 1991.0 |  | Energias Endogenas de Portugal | http://e2p.inegi.up.pt/index.asp | Energias Endogenas de Portugal | 1039366 | [9 empty] | 3.81 | 3.79 | 3.38 | 3.47 | 3.71 | NO-ESTIMATION | NO-ESTIMATION | NO-ESTIMATION | NO-ESTIMATION | CAPACITY-FACTOR-V1 | 23.53%
PRT | Portugal | Serra do Cume |  | WRI1023470 | 9 | 38.6930 | -27.1043 | Wind |  |  |  | 2008.0 |  | Energias Endogenas de Portugal | http://e2p.inegi.up.pt/index.asp | Energias Endogenas de Portugal | 1069411 | [9 empty] | 24.02 | 14.97 | 20.19 | 20.60 | 18.09 | NO-ESTIMATION | NO-ESTIMATION | NO-ESTIMATION | NO-ESTIMATION | CAPACITY-FACTOR-V1 | 22.95%
PRT | Portugal | Serra do Cume Norte |  | WRI1023471 | 3.6 | 38.6976 | -27.1030 | Wind |  |  |  | 2013.0 |  | Energias Endogenas de Portugal | http://e2p.inegi.up.pt/index.asp | Energias Endogenas de Portugal | [11 empty] | 12.10 | 12.59 | 11.50 | 9.99 | NO-ESTIMATION | NO-ESTIMATION | NO-ESTIMATION | NO-ESTIMATION | NO-ESTIMATION | 31.68%
PRT | Portugal | Almargem |  | WRI1023263 | 6 | 38.8421 | -9.2677 | Wind |  |  |  | 2007.0 |  | Energias Endogenas de Portugal | http://e2p.inegi.up.pt/index.asp | Energias Endogenas de Portugal | 1069387 | [9 empty] | 14.46 | 13.01 | 13.03 | 11.71 | 11.64 | HYDRO-V1 | HYDRO-V1 | HYDRO-V1 | HYDRO-V1 | HYDRO-V1 | 22.15%
PRT | Portugal | Bolores |  | WRI1023299 | 5.2 | 38.8600 | -9.2265 | Wind |  |  |  | 2003.0 |  | Energias Endogenas de Portugal | http://e2p.inegi.up.pt/index.asp | Energias Endogenas de Portugal | 1063147 | [9 empty] | 13.27 | 12.12 | 10.12 | 9.95 | 8.44 | NO-ESTIMATION | NO-ESTIMATION | NO-ESTIMATION | NO-ESTIMATION | CAPACITY-FACTOR-V1 | 18.53%
PRT | Portugal | Sardinha |  | WRI1023445 | 26 | 38.8741 | -9.2219 | Wind |  |  |  | 2008.0 |  | Energias Endogenas de Portugal | http://e2p.inegi.up.pt/index.asp | Energias Endogenas de Portugal | 1065918 | [9 empty] | 79.03 | 67.82 | 61.73 | 64.19 | 64.92 | HYDRO-V1 | HYDRO-V1 | HYDRO-V1 | HYDRO-V1 | HYDRO-V1 | 28.5%
PRT | Portugal | Picotinhos - ValÃ©rios |  | WRI1023418 | 2 | 38.8883 | -9.2005 | Wind |  |  |  | 2006.0 |  | Energias Endogenas de Portugal | http://e2p.inegi.up.pt/index.asp | Energias Endogenas de Portugal | 1068894 | [9 empty] | 4.93 | 4.60 | 4.27 | 5.06 | 4.74 | HYDRO-V1 | HYDRO-V1 | HYDRO-V1 | HYDRO-V1 | HYDRO-V1 | 27.05%
PRT | Portugal | Vila Franca de Xira |  | WRI1022491 | 12.6 | 38.8903 | -9.1181 | Wind |  |  |  | 2009.0 |  | Energias Endogenas de Portugal | http://e2p.inegi.up.pt/index.asp | Energias Endogenas de Portugal | 1080743 | [9 empty] | 38.06 | 33.50 | 30.89 | 29.50 | 28.87 | NO-ESTIMATION | NO-ESTIMATION | NO-ESTIMATION | NO-ESTIMATION | CAPACITY-FACTOR-V1 | 26.16%
PRT | Portugal | FanhÃµes |  | WRI1023342 | 18 | 38.8926 | -9.1460 | Wind |  |  |  | 2005.0 |  | Energias Endogenas de Portugal | http://e2p.inegi.up.pt/index.asp | Energias Endogenas de Portugal | 1060796 | [9 empty] | 49.05 | 42.04 | 43.62 | 40.50 | 36.11 | NO-ESTIMATION | NO-ESTIMATION | NO-ESTIMATION | NO-ESTIMATION | CAPACITY-FACTOR-V1 | 22.9%
PRT | Portugal | Moinho de Manique |  | WRI1023391 | 2.6 | 38.8956 | -9.2376 | Wind |  |  |  | 2004.0 |  | Energias Endogenas de Portugal | http://e2p.inegi.up.pt/index.asp | Energias Endogenas de Portugal | 1063780 | [9 empty] | 7.08 | 6.21 | 5.72 | 5.63 | 4.92 | HYDRO-V1 | HYDRO-V1 | HYDRO-V1 | HYDRO-V1 | HYDRO-V1 | 21.6%
PRT | Portugal | Igreja Nova |  | WRI1023358 | 7.2 | 38.9098 | -9.2760 | Wind |  |  |  | 1999.0 |  | Energias Endogenas de Portugal | http://e2p.inegi.up.pt/index.asp | Energias Endogenas de Portugal | 1055209 | [9 empty] | 16.96 | 14.77 | 11.37 | 12.19 | 9.62 | NO-ESTIMATION | NO-ESTIMATION | NO-ESTIMATION | NO-ESTIMATION | CAPACITY-FACTOR-V1 | 15.25%
PRT | Portugal | Alrota |  | WRI1023264 | 5 | 38.9345 | -9.1475 | Wind |  |  |  | 2008.0 |  | Energias Endogenas de Portugal | http://e2p.inegi.up.pt/index.asp | Energias Endogenas de Portugal | 1080680 | [9 empty] | 12.25 | 9.89 | 10.19 | 11.33 | 10.14 | NO-ESTIMATION | NO-ESTIMATION | NO-ESTIMATION | NO-ESTIMATION | CAPACITY-FACTOR-V1 | 23.15%
PRT | Portugal | Serra da Escusa |  | WRI1023462 | 2 | 38.9675 | -9.2438 | Wind |  |  |  | 2005.0 |  | Energias Endogenas de Portugal | http://e2p.inegi.up.pt/index.asp | Energias Endogenas de Portugal | 1060662 | [9 empty] | 5.54 | 4.95 | 4.41 | 4.82 | 4.56 | NO-ESTIMATION | NO-ESTIMATION | NO-ESTIMATION | NO-ESTIMATION | CAPACITY-FACTOR-V1 | 26.03%
PRT | Portugal | Gi |  | WRI1023354 | 6.4 | 38.9687 | -9.0855 | Wind |  |  |  | 2000.0 |  | Energias Endogenas de Portugal | http://e2p.inegi.up.pt/index.asp | Energias Endogenas de Portugal | [10 empty] | 14.30 | 9.79 | 9.29 | 9.00 | 9.52 | SOLAR-V1-NO-AGE | SOLAR-V1-NO-AGE | SOLAR-V1-NO-AGE | SOLAR-V1-NO-AGE | SOLAR-V1-NO-AGE | 16.98%
PRT | Portugal | Arruda |  | WRI1023288 | 6 | 38.9697 | -9.1666 | Wind |  |  |  | 2006.0 |  | Energias Endogenas de Portugal | http://e2p.inegi.up.pt/index.asp | Energias Endogenas de Portugal | 1064416 | [9 empty] | 14.65 | 11.69 | 12.69 | 14.12 | 12.26 | SOLAR-V1-NO-AGE | SOLAR-V1-NO-AGE | SOLAR-V1-NO-AGE | SOLAR-V1-NO-AGE | SOLAR-V1-NO-AGE | 23.33%
PRT | Portugal | Sobral |  | WRI1022470 | 14 | 38.9712 | -9.1761 | Wind |  |  |  | 2006.0 |  | Energias Endogenas de Portugal | http://e2p.inegi.up.pt/index.asp | Energias Endogenas de Portugal | 1064415 | [9 empty] | 38.15 | 32.63 | 33.82 | 34.24 | 31.73 | NO-ESTIMATION | NO-ESTIMATION | NO-ESTIMATION | NO-ESTIMATION | CAPACITY-FACTOR-V1 | 25.87%
PRT | Portugal | SÃ£o Mamede |  | WRI1023442 | 6.9 | 38.9738 | -9.2274 | Wind |  |  |  | 2006.0 |  | Energias Endogenas de Portugal | http://e2p.inegi.up.pt/index.asp | Energias Endogenas de Portugal | 1069370 | [9 empty] | 17.12 | 14.90 | 14.33 | 15.45 | 14.47 | HYDRO-V1 | HYDRO-V1 | HYDRO-V1 | HYDRO-V1 | HYDRO-V1 | 23.94%
PRT | Portugal | Passarinho |  | WRI1023407 | 12 | 38.9820 | -9.1740 | Wind |  |  |  | 2005.0 |  | Energias Endogenas de Portugal | http://e2p.inegi.up.pt/index.asp | Energias Endogenas de Portugal | 1069343 | [9 empty] | 31.31 | 28.92 | 28.99 | 27.34 | 24.07 | HYDRO-V1 | HYDRO-V1 | HYDRO-V1 | HYDRO-V1 | HYDRO-V1 | 22.9%
PRT | Portugal | Moinho Velho |  | WRI1023393 | 1.8 | 38.9839 | -9.1055 | Wind |  |  |  | 2004.0 |  | Energias Endogenas de Portugal | http://e2p.inegi.up.pt/index.asp | Energias Endogenas de Portugal | 1063773 | [9 empty] | 5.08 | 3.90 | 3.81 | 4.30 | 3.67 | HYDRO-V1 | HYDRO-V1 | HYDRO-V1 | HYDRO-V1 | HYDRO-V1 | 23.27%
PRT | Portugal | Arcela |  | WRI1023282 | 11.5 | 38.9898 | -9.1532 | Wind |  |  |  | 2005.0 |  | Energias Endogenas de Portugal | http://e2p.inegi.up.pt/index.asp | Energias Endogenas de Portugal | 1069345 | [9 empty] | 28.16 | 24.67 | 25.42 | 23.68 | 19.63 | NO-ESTIMATION | NO-ESTIMATION | NO-ESTIMATION | NO-ESTIMATION | CAPACITY-FACTOR-V1 | 19.49%
PRT | Portugal | Seramena |  | WRI1023452 | 2 | 39.0004 | -9.1404 | Wind |  |  |  | 2011.0 |  | Energias Endogenas de Portugal | http://e2p.inegi.up.pt/index.asp | Energias Endogenas de Portugal | [10 empty] | 6.35 | 4.45 | 4.13 | 4.87 | 4.1 | SOLAR-V1-NO-AGE | SOLAR-V1-NO-AGE | SOLAR-V1-NO-AGE | SOLAR-V1-NO-AGE | SOLAR-V1-NO-AGE | 23.4%
PRT | Portugal | Ribamar |  | WRI1023433 | 6 | 39.0055 | -9.4053 | Wind |  |  |  | 2004.0 |  | Energias Endogenas de Portugal | http://e2p.inegi.up.pt/index.asp | Energias Endogenas de Portugal | 1058888 | [9 empty] | 15.12 | 14.46 | 13.20 | 13.70 | 10.19 | NO-ESTIMATION | NO-ESTIMATION | NO-ESTIMATION | NO-ESTIMATION | CAPACITY-FACTOR-V1 | 19.39%
PRT | Portugal | Senhora do Socorro |  | WRI1023451 | 8 | 39.0207 | -9.2075 | Wind |  |  |  | 2006.0 |  | Energias Endogenas de Portugal | http://e2p.inegi.up.pt/index.asp | Energias Endogenas de Portugal | 1069374 | [9 empty] | 19.57 | 16.55 | 15.67 | 17.10 | 15.15 | SOLAR-V1-NO-AGE | SOLAR-V1-NO-AGE | SOLAR-V1-NO-AGE | SOLAR-V1-NO-AGE | SOLAR-V1-NO-AGE | 21.62%
PRT | Portugal | Montijo |  | WRI1023394 | 2 | 39.0223 | -9.1393 | Wind |  |  |  | 2005.0 |  | Energias Endogenas de Portugal | http://e2p.inegi.up.pt/index.asp | Energias Endogenas de Portugal | 1069354 | [9 empty] | 5.15 | 4.34 | 4.29 | 5.16 | 4.35 | HYDRO-V1 | HYDRO-V1 | HYDRO-V1 | HYDRO-V1 | HYDRO-V1 | 24.83%
PRT | Portugal | Amaral |  | WRI1023280 | 10 | 39.0259 | -9.0442 | Wind |  |  |  | 2004.0 |  | Energias Endogenas de Portugal | http://e2p.inegi.up.pt/index.asp | Energias Endogenas de Portugal | 1059960 | [9 empty] | 27.34 | 25.45 | 23.08 | 20.56 | 20.02 | NO-ESTIMATION | NO-ESTIMATION | NO-ESTIMATION | NO-ESTIMATION | CAPACITY-FACTOR-V1 | 22.85%
PRT | Portugal | Milagres |  | WRI1023390 | 6 | 39.0353 | -9.1401 | Wind |  |  |  | 2009.0 |  | Energias Endogenas de Portugal | http://e2p.inegi.up.pt/index.asp | Energias Endogenas de Portugal | 1080737 | [9 empty] | 16.61 | 12.65 | 12.53 | 13.48 | 13.51 | HYDRO-V1 | HYDRO-V1 | HYDRO-V1 | HYDRO-V1 | HYDRO-V1 | 25.7%
PRT | Portugal | Archeira 2 |  | WRI1023284 | 4 | 39.0372 | -9.2245 | Wind |  |  |  | 2004.0 |  | Energias Endogenas de Portugal | http://e2p.inegi.up.pt/index.asp | Energias Endogenas de Portugal | 1060239 | [9 empty] | 10.71 | 10.13 | 9.32 | 10.04 | 8.36 | HYDRO-V1 | HYDRO-V1 | HYDRO-V1 | HYDRO-V1 | HYDRO-V1 | 23.86%
PRT | Portugal | Catefica |  | WRI1023325 | 18 | 39.0417 | -9.2324 | Wind |  |  |  | 2004.0 |  | Energias Endogenas de Portugal | http://e2p.inegi.up.pt/index.asp | Energias Endogenas de Portugal | 1060115 | [9 empty] | 50.84 | 43.39 | 40.48 | 38.53 | 36.96 | NO-ESTIMATION | NO-ESTIMATION | NO-ESTIMATION | NO-ESTIMATION | NO-ESTIMATION | 23.44%
PRT | Portugal | Vale de Galegos |  | WRI1022483 | 27.8 | 39.0467 | -9.3097 | Wind |  |  |  | 2010.0 |  | Energias Endogenas de Portugal | http://e2p.inegi.up.pt/index.asp | Energias Endogenas de Portugal | [10 empty] | 102.14 | 90.78 | 76.43 | 78.44 | 65.82 | NO-ESTIMATION | NO-ESTIMATION | NO-ESTIMATION | NO-ESTIMATION | NO-ESTIMATION | 27.03%
PRT | Portugal | Maravilha II |  | WRI1023385 | 4 | 39.0565 | -9.1992 | Wind |  |  |  | 2009.0 |  | Energias Endogenas de Portugal | http://e2p.inegi.up.pt/index.asp | Energias Endogenas de Portugal | [10 empty] | 11.36 | 9.84 | 8.44 | 9.65 | 8.73 | NO-ESTIMATION | NO-ESTIMATION | NO-ESTIMATION | NO-ESTIMATION | CAPACITY-FACTOR-V1 | 24.91%
PRT | Portugal | Serra da Capucha |  | WRI1023461 | 10 | 39.0607 | -9.2597 | Wind |  |  |  | 2005.0 |  | Energias Endogenas de Portugal | http://e2p.inegi.up.pt/index.asp | Energias Endogenas de Portugal | 1069341 | [9 empty] | 25.65 | 22.74 | 23.25 | 22.32 | 20.39 | NO-ESTIMATION | NO-ESTIMATION | NO-ESTIMATION | NO-ESTIMATION | CAPACITY-FACTOR-V1 | 23.28%
PRT | Portugal | Maravilha I |  | WRI1023384 | 6 | 39.0707 | -9.2235 | Wind |  |  |  | 2009.0 |  | Energias Endogenas de Portugal | http://e2p.inegi.up.pt/index.asp | Energias Endogenas de Portugal | [10 empty] | 14.55 | 14.61 | 12.48 | 13.04 | 12.77 | HYDRO-V1 | HYDRO-V1 | HYDRO-V1 | HYDRO-V1 | HYDRO-V1 | 24.3%
PRT | Portugal | Joguinho |  | WRI1023360 | 26 | 39.1004 | -9.1670 | Wind |  |  |  | 2006.0 |  | Energias Endogenas de Portugal | http://e2p.inegi.up.pt/index.asp | Energias Endogenas de Portugal | 1068891 | [9 empty] | 76.08 | 61.46 | 64.24 | 65.52 | 58.14 | HYDRO-V1 | HYDRO-V1 | HYDRO-V1 | HYDRO-V1 | HYDRO-V1 | 25.53%
PRT | Portugal | Achada |  | WRI1023258 | 6.9 | 39.1089 | -9.1932 | Wind |  |  |  | 2005.0 |  | Energias Endogenas de Portugal | http://e2p.inegi.up.pt/index.asp | Energias Endogenas de Portugal | 1069342 | [9 empty] | 17.56 | 13.93 | 14.38 | 15.54 | 12.23 | HYDRO-V1 | HYDRO-V1 | HYDRO-V1 | HYDRO-V1 | HYDRO-V1 | 20.23%
PRT | Portugal | Alto da Folgorosa |  | WRI1023267 | 18 | 39.1347 | -9.1322 | Wind |  |  |  | 2008.0 |  | Energias Endogenas de Portugal | http://e2p.inegi.up.pt/index.asp | Energias Endogenas de Portugal | 1069398 | [9 empty] | 50.30 | 44.30 | 40.92 | 40.72 | 44.72 | NO-ESTIMATION | NO-ESTIMATION | NO-ESTIMATION | NO-ESTIMATION | CAPACITY-FACTOR-V1 | 28.36%
PRT | Portugal | LourinhÃ£ II |  | WRI1023374 | 20.7 | 39.2651 | -9.2440 | Wind |  |  |  | 2011.0 |  | Energias Endogenas de Portugal | http://e2p.inegi.up.pt/index.asp | Energias Endogenas de Portugal | [10 empty] | 71.37 | 67.52 | 60.40 | 59.43 | 56.13 | NO-ESTIMATION | NO-ESTIMATION | NO-ESTIMATION | NO-ESTIMATION | CAPACITY-FACTOR-V1 | 30.95%
PRT | Portugal | Serra de Todo-o-Mundo |  | WRI1023465 | 10 | 39.2926 | -9.0279 | Wind |  |  |  | 2004.0 |  | Energias Endogenas de Portugal | http://e2p.inegi.up.pt/index.asp | Energias Endogenas de Portugal | 1063776 | [9 empty] | 25.38 | 23.68 | 23.46 | 21.95 | 20.61 | HYDRO-V1 | HYDRO-V1 | HYDRO-V1 | HYDRO-V1 | HYDRO-V1 | 23.53%
PRT | Portugal | Alto dos Forninhos |  | WRI1023274 | 8.2 | 39.2948 | -7.3567 | Wind |  |  |  | 2014.0 |  | Energias Endogenas de Portugal | http://e2p.inegi.up.pt/index.asp | Energias Endogenas de Portugal | [12 empty] | 20.54 | 19.69 | 17.34 | NO-ESTIMATION | NO-ESTIMATION | NO-ESTIMATION | NO-ESTIMATION | CAPACITY-FACTOR-V1 | 24.14%
PRT | Portugal | Caldas |  | WRI1023314 | 10 | 39.2948 | -9.0126 | Wind |  |  |  | 2005.0 |  | Energias Endogenas de Portugal | http://e2p.inegi.up.pt/index.asp | Energias Endogenas de Portugal | 1059959 | [9 empty] | 24.29 | 24.05 | 24.16 | 23.52 | 21.89 | NO-ESTIMATION | NO-ESTIMATION | NO-ESTIMATION | NO-ESTIMATION | CAPACITY-FACTOR-V1 | 24.99%
PRT | Portugal | LourinhÃ£ I |  | WRI1023373 | 20.7 | 39.3004 | -9.2765 | Wind |  |  |  | 2013.0 |  | Energias Endogenas de Portugal | http://e2p.inegi.up.pt/index.asp | Energias Endogenas de Portugal | [11 empty] | 72.02 | 69.38 | 66.24 | 64.07 | HYDRO-V1 | HYDRO-V1 | HYDRO-V1 | HYDRO-V1 | HYDRO-V1 | 35.33%
PRT | Portugal | PÃ³ |  | WRI1023421 | 9.1 | 39.3034 | -9.2146 | Wind |  |  |  | 2006.0 |  | Energias Endogenas de Portugal | http://e2p.inegi.up.pt/index.asp | Energias Endogenas de Portugal | 1110295 | [9 empty] | 20.56 | 16.75 | 19.04 | 17.99 | 17.49 | NO-ESTIMATION | NO-ESTIMATION | NO-ESTIMATION | NO-ESTIMATION | NO-ESTIMATION | 21.94%
PRT | Portugal | Serra d`El Rei |  | WRI1023455 | 21.71 | 39.3217 | -9.2659 | Wind |  |  |  | 2006.0 |  | Energias Endogenas de Portugal | http://e2p.inegi.up.pt/index.asp | Energias Endogenas de Portugal | 1069373 | [9 empty] | 65.74 | 58.18 | 60.67 | 58.67 | 57.04 | HYDRO-V1 | HYDRO-V1 | HYDRO-V1 | HYDRO-V1 | HYDRO-V1 | 29.99%
PRT | Portugal | Serra dos Candeeiros |  | WRI1022466 | 111 | 39.4087 | -8.9386 | Wind |  |  |  | 2005.0 |  | Energias Endogenas de Portugal | http://e2p.inegi.up.pt/index.asp | Energias Endogenas de Portugal | 1058288¦1069355 | [9 empty] | 264.42 | 260.96 | 252.49 | 279.93 | 260.23 | NO-ESTIMATION | NO-ESTIMATION | NO-ESTIMATION | NO-ESTIMATION | CAPACITY-FACTOR-V1 | 26.76%
PRT | Portugal | Portela do Pereiro |  | WRI1023423 | 7.8 | 39.4988 | -8.8972 | Wind |  |  |  | 2014.0 |  | Energias Endogenas de Portugal | http://e2p.inegi.up.pt/index.asp | Energias Endogenas de Portugal | [12 empty] | 18.58 | 22.38 | 18.04 | NO-ESTIMATION | NO-ESTIMATION | NO-ESTIMATION | NO-ESTIMATION | CAPACITY-FACTOR-V1 | 26.4%
PRT | Portugal | Cela |  | WRI1023326 | 2 | 39.5383 | -9.0498 | Wind |  |  |  | 2006.0 |  | Energias Endogenas de Portugal | http://e2p.inegi.up.pt/index.asp | Energias Endogenas de Portugal | 1068893 | [9 empty] | 3.96 | 3.71 | 4.44 | 4.21 | 4.26 | HYDRO-V1 | HYDRO-V1 | HYDRO-V1 | HYDRO-V1 | HYDRO-V1 | 24.32%
PRT | Portugal | Marvila |  | WRI1023386 | 12 | 39.5701 | -8.6888 | Wind |  |  |  | 2008.0 |  | Energias Endogenas de Portugal | http://e2p.inegi.up.pt/index.asp | Energias Endogenas de Portugal | 1074743 | [9 empty] | 32.57 | 31.11 | 26.55 | 30.05 | 29.43 | NO-ESTIMATION | NO-ESTIMATION | NO-ESTIMATION | NO-ESTIMATION | CAPACITY-FACTOR-V1 | 28%
PRT | Portugal | Pracana |  | WRI1023425 | 2 | 39.5703 | -7.8260 | Wind |  |  |  | 2006.0 |  | Energias Endogenas de Portugal | http://e2p.inegi.up.pt/index.asp | Energias Endogenas de Portugal | 1069369 | [9 empty] | 3.43 | 3.23 | 3.63 | 3.57 | 4.02 | HYDRO-V1 | HYDRO-V1 | HYDRO-V1 | HYDRO-V1 | HYDRO-V1 | 22.95%
PRT | Portugal | Bairro |  | WRI1023291 | 22 | 39.5866 | -8.5783 | Wind |  |  |  | 2009.0 |  | Energias Endogenas de Portugal | http://e2p.inegi.up.pt/index.asp | Energias Endogenas de Portugal | [10 empty] | 60.99 | 62.17 | 52.63 | 56.36 | 49.4 | HYDRO-V1 | HYDRO-V1 | HYDRO-V1 | HYDRO-V1 | HYDRO-V1 | 25.63%
PRT | Portugal | ChÃ£o FalcÃ£o |  | WRI1023329 | 80.5 | 39.6093 | -8.7551 | Wind |  |  |  | 2005.0 |  | Energias Endogenas de Portugal | http://e2p.inegi.up.pt/index.asp | Energias Endogenas de Portugal | [10 empty] | 198.41 | 195.89 | 166.73 | 212.08 | 196.57 | HYDRO-V1 | HYDRO-V1 | HYDRO-V1 | HYDRO-V1 | HYDRO-V1 | 27.88%
PRT | Portugal | Serra da AmÃªndoa |  | WRI1023456 | 19.4 | 39.6222 | -8.0282 | Wind |  |  |  | 2002.0 |  | Energias Endogenas de Portugal | http://e2p.inegi.up.pt/index.asp | Energias Endogenas de Portugal | 1080724 | [9 empty] | 49.93 | 44.80 | 43.78 | 37.50 | 36.81 | HYDRO-V1 | HYDRO-V1 | HYDRO-V1 | HYDRO-V1 | HYDRO-V1 | 21.66%
PRT | Portugal | Serra da Lage |  | WRI1023463 | 4.5 | 39.6272 | -7.9856 | Wind |  |  |  | 1999.0 |  | Energias Endogenas de Portugal | http://e2p.inegi.up.pt/index.asp | Energias Endogenas de Portugal | 1050229 | [9 empty] | 9.83 | 8.40 | 6.90 | 8.41 | 8.35 | NO-ESTIMATION | NO-ESTIMATION | NO-ESTIMATION | NO-ESTIMATION | CAPACITY-FACTOR-V1 | 21.18%
PRT | Portugal | Senhora da VitÃ³ria |  | WRI1023448 | 12 | 39.6316 | -9.0744 | Wind |  |  |  | 2004.0 |  | Energias Endogenas de Portugal | http://e2p.inegi.up.pt/index.asp | Energias Endogenas de Portugal | 1063778 | [9 empty] | 30.03 | 29.08 | 28.34 | 24.97 | 25.95 | NO-ESTIMATION | NO-ESTIMATION | NO-ESTIMATION | NO-ESTIMATION | CAPACITY-FACTOR-V1 | 24.69%
PRT | Portugal | PerdigÃ£o |  | WRI1023415 | 2 | 39.7072 | -7.7448 | Wind |  |  |  | 2007.0 |  | Energias Endogenas de Portugal | http://e2p.inegi.up.pt/index.asp | Energias Endogenas de Portugal | 1069380 | [9 empty] | 3.78 | 3.24 | 2.71 | 3.79 | 4.25 | HYDRO-V1 | HYDRO-V1 | HYDRO-V1 | HYDRO-V1 | HYDRO-V1 | 24.26%
PRT | Portugal | VergÃ£o |  | WRI1022485 | 13 | 39.7553 | -7.9897 | Wind |  |  |  | 2003.0 |  | Energias Endogenas de Portugal | http://e2p.inegi.up.pt/index.asp | Energias Endogenas de Portugal | 1056906 | [9 empty] | 34.70 | 38.27 | 37.46 | 31.22 | 26.35 | SOLAR-V1-NO-AGE | SOLAR-V1-NO-AGE | SOLAR-V1-NO-AGE | SOLAR-V1-NO-AGE | SOLAR-V1-NO-AGE | 23.14%
PRT | Portugal | Enerfer I |  | WRI1023339 | 8 | 39.7666 | -7.5785 | Wind |  |  |  | 2012.0 |  | Energias Endogenas de Portugal | http://e2p.inegi.up.pt/index.asp | Energias Endogenas de Portugal | [10 empty] | 25.82 | 21.13 | 17.02 | 16.39 | 16.97 | HYDRO-V1 | HYDRO-V1 | HYDRO-V1 | HYDRO-V1 | HYDRO-V1 | 24.22%
PRT | Portugal | AlvaiÃ¡zere |  | WRI1023278 | 18 | 39.8289 | -8.4129 | Wind |  |  |  | 2010.0 |  | Energias Endogenas de Portugal | http://e2p.inegi.up.pt/index.asp | Energias Endogenas de Portugal | 1085375 | [9 empty] | 52.04 | 49.17 | 47.86 | 46.67 | 42.77 | NO-ESTIMATION | NO-ESTIMATION | NO-ESTIMATION | NO-ESTIMATION | NO-ESTIMATION | 27.12%
PRT | Portugal | CabeÃ§o da Rainha |  | WRI1023308 | 22.2 | 39.8555 | -7.9142 | Wind |  |  |  | 2000.0 |  | Energias Endogenas de Portugal | http://e2p.inegi.up.pt/index.asp | Energias Endogenas de Portugal | 1060234 | [9 empty] | 57.74 | 45.15 | 44.13 | 44.44 | 43.72 | NO-ESTIMATION | NO-ESTIMATION | NO-ESTIMATION | NO-ESTIMATION | NO-ESTIMATION | 22.48%
PRT | Portugal | Videira |  | WRI1022486 | 6 | 39.8729 | -8.4022 | Wind |  |  |  | 2005.0 |  | Energias Endogenas de Portugal | http://e2p.inegi.up.pt/index.asp | Energias Endogenas de Portugal | 1065913 | [9 empty] | 13.59 | 13.51 | 13.48 | 16.24 | 15.16 | SOLAR-V1-NO-AGE | SOLAR-V1-NO-AGE | SOLAR-V1-NO-AGE | SOLAR-V1-NO-AGE | SOLAR-V1-NO-AGE | 28.84%
PRT | Portugal | CabeÃ§o da Rainha II |  | WRI1023309 | 31.2 | 39.8734 | -7.8785 | Wind |  |  |  | 2008.0 |  | Energias Endogenas de Portugal | http://e2p.inegi.up.pt/index.asp | Energias Endogenas de Portugal | [10 empty] | 87.01 | 80.49 | 72.38 | 73.85 | 77.46 | SOLAR-V1-NO-AGE | SOLAR-V1-NO-AGE | SOLAR-V1-NO-AGE | SOLAR-V1-NO-AGE | SOLAR-V1-NO-AGE | 28.34%
PRT | Portugal | Mougueiras |  | WRI1023398 | 8 | 39.9080 | -7.8320 | Wind |  |  |  | 2009.0 |  | Energias Endogenas de Portugal | http://e2p.inegi.up.pt/index.asp | Energias Endogenas de Portugal | 1080739 | [9 empty] | 19.62 | 17.55 | 16.85 | 16.75 | 16.79 | NO-ESTIMATION | NO-ESTIMATION | NO-ESTIMATION | NO-ESTIMATION | CAPACITY-FACTOR-V1 | 23.96%
PRT | Portugal | Bravo |  | WRI1023304 | 16 | 39.9092 | -8.0458 | Wind |  |  |  | 2009.0 |  | Energias Endogenas de Portugal | http://e2p.inegi.up.pt/index.asp | Energias Endogenas de Portugal | 1080738 | [9 empty] | 42.76 | 43.23 | 41.61 | 37.53 | 38.69 | NO-ESTIMATION | NO-ESTIMATION | NO-ESTIMATION | NO-ESTIMATION | CAPACITY-FACTOR-V1 | 27.6%
PRT | Portugal | SicÃ³ |  | WRI1022467 | 20 | 39.9279 | -8.5633 | Wind |  |  |  | 2008.0 |  | Energias Endogenas de Portugal | http://e2p.inegi.up.pt/index.asp | Energias Endogenas de Portugal | 1078155 | [9 empty] | 55.53 | 49.21 | 48.12 | 45.52 | 49.06 | NO-ESTIMATION | NO-ESTIMATION | NO-ESTIMATION | NO-ESTIMATION | CAPACITY-FACTOR-V1 | 28%
PRT | Portugal | Pinhal Interior |  | WRI1023419 | 144 | 39.9416 | -7.9655 | Wind |  |  |  | 2006.0 |  | Energias Endogenas de Portugal | http://e2p.inegi.up.pt/index.asp | Energias Endogenas de Portugal | 1064528¦1069344 | [9 empty] | 359.21 | 333.89 | 352.94 | 345.52 | 414.36 | NO-ESTIMATION | NO-ESTIMATION | NO-ESTIMATION | NO-ESTIMATION | CAPACITY-FACTOR-V1 | 32.85%
PRT | Portugal | Ortiga |  | WRI1023402 | 13.4 | 40.0051 | -8.2365 | Wind |  |  |  | 2006.0 |  | Energias Endogenas de Portugal | http://e2p.inegi.up.pt/index.asp | Energias Endogenas de Portugal | 1064636 | [9 empty] | 33.07 | 32.49 | 35.03 | 34.95 | 41.27 | NO-ESTIMATION | NO-ESTIMATION | NO-ESTIMATION | NO-ESTIMATION | CAPACITY-FACTOR-V1 | 35.16%
PRT | Portugal | Malhadizes |  | WRI1023382 | 12 | 40.0128 | -8.2974 | Wind |  |  |  | 2005.0 |  | Energias Endogenas de Portugal | http://e2p.inegi.up.pt/index.asp | Energias Endogenas de Portugal | 1063800 | [9 empty] | 28.78 | 30.92 | 31.37 | 37.06 | 34.88 | NO-ESTIMATION | NO-ESTIMATION | NO-ESTIMATION | NO-ESTIMATION | CAPACITY-FACTOR-V1 | 33.18%
PRT | Portugal | SÃ£o JoÃ£o |  | WRI1023439 | 21.71 | 40.0216 | -8.2888 | Wind |  |  |  | 2007.0 |  | Energias Endogenas de Portugal | http://e2p.inegi.up.pt/index.asp | Energias Endogenas de Portugal | [10 empty] | 54.31 | 51.73 | 52.79 | 56.63 | 56.48 | HYDRO-V1 | HYDRO-V1 | HYDRO-V1 | HYDRO-V1 | HYDRO-V1 | 29.7%
PRT | Portugal | Degracias |  | WRI1023336 | 20 | 40.0227 | -8.5163 | Wind |  |  |  | 2005.0 |  | Energias Endogenas de Portugal | http://e2p.inegi.up.pt/index.asp | Energias Endogenas de Portugal | 1069346 | [9 empty] | 50.32 | 49.19 | 51.56 | 58.91 | 58.12 | HYDRO-V1 | HYDRO-V1 | HYDRO-V1 | HYDRO-V1 | HYDRO-V1 | 33.17%
PRT | Portugal | RabaÃ§al |  | WRI1023429 | 2 | 40.0290 | -8.5042 | Wind |  |  |  | 2005.0 |  | Energias Endogenas de Portugal | http://e2p.inegi.up.pt/index.asp | Energias Endogenas de Portugal | [10 empty] | 3.59 | 3.68 | 3.91 | 4.46 | 4.6 | HYDRO-V1 | HYDRO-V1 | HYDRO-V1 | HYDRO-V1 | HYDRO-V1 | 26.26%
PRT | Portugal | Vila Nova |  | WRI1022493 | 26 | 40.0461 | -8.2754 | Wind |  |  |  | 2004.0 |  | Energias Endogenas de Portugal | http://e2p.inegi.up.pt/index.asp | Energias Endogenas de Portugal | 1062867 | [9 empty] | 64.74 | 62.35 | 76.69 | 72.42 | 61.46 | NO-ESTIMATION | NO-ESTIMATION | NO-ESTIMATION | NO-ESTIMATION | CAPACITY-FACTOR-V1 | 26.98%
PRT | Portugal | Vila Nova II |  | WRI1022494 | 28.6 | 40.0537 | -8.2523 | Wind |  |  |  | 2009.0 |  | Energias Endogenas de Portugal | http://e2p.inegi.up.pt/index.asp | Energias Endogenas de Portugal | [10 empty] | 78.24 | 75.40 | 72.77 | 67.43 | 67.56 | SOLAR-V1-NO-AGE | SOLAR-V1-NO-AGE | SOLAR-V1-NO-AGE | SOLAR-V1-NO-AGE | SOLAR-V1-NO-AGE | 26.97%
PRT | Portugal | LousÃ£ II |  | WRI1023376 | 50 | 40.0598 | -8.2073 | Wind |  |  |  | 2009.0 |  | Energias Endogenas de Portugal | http://e2p.inegi.up.pt/index.asp | Energias Endogenas de Portugal | [10 empty] | 133.06 | 127.93 | 122.40 | 112.18 | 112.41 | NO-ESTIMATION | NO-ESTIMATION | NO-ESTIMATION | NO-ESTIMATION | CAPACITY-FACTOR-V1 | 25.66%
PRT | Portugal | Coentral Safra |  | WRI1023334 | 41.8 | 40.0602 | -8.1639 | Wind |  |  |  | 2006.0 |  | Energias Endogenas de Portugal | http://e2p.inegi.up.pt/index.asp | Energias Endogenas de Portugal | 1064635 | [9 empty] | 130.03 | 107.02 | 111.26 | 110.45 | 130.15 | NO-ESTIMATION | NO-ESTIMATION | NO-ESTIMATION | NO-ESTIMATION | CAPACITY-FACTOR-V1 | 35.54%
PRT | Portugal | Gardunha |  | WRI1023352 | 114 | 40.0695 | -7.6647 | Wind |  |  |  | 2007.0 |  | Energias Endogenas de Portugal | http://e2p.inegi.up.pt/index.asp | Energias Endogenas de Portugal | 1069381 | [9 empty] | 272.55 | 244.07 | 261.86 | 255.82 | 252.1 | HYDRO-V1 | HYDRO-V1 | HYDRO-V1 | HYDRO-V1 | HYDRO-V1 | 25.24%
PRT | Portugal | Malhadas GÃ³is |  | WRI1023381 | 9.9 | 40.0909 | -8.0588 | Wind |  |  |  | 2001.0 |  | Energias Endogenas de Portugal | http://e2p.inegi.up.pt/index.asp | Energias Endogenas de Portugal | 1051111 | [9 empty] | 30.79 | 24.03 | 20.92 | 19.49 | 19.43 | NO-ESTIMATION | NO-ESTIMATION | NO-ESTIMATION | NO-ESTIMATION | NO-ESTIMATION | 22.4%
PRT | Portugal | LousÃ£ |  | WRI1023375 | 35 | 40.1005 | -8.1800 | Wind |  |  |  | 2006.0 |  | Energias Endogenas de Portugal | http://e2p.inegi.up.pt/index.asp | Energias Endogenas de Portugal | [10 empty] | 86.28 | 83.87 | 87.41 | 86.72 | 103.24 | HYDRO-V1 | HYDRO-V1 | HYDRO-V1 | HYDRO-V1 | HYDRO-V1 | 33.67%
PRT | Portugal | Cadafaz |  | WRI1023312 | 10.2 | 40.1066 | -8.0403 | Wind |  |  |  | 2001.0 |  | Energias Endogenas de Portugal | http://e2p.inegi.up.pt/index.asp | Energias Endogenas de Portugal | 1060238 | [9 empty] | 31.72 | 24.76 | 21.55 | 20.08 | 20.02 | NO-ESTIMATION | NO-ESTIMATION | NO-ESTIMATION | NO-ESTIMATION | CAPACITY-FACTOR-V1 | 22.41%
PRT | Portugal | Pampilhosa da Serra |  | WRI1023406 | 114 | 40.1205 | -7.9462 | Wind |  |  |  | 2005.0 |  | Energias Endogenas de Portugal | http://e2p.inegi.up.pt/index.asp | Energias Endogenas de Portugal | 1053526 | [9 empty] | 273.53 | 273.02 | 271.13 | 326.58 | 302.6 | HYDRO-V1 | HYDRO-V1 | HYDRO-V1 | HYDRO-V1 | HYDRO-V1 | 30.3%
PRT | Portugal | Vidual |  | WRI1022487 | 1 | 40.1291 | -7.7945 | Wind |  |  |  | 2006.0 |  | Energias Endogenas de Portugal | http://e2p.inegi.up.pt/index.asp | Energias Endogenas de Portugal | 1069377 | [9 empty] | 1.49 | 0.93 | 1.23 | 1.25 | 1.75 | HYDRO-V1 | HYDRO-V1 | HYDRO-V1 | HYDRO-V1 | HYDRO-V1 | 19.98%
PRT | Portugal | Chiqueiro |  | WRI1023330 | 4 | 40.1540 | -7.7752 | Wind |  |  |  | 2007.0 |  | Energias Endogenas de Portugal | http://e2p.inegi.up.pt/index.asp | Energias Endogenas de Portugal | 1069395 | [9 empty] | 7.92 | 6.89 | 7.79 | 9.03 | 9.09 | SOLAR-V1-NO-AGE | SOLAR-V1-NO-AGE | SOLAR-V1-NO-AGE | SOLAR-V1-NO-AGE | SOLAR-V1-NO-AGE | 25.94%
PRT | Portugal | ToutiÃ§o |  | WRI1022479 | 102 | 40.1718 | -7.8336 | Wind |  |  |  | 2008.0 |  | Energias Endogenas de Portugal | http://e2p.inegi.up.pt/index.asp | Energias Endogenas de Portugal | [10 empty] | 263.88 | 243.86 | 234.71 | 233.22 | 245.06 | HYDRO-V1 | HYDRO-V1 | HYDRO-V1 | HYDRO-V1 | HYDRO-V1 | 27.43%
PRT | Portugal | Vale Grande |  | WRI1022484 | 12.3 | 40.1870 | -7.9197 | Wind |  |  |  | 2011.0 |  | Energias Endogenas de Portugal | http://e2p.inegi.up.pt/index.asp | Energias Endogenas de Portugal | 1083105 | [9 empty] | 38.32 | 35.28 | 34.75 | 32.79 | 30.98 | NO-ESTIMATION | NO-ESTIMATION | NO-ESTIMATION | NO-ESTIMATION | CAPACITY-FACTOR-V1 | 28.75%
PRT | Portugal | Serra da Boa Viagem |  | WRI1023457 | 6 | 40.1970 | -8.8565 | Wind |  |  |  | 2010.0 |  | Energias Endogenas de Portugal | http://e2p.inegi.up.pt/index.asp | Energias Endogenas de Portugal | [10 empty] | 13.62 | 12.32 | 12.86 | 12.03 | 11.69 | NO-ESTIMATION | NO-ESTIMATION | NO-ESTIMATION | NO-ESTIMATION | CAPACITY-FACTOR-V1 | 22.24%
PRT | Portugal | Alto Arganil |  | WRI1023265 | 36 | 40.2017 | -7.7923 | Wind |  |  |  | 2009.0 |  | Energias Endogenas de Portugal | http://e2p.inegi.up.pt/index.asp | Energias Endogenas de Portugal | [10 empty] | 96.58 | 94.00 | 91.07 | 85.41 | 85.56 | NO-ESTIMATION | NO-ESTIMATION | NO-ESTIMATION | NO-ESTIMATION | CAPACITY-FACTOR-V1 | 27.13%
PRT | Portugal | Penamacor |  | WRI1023412 | 123.8 | 40.2064 | -7.2489 | Wind |  |  |  | 2006.0 |  | Energias Endogenas de Portugal | http://e2p.inegi.up.pt/index.asp | Energias Endogenas de Portugal | 1064414 | [9 empty] | 276.44 | 251.87 | 277.26 | 277.47 | 333.98 | NO-ESTIMATION | NO-ESTIMATION | NO-ESTIMATION | NO-ESTIMATION | CAPACITY-FACTOR-V1 | 30.8%
PRT | Portugal | AÃ§or |  | WRI1023259 | 24.3 | 40.2160 | -7.8652 | Wind |  |  |  | 2004.0 |  | Energias Endogenas de Portugal | http://e2p.inegi.up.pt/index.asp | Energias Endogenas de Portugal | [10 empty] | 65.48 | 59.79 | 72.02 | 67.73 | 57.49 | NO-ESTIMATION | NO-ESTIMATION | NO-ESTIMATION | NO-ESTIMATION | CAPACITY-FACTOR-V1 | 27.01%
PRT | Portugal | Beiras |  | WRI1023295 | 100.8 | 40.2354 | -7.7422 | Wind |  |  |  | 2010.0 |  | Energias Endogenas de Portugal | http://e2p.inegi.up.pt/index.asp | Energias Endogenas de Portugal | [10 empty] | 260.69 | 238.48 | 245.61 | 234.51 | 229.91 | NO-ESTIMATION | NO-ESTIMATION | NO-ESTIMATION | NO-ESTIMATION | NO-ESTIMATION | 26.04%
PRT | Portugal | Serra de AlvoaÃ§a |  | WRI1023464 | 36.1 | 40.2642 | -7.6977 | Wind |  |  |  | 2007.0 |  | Energias Endogenas de Portugal | http://e2p.inegi.up.pt/index.asp | Energias Endogenas de Portugal | [10 empty] | 99.53 | 86.06 | 81.88 | 88.79 | 87.59 | NO-ESTIMATION | NO-ESTIMATION | NO-ESTIMATION | NO-ESTIMATION | CAPACITY-FACTOR-V1 | 27.7%
PRT | Portugal | Terreiro das Bruxas |  | WRI1022476 | 1 | 40.3045 | -7.1641 | Wind |  |  |  | 2006.0 |  | Energias Endogenas de Portugal | http://e2p.inegi.up.pt/index.asp | Energias Endogenas de Portugal | 1069375 | [9 empty] | 1.44 | 0.91 | 1.40 | 1.17 | 1.83 | NO-ESTIMATION | NO-ESTIMATION | NO-ESTIMATION | NO-ESTIMATION | CAPACITY-FACTOR-V1 | 20.89%
PRT | Portugal | Mosteiro |  | WRI1023397 | 9.1 | 40.3094 | -7.1472 | Wind |  |  |  | 2004.0 |  | Energias Endogenas de Portugal | http://e2p.inegi.up.pt/index.asp | Energias Endogenas de Portugal | 1063779 | [9 empty] | 21.31 | 18.95 | 25.76 | 19.16 | 19.19 | HYDRO-V1 | HYDRO-V1 | HYDRO-V1 | HYDRO-V1 | HYDRO-V1 | 24.07%
PRT | Portugal | Serra Alta |  | WRI1023453 | 2 | 40.3179 | -6.8966 | Wind |  |  |  | 2009.0 |  | Energias Endogenas de Portugal | http://e2p.inegi.up.pt/index.asp | Energias Endogenas de Portugal | 1080741 | [9 empty] | 3.87 | 3.41 | 3.17 | 2.89 | 3.1 | NO-ESTIMATION | NO-ESTIMATION | NO-ESTIMATION | NO-ESTIMATION | CAPACITY-FACTOR-V1 | 17.69%
PRT | Portugal | Tocha |  | WRI1022478 | 9 | 40.3240 | -8.8092 | Wind |  |  |  | 2012.0 |  | Energias Endogenas de Portugal | http://e2p.inegi.up.pt/index.asp | Energias Endogenas de Portugal | [10 empty] | 27.42 | 23.94 | 20.76 | 19.30 | 21.12 | NO-ESTIMATION | NO-ESTIMATION | NO-ESTIMATION | NO-ESTIMATION | CAPACITY-FACTOR-V1 | 26.79%
PRT | Portugal | DirÃ£o da Rua |  | WRI1023337 | 2.6 | 40.3519 | -7.1824 | Wind |  |  |  | 2004.0 |  | Energias Endogenas de Portugal | http://e2p.inegi.up.pt/index.asp | Energias Endogenas de Portugal | 1063774 | [9 empty] | 5.67 | 5.20 | 6.66 | 5.20 | 5.21 | NO-ESTIMATION | NO-ESTIMATION | NO-ESTIMATION | NO-ESTIMATION | CAPACITY-FACTOR-V1 | 22.87%
PRT | Portugal | Raia |  | WRI1023430 | 128.8 | 40.4297 | -7.2443 | Wind |  |  |  | 2011.0 |  | Energias Endogenas de Portugal | http://e2p.inegi.up.pt/index.asp | Energias Endogenas de Portugal | 1098341 | [9 empty] | 348.43 | 313.58 | 317.02 | 294.27 | 292.73 | SOLAR-V1-NO-AGE | SOLAR-V1-NO-AGE | SOLAR-V1-NO-AGE | SOLAR-V1-NO-AGE | SOLAR-V1-NO-AGE | 25.94%
PRT | Portugal | Mosqueiros II |  | WRI1023396 | 24.6 | 40.4461 | -7.3587 | Wind |  |  |  | 2009.0 |  | Energias Endogenas de Portugal | http://e2p.inegi.up.pt/index.asp | Energias Endogenas de Portugal | 1069401 | [9 empty] | 66.73 | 64.23 | 63.30 | 55.37 | 59.14 | HYDRO-V1 | HYDRO-V1 | HYDRO-V1 | HYDRO-V1 | HYDRO-V1 | 27.44%
PRT | Portugal | Mosqueiros |  | WRI1023395 | 8 | 40.4605 | -7.3461 | Wind |  |  |  | 2008.0 |  | Energias Endogenas de Portugal | http://e2p.inegi.up.pt/index.asp | Energias Endogenas de Portugal | 1080739 | [9 empty] | 19.46 | 16.22 | 16.84 | 15.80 | 18.41 | HYDRO-V1 | HYDRO-V1 | HYDRO-V1 | HYDRO-V1 | HYDRO-V1 | 26.27%
PRT | Portugal | Vale de Estrela |  | WRI1022482 | 25.3 | 40.4909 | -7.2906 | Wind |  |  |  | 2014.0 |  | Energias Endogenas de Portugal | http://e2p.inegi.up.pt/index.asp | Energias Endogenas de Portugal | [12 empty] | 75.49 | 75.27 | 71.87 | NO-ESTIMATION | NO-ESTIMATION | NO-ESTIMATION | NO-ESTIMATION | CAPACITY-FACTOR-V1 | 32.43%
PRT | Portugal | Alto do MonÃ§Ã£o |  | WRI1023271 | 32 | 40.5033 | -8.2657 | Wind |  |  |  | 2006.0 |  | Energias Endogenas de Portugal | http://e2p.inegi.up.pt/index.asp | Energias Endogenas de Portugal | 1069329 | [9 empty] | 92.90 | 78.25 | 76.43 | 75.79 | 89.13 | NO-ESTIMATION | NO-ESTIMATION | NO-ESTIMATION | NO-ESTIMATION | CAPACITY-FACTOR-V1 | 31.8%
PRT | Portugal | Prados |  | WRI1023426 | 39.1 | 40.5384 | -7.3826 | Wind |  |  |  | 2013.0 |  | Energias Endogenas de Portugal | http://e2p.inegi.up.pt/index.asp | Energias Endogenas de Portugal | [11 empty] | 107.96 | 115.24 | 105.07 | 102.33 | NO-ESTIMATION | NO-ESTIMATION | NO-ESTIMATION | NO-ESTIMATION | NO-ESTIMATION | 29.88%
PRT | Portugal | Guarda |  | WRI1023356 | 8 | 40.5539 | -7.2846 | Wind |  |  |  | 2007.0 |  | Energias Endogenas de Portugal | http://e2p.inegi.up.pt/index.asp | Energias Endogenas de Portugal | 1069382 | [9 empty] | 19.21 | 15.84 | 16.92 | 17.81 | 18.24 | HYDRO-V1 | HYDRO-V1 | HYDRO-V1 | HYDRO-V1 | HYDRO-V1 | 26.03%
PRT | Portugal | CadraÃ§o |  | WRI1023313 | 1.2 | 40.5561 | -8.1948 | Wind |  |  |  | 2004.0 |  | Energias Endogenas de Portugal | http://e2p.inegi.up.pt/index.asp | Energias Endogenas de Portugal | 1063775 | [9 empty] | 3.36 | 1.59 | 0.88 | 1.68 | 1.27 | NO-ESTIMATION | NO-ESTIMATION | NO-ESTIMATION | NO-ESTIMATION | CAPACITY-FACTOR-V1 | 12.08%
PRT | Portugal | Serra do Ralo |  | WRI1022465 | 32 | 40.5793 | -7.4009 | Wind |  |  |  | 2006.0 |  | Energias Endogenas de Portugal | http://e2p.inegi.up.pt/index.asp | Energias Endogenas de Portugal | [10 empty] | 80.63 | 71.93 | 79.97 | 77.26 | 93.94 | NO-ESTIMATION | NO-ESTIMATION | NO-ESTIMATION | NO-ESTIMATION | CAPACITY-FACTOR-V1 | 33.51%
PRT | Portugal | Caramulo |  | WRI1023318 | 90 | 40.6198 | -8.1508 | Wind |  |  |  | 2006.0 |  | Energias Endogenas de Portugal | http://e2p.inegi.up.pt/index.asp | Energias Endogenas de Portugal | 1069359 | [9 empty] | 256.59 | 211.45 | 208.48 | 206.66 | 244.19 | NO-ESTIMATION | NO-ESTIMATION | NO-ESTIMATION | NO-ESTIMATION | NO-ESTIMATION | 30.97%
PRT | Portugal | Beira Interior |  | WRI1023294 | 50 | 40.8037 | -7.3528 | Wind |  |  |  | 2014.0 |  | Energias Endogenas de Portugal | http://e2p.inegi.up.pt/index.asp | Energias Endogenas de Portugal | [12 empty] | 141.99 | 147.93 | 134.47 | HYDRO-V1 | HYDRO-V1 | HYDRO-V1 | HYDRO-V1 | HYDRO-V1 | 30.7%
PRT | Portugal | Candal / Coelheira |  | WRI1023315 | 40 | 40.8404 | -8.1606 | Wind |  |  |  | 2006.0 |  | Energias Endogenas de Portugal | http://e2p.inegi.up.pt/index.asp | Energias Endogenas de Portugal | 1069358 | [9 empty] | 112.11 | 93.98 | 92.17 | 91.36 | 108.03 | HYDRO-V1 | HYDRO-V1 | HYDRO-V1 | HYDRO-V1 | HYDRO-V1 | 30.83%
PRT | Portugal | Trancoso |  | WRI1022480 | 28 | 40.8566 | -7.3813 | Wind |  |  |  | 2008.0 |  | Energias Endogenas de Portugal | http://e2p.inegi.up.pt/index.asp | Energias Endogenas de Portugal | 1069405 | [9 empty] | 75.22 | 71.78 | 65.84 | 63.68 | 69.57 | NO-ESTIMATION | NO-ESTIMATION | NO-ESTIMATION | NO-ESTIMATION | CAPACITY-FACTOR-V1 | 28.36%
PRT | Portugal | SÃ£o MacÃ¡rio |  | WRI1023440 | 11.5 | 40.8702 | -8.0787 | Wind |  |  |  | 2007.0 |  | Energias Endogenas de Portugal | http://e2p.inegi.up.pt/index.asp | Energias Endogenas de Portugal | [10 empty] | 33.73 | 27.14 | 25.65 | 28.04 | 27.97 | HYDRO-V1 | HYDRO-V1 | HYDRO-V1 | HYDRO-V1 | HYDRO-V1 | 27.76%
PRT | Portugal | Freita II |  | WRI1023351 | 18.4 | 40.8758 | -8.2457 | Wind |  |  |  | 2006.0 |  | Energias Endogenas de Portugal | http://e2p.inegi.up.pt/index.asp | Energias Endogenas de Portugal | 1069362 | [9 empty] | 53.68 | 44.21 | 46.10 | 46.22 | 53.89 | NO-ESTIMATION | NO-ESTIMATION | NO-ESTIMATION | NO-ESTIMATION | NO-ESTIMATION | 33.43%
PRT | Portugal | Freita I |  | WRI1023350 | 18.4 | 40.8839 | -8.2633 | Wind |  |  |  | 2006.0 |  | Energias Endogenas de Portugal | http://e2p.inegi.up.pt/index.asp | Energias Endogenas de Portugal | 1069362 | [9 empty] | 53.68 | 50.96 | 46.10 | 46.22 | 53.89 | HYDRO-V1 | HYDRO-V1 | HYDRO-V1 | HYDRO-V1 | HYDRO-V1 | 33.43%
PRT | Portugal | Nave |  | WRI1023400 | 38 | 40.9395 | -7.7717 | Wind |  |  |  | 2007.0 |  | Energias Endogenas de Portugal | http://e2p.inegi.up.pt/index.asp | Energias Endogenas de Portugal | 1069378 | [9 empty] | 102.13 | 89.42 | 89.03 | 93.94 | 92.67 | NO-ESTIMATION | NO-ESTIMATION | NO-ESTIMATION | NO-ESTIMATION | NO-ESTIMATION | 27.84%
PRT | Portugal | Arada-Montemuro |  | WRI1023281 | 121.2 | 40.9466 | -8.0368 | Wind |  |  |  | 2008.0 |  | Energias Endogenas de Portugal | http://e2p.inegi.up.pt/index.asp | Energias Endogenas de Portugal | 1065188¦1069384 | [9 empty] | 361.06 | 284.35 | 151.39 | 271.33 | 285.41 | HYDRO-V1 | HYDRO-V1 | HYDRO-V1 | HYDRO-V1 | HYDRO-V1 | 26.88%
PRT | Portugal | Mourisca |  | WRI1023399 | 38 | 40.9472 | -7.8051 | Wind |  |  |  | 2007.0 |  | Energias Endogenas de Portugal | http://e2p.inegi.up.pt/index.asp | Energias Endogenas de Portugal | 1069379 | [9 empty] | 96.55 | 90.79 | 90.92 | 93.94 | 92.67 | HYDRO-V1 | HYDRO-V1 | HYDRO-V1 | HYDRO-V1 | HYDRO-V1 | 27.84%
PRT | Portugal | Leomil |  | WRI1023365 | 16.1 | 40.9575 | -7.6590 | Wind |  |  |  | 2007.0 |  | Energias Endogenas de Portugal | http://e2p.inegi.up.pt/index.asp | Energias Endogenas de Portugal | 1069400 | [9 empty] | 44.39 | 38.36 | 39.14 | 42.00 | 42.09 | HYDRO-V1 | HYDRO-V1 | HYDRO-V1 | HYDRO-V1 | HYDRO-V1 | 29.84%
PRT | Portugal | Sirigo |  | WRI1022468 | 4 | 40.9637 | -7.3903 | Wind |  |  |  | 2005.0 |  | Energias Endogenas de Portugal | http://e2p.inegi.up.pt/index.asp | Energias Endogenas de Portugal | 1069353 | [9 empty] | 7.79 | 9.14 | 9.12 | 11.02 | 10.4 | NO-ESTIMATION | NO-ESTIMATION | NO-ESTIMATION | NO-ESTIMATION | CAPACITY-FACTOR-V1 | 29.68%
PRT | Portugal | Cabril |  | WRI1023311 | 20.2 | 40.9638 | -8.0335 | Wind |  |  |  | 2002.0 |  | Energias Endogenas de Portugal | http://e2p.inegi.up.pt/index.asp | Energias Endogenas de Portugal | 1053518 | [9 empty] | 71.57 | 54.54 | 24.78 | 37.54 | 34.56 | HYDRO-V1 | HYDRO-V1 | HYDRO-V1 | HYDRO-V1 | HYDRO-V1 | 19.53%
PRT | Portugal | Sobrado |  | WRI1022469 | 8 | 40.9662 | -8.0388 | Wind |  |  |  | 2009.0 |  | Energias Endogenas de Portugal | http://e2p.inegi.up.pt/index.asp | Energias Endogenas de Portugal | 1080740 | [9 empty] | 27.66 | 17.97 | 11.05 | 18.25 | 18.29 | NO-ESTIMATION | NO-ESTIMATION | NO-ESTIMATION | NO-ESTIMATION | CAPACITY-FACTOR-V1 | 26.1%
PRT | Portugal | Lameira |  | WRI1023363 | 10.4 | 40.9670 | -8.0284 | Wind |  |  |  | 2005.0 |  | Energias Endogenas de Portugal | http://e2p.inegi.up.pt/index.asp | Energias Endogenas de Portugal | 1069348 | [9 empty] | 29.45 | 26.49 | 15.77 | 30.65 | 27.89 | HYDRO-V1 | HYDRO-V1 | HYDRO-V1 | HYDRO-V1 | HYDRO-V1 | 30.61%
PRT | Portugal | Pinheiro |  | WRI1023420 | 21.6 | 40.9718 | -7.9821 | Wind |  |  |  | 2002.0 |  | Energias Endogenas de Portugal | http://e2p.inegi.up.pt/index.asp | Energias Endogenas de Portugal | 1053519 | [9 empty] | 80.31 | 60.71 | 48.13 | 40.14 | 39.54 | HYDRO-V1 | HYDRO-V1 | HYDRO-V1 | HYDRO-V1 | HYDRO-V1 | 20.9%
PRT | Portugal | Alto do CÃ´to |  | WRI1023269 | 4.5 | 40.9858 | -8.0918 | Wind |  |  |  | 2003.0 |  | Energias Endogenas de Portugal | http://e2p.inegi.up.pt/index.asp | Energias Endogenas de Portugal | 1063231 | [9 empty] | 11.05 | 7.49 | 6.33 | 5.33 | 4.45 | HYDRO-V1 | HYDRO-V1 | HYDRO-V1 | HYDRO-V1 | HYDRO-V1 | 11.29%
PRT | Portugal | Alto do Talefe |  | WRI1023273 | 13.5 | 40.9898 | -7.9868 | Wind |  |  |  | 2004.0 |  | Energias Endogenas de Portugal | http://e2p.inegi.up.pt/index.asp | Energias Endogenas de Portugal | 1042702 | [9 empty] | 41.53 | 35.71 | 39.53 | 36.15 | 30.08 | HYDRO-V1 | HYDRO-V1 | HYDRO-V1 | HYDRO-V1 | HYDRO-V1 | 25.44%
PRT | Portugal | Testos |  | WRI1022477 | 24 | 40.9903 | -7.8503 | Wind |  |  |  | 2008.0 |  | Energias Endogenas de Portugal | http://e2p.inegi.up.pt/index.asp | Energias Endogenas de Portugal | 1069406 | [9 empty] | 63.87 | 63.98 | 58.14 | 63.84 | 59.89 | NO-ESTIMATION | NO-ESTIMATION | NO-ESTIMATION | NO-ESTIMATION | CAPACITY-FACTOR-V1 | 28.49%
PRT | Portugal | SÃ£o MacÃ¡rio II |  | WRI1023441 | 23 | 40.9924 | -7.9640 | Wind |  |  |  | 2011.0 |  | Energias Endogenas de Portugal | http://e2p.inegi.up.pt/index.asp | Energias Endogenas de Portugal | [10 empty] | 78.03 | 82.03 | 57.07 | 56.42 | 57.54 | HYDRO-V1 | HYDRO-V1 | HYDRO-V1 | HYDRO-V1 | HYDRO-V1 | 28.56%
PRT | Portugal | SÃ£o Pedro |  | WRI1023444 | 12 | 40.9943 | -8.0913 | Wind |  |  |  | 2005.0 |  | Energias Endogenas de Portugal | http://e2p.inegi.up.pt/index.asp | Energias Endogenas de Portugal | 1069352 | [9 empty] | 29.41 | 17.93 | 17.95 | 22.25 | 19.09 | NO-ESTIMATION | NO-ESTIMATION | NO-ESTIMATION | NO-ESTIMATION | NO-ESTIMATION | 18.16%
PRT | Portugal | Bustelo |  | WRI1023306 | 18 | 41.0032 | -7.9955 | Wind |  |  |  | 2009.0 |  | Energias Endogenas de Portugal | http://e2p.inegi.up.pt/index.asp | Energias Endogenas de Portugal | [10 empty] | 58.70 | 46.56 | 45.03 | 41.72 | 41.8 | HYDRO-V1 | HYDRO-V1 | HYDRO-V1 | HYDRO-V1 | HYDRO-V1 | 26.51%
PRT | Portugal | Santa Helena |  | WRI1023437 | 4 | 41.0054 | -7.8073 | Wind |  |  |  | 2005.0 |  | Energias Endogenas de Portugal | http://e2p.inegi.up.pt/index.asp | Energias Endogenas de Portugal | 1069350 | [9 empty] | 7.61 | 9.85 | 8.68 | 10.76 | 9.56 | HYDRO-V1 | HYDRO-V1 | HYDRO-V1 | HYDRO-V1 | HYDRO-V1 | 27.28%
PRT | Portugal | Casais |  | WRI1023323 | 2 | 41.0083 | -8.0822 | Wind |  |  |  | 2007.0 |  | Energias Endogenas de Portugal | http://e2p.inegi.up.pt/index.asp | Energias Endogenas de Portugal | 1069389 | [9 empty] | 4.75 | 2.48 | 2.39 | 2.61 | 2.6 | HYDRO-V1 | HYDRO-V1 | HYDRO-V1 | HYDRO-V1 | HYDRO-V1 | 14.84%
PRT | Portugal | Fonte da Quelha |  | WRI1023348 | 13.5 | 41.0117 | -8.1008 | Wind |  |  |  | 2004.0 |  | Energias Endogenas de Portugal | http://e2p.inegi.up.pt/index.asp | Energias Endogenas de Portugal | 1057733 | [9 empty] | 35.55 | 20.18 | 24.96 | 21.54 | 16.56 | HYDRO-V1 | HYDRO-V1 | HYDRO-V1 | HYDRO-V1 | HYDRO-V1 | 14%
PRT | Portugal | Ribabelide |  | WRI1023432 | 14 | 41.0146 | -7.8735 | Wind |  |  |  | 2008.0 |  | Energias Endogenas de Portugal | http://e2p.inegi.up.pt/index.asp | Energias Endogenas de Portugal | 1069403 | [9 empty] | 37.30 | 38.14 | 32.36 | 33.31 | 36.62 | NO-ESTIMATION | NO-ESTIMATION | NO-ESTIMATION | NO-ESTIMATION | CAPACITY-FACTOR-V1 | 29.86%
PRT | Portugal | CinfÃ£es |  | WRI1023333 | 8 | 41.0252 | -8.0892 | Wind |  |  |  | 2009.0 |  | Energias Endogenas de Portugal | http://e2p.inegi.up.pt/index.asp | Energias Endogenas de Portugal | [10 empty] | 20.97 | 10.10 | 11.05 | 10.57 | 10.63 | NO-ESTIMATION | NO-ESTIMATION | NO-ESTIMATION | NO-ESTIMATION | CAPACITY-FACTOR-V1 | 15.17%
PRT | Portugal | Lagoa de D. JoÃ£o e FeirÃ£o |  | WRI1023361 | 34 | 41.0317 | -7.9352 | Wind |  |  |  | 2008.0 |  | Energias Endogenas de Portugal | http://e2p.inegi.up.pt/index.asp | Energias Endogenas de Portugal | [10 empty] | 107.24 | 91.85 | 76.68 | 82.18 | 81.21 | HYDRO-V1 | HYDRO-V1 | HYDRO-V1 | HYDRO-V1 | HYDRO-V1 | 27.27%
PRT | Portugal | Senhora do Castelo II |  | WRI1023450 | 4 | 41.0329 | -8.1526 | Wind |  |  |  | 2003.0 |  | Energias Endogenas de Portugal | http://e2p.inegi.up.pt/index.asp | Energias Endogenas de Portugal | [10 empty] | 10.07 | 6.90 | 5.88 | 4.99 | 4.16 | HYDRO-V1 | HYDRO-V1 | HYDRO-V1 | HYDRO-V1 | HYDRO-V1 | 11.87%
PRT | Portugal | Senhora do Castelo I |  | WRI1023449 | 1.2 | 41.0337 | -8.1505 | Wind |  |  |  | 2003.0 |  | Energias Endogenas de Portugal | http://e2p.inegi.up.pt/index.asp | Energias Endogenas de Portugal | [10 empty] | 2.03 | 0.94 | 0.61 | 0.30 | 0.17 | HYDRO-V1 | HYDRO-V1 | HYDRO-V1 | HYDRO-V1 | HYDRO-V1
PRT | Portugal | Tendais |  | WRI1022472 | 12 | 41.0372 | -8.1198 | Wind |  |  |  | 2007.0 |  | Energias Endogenas de Portugal | http://e2p.inegi.up.pt/index.asp | Energias Endogenas de Portugal | 1069390 | [9 empty] | 31.55 | 16.02 | 16.17 | 18.00 | 17.95 | NO-ESTIMATION | NO-ESTIMATION | NO-ESTIMATION | NO-ESTIMATION | NO-ESTIMATION | 17.08%
PRT | Portugal | Bigorne |  | WRI1023297 | 7 | 41.0565 | -7.8919 | Wind |  |  |  | 2002.0 |  | Energias Endogenas de Portugal | http://e2p.inegi.up.pt/index.asp | Energias Endogenas de Portugal | 1060214 | [9 empty] | 24.60 | 18.49 | 16.06 | 15.29 | 14.69 | HYDRO-V1 | HYDRO-V1 | HYDRO-V1 | HYDRO-V1 | HYDRO-V1 | 23.96%
PRT | Portugal | Serra da Boneca II |  | WRI1023459 | 8 | 41.0594 | -8.3400 | Wind |  |  |  | 2005.0 |  | Energias Endogenas de Portugal | http://e2p.inegi.up.pt/index.asp | Energias Endogenas de Portugal | 1063236 | [9 empty] | 21.71 | 21.75 | 19.78 | 24.11 | 21.09 | HYDRO-V1 | HYDRO-V1 | HYDRO-V1 | HYDRO-V1 | HYDRO-V1 | 30.09%
PRT | Portugal | Vila Lobos |  | WRI1022492 | 10 | 41.0693 | -7.8813 | Wind |  |  |  | 1998.0 |  | Energias Endogenas de Portugal | http://e2p.inegi.up.pt/index.asp | Energias Endogenas de Portugal | 1038452 | [9 empty] | 22.17 | 19.23 | 17.54 | 17.73 | 18.18 | NO-ESTIMATION | NO-ESTIMATION | NO-ESTIMATION | NO-ESTIMATION | NO-ESTIMATION | 20.75%
PRT | Portugal | Alto Douro |  | WRI1023275 | 253.2 | 41.0696 | -7.5769 | Wind |  |  |  | 2010.0 |  | Energias Endogenas de Portugal | http://e2p.inegi.up.pt/index.asp | Energias Endogenas de Portugal | [10 empty] | 635.92 | 616.71 | 593.56 | 589.09 | 602.67 | NO-ESTIMATION | NO-ESTIMATION | NO-ESTIMATION | NO-ESTIMATION | CAPACITY-FACTOR-V1 | 27.17%
PRT | Portugal | SÃ£o CristÃ³vÃ£o |  | WRI1023438 | 5.3 | 41.0724 | -7.8778 | Wind |  |  |  | 2001.0 |  | Energias Endogenas de Portugal | http://e2p.inegi.up.pt/index.asp | Energias Endogenas de Portugal | 1060213 | [9 empty] | 16.64 | 10.64 | 10.15 | 10.43 | 10.05 | NO-ESTIMATION | NO-ESTIMATION | NO-ESTIMATION | NO-ESTIMATION | NO-ESTIMATION | 21.65%
PRT | Portugal | Serra da Boneca - TorrÃ£o |  | WRI1023458 | 2 | 41.0727 | -8.3425 | Wind |  |  |  | 2007.0 |  | Energias Endogenas de Portugal | http://e2p.inegi.up.pt/index.asp | Energias Endogenas de Portugal | [10 empty] | 4.85 | 5.78 | 4.16 | 4.86 | 4.84 | HYDRO-V1 | HYDRO-V1 | HYDRO-V1 | HYDRO-V1 | HYDRO-V1 | 27.63%
PRT | Portugal | Fonte da Mesa II |  | WRI1023347 | 10 | 41.0863 | -7.8700 | Wind |  |  |  | 2010.0 |  | Energias Endogenas de Portugal | http://e2p.inegi.up.pt/index.asp | Energias Endogenas de Portugal | [10 empty] | 27.44 | 28.69 | 24.26 | 25.28 | 24.15 | SOLAR-V1-NO-AGE | SOLAR-V1-NO-AGE | SOLAR-V1-NO-AGE | SOLAR-V1-NO-AGE | SOLAR-V1-NO-AGE | 27.57%
PRT | Portugal | Fonte da Mesa |  | WRI1023346 | 10.2 | 41.0948 | -7.8687 | Wind |  |  |  | 1996.0 |  | Energias Endogenas de Portugal | http://e2p.inegi.up.pt/index.asp | Energias Endogenas de Portugal | 1016490 | [9 empty] | 20.00 | 19.25 | 17.78 | 17.98 | 18.07 | NO-ESTIMATION | NO-ESTIMATION | NO-ESTIMATION | NO-ESTIMATION | NO-ESTIMATION | 20.22%
PRT | Portugal | Meadas |  | WRI1023387 | 9 | 41.1130 | -7.8540 | Wind |  |  |  | 2005.0 |  | Energias Endogenas de Portugal | http://e2p.inegi.up.pt/index.asp | Energias Endogenas de Portugal | 1066245 | [9 empty] | 20.38 | 21.11 | 24.06 | 30.60 | 25.23 | SOLAR-V1-NO-AGE | SOLAR-V1-NO-AGE | SOLAR-V1-NO-AGE | SOLAR-V1-NO-AGE | SOLAR-V1-NO-AGE | 32%
PRT | Portugal | Felgar |  | WRI1023343 | 8 | 41.1699 | -6.9840 | Wind |  |  |  | 2007.0 |  | Energias Endogenas de Portugal | http://e2p.inegi.up.pt/index.asp | Energias Endogenas de Portugal | 1069397 | [9 empty] | 17.83 | 15.74 | 15.75 | 17.29 | 17.24 | NO-ESTIMATION | NO-ESTIMATION | NO-ESTIMATION | NO-ESTIMATION | NO-ESTIMATION | 24.6%
PRT | Portugal | BaiÃ£o |  | WRI1023290 | 6.3 | 41.1867 | -7.9593 | Wind |  |  |  | 2009.0 |  | Energias Endogenas de Portugal | http://e2p.inegi.up.pt/index.asp | Energias Endogenas de Portugal | [5 empty] | 310.059 | 204.257 |  |  | JRC-PPDB-OPEN | 19.16 | 17.58 | 14.47 | 15.17 | 14.29 | HYDRO-V1 | HYDRO-V1 | HYDRO-V1 | HYDRO-V1 | HYDRO-V1 | 25.89%
PRT | Portugal | Abogalheira |  | WRI1023257 | 3.34 | 41.1926 | -8.0427 | Wind |  |  |  | 2006.0 |  | Energias Endogenas de Portugal | http://e2p.inegi.up.pt/index.asp | Energias Endogenas de Portugal | 1069356 | [9 empty] | 7.23 | 10.26 | 7.37 | 7.39 | 8.83 | NO-ESTIMATION | NO-ESTIMATION | NO-ESTIMATION | NO-ESTIMATION | NO-ESTIMATION | 30.18%
PRT | Portugal | TeixeirÃ³ |  | WRI1022471 | 14 | 41.1953 | -7.8894 | Wind |  |  |  | 2004.0 |  | Energias Endogenas de Portugal | http://e2p.inegi.up.pt/index.asp | Energias Endogenas de Portugal | 1063801 | [9 empty] | 39.95 | 37.84 | 41.00 | 39.04 | 32.74 | NO-ESTIMATION | NO-ESTIMATION | NO-ESTIMATION | NO-ESTIMATION | CAPACITY-FACTOR-V1 | 26.7%
PRT | Portugal | Seixinhos |  | WRI1023447 | 10.4 | 41.2070 | -7.8862 | Wind |  |  |  | 2006.0 |  | Energias Endogenas de Portugal | http://e2p.inegi.up.pt/index.asp | Energias Endogenas de Portugal | 1069372 | [9 empty] | 27.11 | 25.51 | 26.18 | 26.78 | 31.72 | NO-ESTIMATION | NO-ESTIMATION | NO-ESTIMATION | NO-ESTIMATION | CAPACITY-FACTOR-V1 | 34.82%
PRT | Portugal | MafÃ´medes |  | WRI1023378 | 4.2 | 41.2206 | -7.9245 | Wind |  |  |  | 2008.0 |  | Energias Endogenas de Portugal | http://e2p.inegi.up.pt/index.asp | Energias Endogenas de Portugal | 1069392 | [9 empty] | 11.89 | 11.47 | 8.85 | 9.39 | 10.22 | HYDRO-V1 | HYDRO-V1 | HYDRO-V1 | HYDRO-V1 | HYDRO-V1 | 27.78%
PRT | Portugal | Penedo Ruivo |  | WRI1023413 | 13 | 41.2358 | -7.9083 | Wind |  |  |  | 2005.0 |  | Energias Endogenas de Portugal | http://e2p.inegi.up.pt/index.asp | Energias Endogenas de Portugal | 1065186 | [9 empty] | 37.77 | 33.41 | 32.57 | 39.62 | 36.15 | HYDRO-V1 | HYDRO-V1 | HYDRO-V1 | HYDRO-V1 | HYDRO-V1 | 31.74%
PRT | Portugal | Portal da Freita |  | WRI1023422 | 1.1 | 41.2675 | -7.8965 | Wind |  |  |  | 1998.0 |  | Energias Endogenas de Portugal | http://e2p.inegi.up.pt/index.asp | Energias Endogenas de Portugal | 1060237 | [9 empty] | 2.18 | 1.49 | 0.91 | 0.91 | 0.9 | HYDRO-V1 | HYDRO-V1 | HYDRO-V1 | HYDRO-V1 | HYDRO-V1 | 9.34%
PRT | Portugal | Pena Suar |  | WRI1023411 | 16 | 41.2927 | -7.9216 | Wind |  |  |  | 1998.0 |  | Energias Endogenas de Portugal | http://e2p.inegi.up.pt/index.asp | Energias Endogenas de Portugal | 1016491 | [9 empty] | 39.69 | 35.10 | 28.19 | 28.26 | 28.02 | NO-ESTIMATION | NO-ESTIMATION | NO-ESTIMATION | NO-ESTIMATION | CAPACITY-FACTOR-V1 | 19.99%
PRT | Portugal | Vila Cova |  | WRI1022488 | 34.5 | 41.3150 | -7.8975 | Wind |  |  |  | 2014.0 |  | Energias Endogenas de Portugal | http://e2p.inegi.up.pt/index.asp | Energias Endogenas de Portugal | [12 empty] | 90.41 | 93.84 | 86.6 | NO-ESTIMATION | NO-ESTIMATION | NO-ESTIMATION | NO-ESTIMATION | CAPACITY-FACTOR-V1 | 28.65%
PRT | Portugal | Outeiro |  | WRI1023403 | 30 | 41.3340 | -7.8362 | Wind |  |  |  | 2005.0 |  | Energias Endogenas de Portugal | http://e2p.inegi.up.pt/index.asp | Energias Endogenas de Portugal | 1069340 | [9 empty] | 87.33 | 78.56 | 70.86 | 83.79 | 77.1 | HYDRO-V1 | HYDRO-V1 | HYDRO-V1 | HYDRO-V1 | HYDRO-V1 | 29.34%
PRT | Portugal | Caravelas |  | WRI1023319 | 1.2 | 41.3549 | -7.7709 | Wind |  |  |  | 2000.0 |  | Energias Endogenas de Portugal | http://e2p.inegi.up.pt/index.asp | Energias Endogenas de Portugal | 1060236 | [9 empty] | 2.16 | 1.22 | 1.33 | 1.33 | 1.13 | HYDRO-V1 | HYDRO-V1 | HYDRO-V1 | HYDRO-V1 | HYDRO-V1 | 10.75%
PRT | Portugal | Meroicinha |  | WRI1023388 | 9 | 41.3716 | -7.7577 | Wind |  |  |  | 2003.0 |  | Energias Endogenas de Portugal | http://e2p.inegi.up.pt/index.asp | Energias Endogenas de Portugal | 1063148 | [9 empty] | 22.20 | 25.41 | 25.23 | 21.08 | 19.52 | NO-ESTIMATION | NO-ESTIMATION | NO-ESTIMATION | NO-ESTIMATION | CAPACITY-FACTOR-V1 | 24.76%
PRT | Portugal | Meroicinha II |  | WRI1023389 | 15 | 41.3870 | -7.7491 | Wind |  |  |  | 2011.0 |  | Energias Endogenas de Portugal | http://e2p.inegi.up.pt/index.asp | Energias Endogenas de Portugal | [10 empty] | 46.72 | 43.17 | 38.88 | 37.39 | 39.18 | HYDRO-V1 | HYDRO-V1 | HYDRO-V1 | HYDRO-V1 | HYDRO-V1 | 29.82%
PRT | Portugal | Castanheira |  | WRI1023324 | 4 | 41.3894 | -6.6085 | Wind |  |  |  | 2004.0 |  | Energias Endogenas de Portugal | http://e2p.inegi.up.pt/index.asp | Energias Endogenas de Portugal | 1068897 | [9 empty] | 9.21 | 8.56 | 10.17 | 9.42 | 7.62 | HYDRO-V1 | HYDRO-V1 | HYDRO-V1 | HYDRO-V1 | HYDRO-V1 | 21.75%
PRT | Portugal | Gevancas II |  | WRI1023353 | 11.5 | 41.3977 | -7.7934 | Wind |  |  |  | 2013.0 |  | Energias Endogenas de Portugal | http://e2p.inegi.up.pt/index.asp | Energias Endogenas de Portugal | [11 empty] | 33.28 | 31.27 | 29.03 | 27.47 | HYDRO-V1 | HYDRO-V1 | HYDRO-V1 | HYDRO-V1 | HYDRO-V1 | 27.27%
PRT | Portugal | Alto do Marco |  | WRI1023270 | 12 | 41.4073 | -7.8009 | Wind |  |  |  | 2011.0 |  | Energias Endogenas de Portugal | http://e2p.inegi.up.pt/index.asp | Energias Endogenas de Portugal | 1088765 | [9 empty] | 41.59 | 35.67 | 31.50 | 30.76 | 30.02 | NO-ESTIMATION | NO-ESTIMATION | NO-ESTIMATION | NO-ESTIMATION | CAPACITY-FACTOR-V1 | 28.56%
PRT | Portugal | Viso |  | WRI1022496 | 1.2 | 41.4083 | -8.0674 | Wind |  |  |  | 2006.0 |  | Energias Endogenas de Portugal | http://e2p.inegi.up.pt/index.asp | Energias Endogenas de Portugal | 1069367 | [9 empty] | 1.74 | 1.38 | 0.44 | 1.43 | 0.88 | HYDRO-V1 | HYDRO-V1 | HYDRO-V1 | HYDRO-V1 | HYDRO-V1
PRT | Portugal | Serra do AlvÃ£o |  | WRI1023466 | 42 | 41.4167 | -7.7355 | Wind |  |  |  | 2008.0 |  | Energias Endogenas de Portugal | http://e2p.inegi.up.pt/index.asp | Energias Endogenas de Portugal | 1080734 | [9 empty] | 120.37 | 116.15 | 105.90 | 119.57 | 111.49 | HYDRO-V1 | HYDRO-V1 | HYDRO-V1 | HYDRO-V1 | HYDRO-V1 | 30.3%
PRT | Portugal | Azinheira |  | WRI1023289 | 14 | 41.4270 | -8.0581 | Wind |  |  |  | 2007.0 |  | Energias Endogenas de Portugal | http://e2p.inegi.up.pt/index.asp | Energias Endogenas de Portugal | 1065917 | [9 empty] | 44.31 | 32.78 | 18.86 | 21.00 | 20.94 | HYDRO-V1 | HYDRO-V1 | HYDRO-V1 | HYDRO-V1 | HYDRO-V1 | 17.07%
PRT | Portugal | Windplus |  | WRI1022497 | 2 | 41.4313 | -8.8423 | Wind |  |  |  | 2011.0 |  | Energias Endogenas de Portugal | http://e2p.inegi.up.pt/index.asp | Energias Endogenas de Portugal | [10 empty] | 4.86 | 3.71 | 2.78 | 2.73 | 3.25 | NO-ESTIMATION | NO-ESTIMATION | NO-ESTIMATION | NO-ESTIMATION | CAPACITY-FACTOR-V1 | 18.55%
PRT | Portugal | Padrela |  | WRI1023404 | 7.5 | 41.4384 | -7.6498 | Wind |  |  |  | 2004.0 |  | Energias Endogenas de Portugal | http://e2p.inegi.up.pt/index.asp | Energias Endogenas de Portugal | 1057734 | [9 empty] | 18.37 | 17.96 | 23.68 | 22.49 | 17.59 | HYDRO-V1 | HYDRO-V1 | HYDRO-V1 | HYDRO-V1 | HYDRO-V1 | 26.77%
PRT | Portugal | AlvÃ£o |  | WRI1023279 | 22.8 | 41.4436 | -7.7302 | Wind |  |  |  | 2002.0 |  | Energias Endogenas de Portugal | http://e2p.inegi.up.pt/index.asp | Energias Endogenas de Portugal | 1053517 | [9 empty] | 74.36 | 66.34 | 58.24 | 58.80 | 51.13 | HYDRO-V1 | HYDRO-V1 | HYDRO-V1 | HYDRO-V1 | HYDRO-V1 | 25.6%
PRT | Portugal | Bornes |  | WRI1023302 | 60 | 41.4638 | -6.9626 | Wind |  |  |  | 2009.0 |  | Energias Endogenas de Portugal | http://e2p.inegi.up.pt/index.asp | Energias Endogenas de Portugal | 1080073 | [9 empty] | 156.45 | 151.92 | 151.01 | 142.11 | 141.39 | HYDRO-V1 | HYDRO-V1 | HYDRO-V1 | HYDRO-V1 | HYDRO-V1 | 26.9%
PRT | Portugal | Negrelo e Guilhado |  | WRI1023401 | 22.3 | 41.4750 | -7.6272 | Wind |  |  |  | 2009.0 |  | Energias Endogenas de Portugal | http://e2p.inegi.up.pt/index.asp | Energias Endogenas de Portugal | 1080736 | [9 empty] | 61.00 | 61.77 | 60.26 | 57.32 | 52.92 | HYDRO-V1 | HYDRO-V1 | HYDRO-V1 | HYDRO-V1 | HYDRO-V1 | 27.09%
PRT | Portugal | Borninhos |  | WRI1023303 | 2 | 41.4829 | -6.9375 | Wind |  |  |  | 2004.0 |  | Energias Endogenas de Portugal | http://e2p.inegi.up.pt/index.asp | Energias Endogenas de Portugal | 1063769 | [9 empty] | 4.55 | 3.68 | 4.94 | 4.61 | 3.72 | HYDRO-V1 | HYDRO-V1 | HYDRO-V1 | HYDRO-V1 | HYDRO-V1 | 21.23%
PRT | Portugal | Terras Altas de Fafe |  | WRI1022474 | 106 | 41.4841 | -8.0671 | Wind |  |  |  | 2004.0 |  | Energias Endogenas de Portugal | http://e2p.inegi.up.pt/index.asp | Energias Endogenas de Portugal | 1064233 | [9 empty] | 290.44 | 249.09 | 175.04 | 148.00 | 116.92 | NO-ESTIMATION | NO-ESTIMATION | NO-ESTIMATION | NO-ESTIMATION | CAPACITY-FACTOR-V1 | 12.59%
PRT | Portugal | Salgueiros-Guilhado |  | WRI1023436 | 12.6 | 41.4900 | -7.6010 | Wind |  |  |  | 2009.0 |  | Energias Endogenas de Portugal | http://e2p.inegi.up.pt/index.asp | Energias Endogenas de Portugal | 1079771 | [9 empty] | 33.32 | 34.90 | 34.79 | 32.50 | 34.52 | NO-ESTIMATION | NO-ESTIMATION | NO-ESTIMATION | NO-ESTIMATION | CAPACITY-FACTOR-V1 | 31.27%
PRT | Portugal | ChÃ£ do Guilhado |  | WRI1023327 | 2 | 41.5030 | -7.6186 | Wind |  |  |  | 2009.0 |  | Energias Endogenas de Portugal | http://e2p.inegi.up.pt/index.asp | Energias Endogenas de Portugal | [10 empty] | 3.84 | 3.78 | 5.52 | 5.52 | 5.13 | HYDRO-V1 | HYDRO-V1 | HYDRO-V1 | HYDRO-V1 | HYDRO-V1 | 29.28%
PRT | Portugal | Bulgueira |  | WRI1023305 | 2.4 | 41.5289 | -7.7193 | Wind |  |  |  | 2003.0 |  | Energias Endogenas de Portugal | http://e2p.inegi.up.pt/index.asp | Energias Endogenas de Portugal | 1063230 | [9 empty] | 5.57 | 6.07 | 6.89 | 5.79 | 4.77 | HYDRO-V1 | HYDRO-V1 | HYDRO-V1 | HYDRO-V1 | HYDRO-V1 | 22.69%
PRT | Portugal | Alto da Coutada |  | WRI1023266 | 165.6 | 41.5452 | -7.5545 | Wind |  |  |  | 2010.0 |  | Energias Endogenas de Portugal | http://e2p.inegi.up.pt/index.asp | Energias Endogenas de Portugal | 1098343 | [9 empty] | 425.70 | 434.02 | 426.49 | 415.82 | 432.65 | SOLAR-V1-NO-AGE | SOLAR-V1-NO-AGE | SOLAR-V1-NO-AGE | SOLAR-V1-NO-AGE | SOLAR-V1-NO-AGE | 29.82%
PRT | Portugal | Trandeiras |  | WRI1022481 | 18.2 | 41.5467 | -7.6897 | Wind |  |  |  | 2003.0 |  | Energias Endogenas de Portugal | http://e2p.inegi.up.pt/index.asp | Energias Endogenas de Portugal | 1052141 | [9 empty] | 48.18 | 56.83 | 49.53 | 47.81 | 35.71 | HYDRO-V1 | HYDRO-V1 | HYDRO-V1 | HYDRO-V1 | HYDRO-V1 | 22.4%
PRT | Portugal | Lomba da Seixa II |  | WRI1023369 | 12 | 41.5982 | -7.8936 | Wind |  |  |  | 2004.0 |  | Energias Endogenas de Portugal | http://e2p.inegi.up.pt/index.asp | Energias Endogenas de Portugal | 1052387 | [9 empty] | 37.16 | 31.03 | 35.14 | 32.13 | 26.74 | NO-ESTIMATION | NO-ESTIMATION | NO-ESTIMATION | NO-ESTIMATION | CAPACITY-FACTOR-V1 | 25.44%
PRT | Portugal | Lomba da Seixa |  | WRI1023368 | 13 | 41.6024 | -7.8958 | Wind |  |  |  | 2001.0 |  | Energias Endogenas de Portugal | http://e2p.inegi.up.pt/index.asp | Energias Endogenas de Portugal | 1052387 | [9 empty] | 46.45 | 30.01 | 24.09 | 23.13 | 23.06 | NO-ESTIMATION | NO-ESTIMATION | NO-ESTIMATION | NO-ESTIMATION | CAPACITY-FACTOR-V1 | 20.25%
PRT | Portugal | Lomba do Vale |  | WRI1023370 | 21.1 | 41.6026 | -7.9896 | Wind |  |  |  | 2010.0 |  | Energias Endogenas de Portugal | http://e2p.inegi.up.pt/index.asp | Energias Endogenas de Portugal | [10 empty] | 65.95 | 52.70 | 51.62 | 52.93 | 48.78 | NO-ESTIMATION | NO-ESTIMATION | NO-ESTIMATION | NO-ESTIMATION | CAPACITY-FACTOR-V1 | 26.39%
PRT | Portugal | VilarchÃ£o |  | WRI1022495 | 2 | 41.6443 | -8.0548 | Wind |  |  |  | 2005.0 |  | Energias Endogenas de Portugal | http://e2p.inegi.up.pt/index.asp | Energias Endogenas de Portugal | [10 empty] | 4.25 | 4.71 | 4.43 | 5.32 | 4.79 | HYDRO-V1 | HYDRO-V1 | HYDRO-V1 | HYDRO-V1 | HYDRO-V1 | 27.34%
PRT | Portugal | Serra da Cabreira |  | WRI1023460 | 20 | 41.6483 | -8.0434 | Wind |  |  |  | 2004.0 |  | Energias Endogenas de Portugal | http://e2p.inegi.up.pt/index.asp | Energias Endogenas de Portugal | 1057665 | [9 empty] | 61.03 | 50.70 | 58.57 | 53.56 | 44.57 | NO-ESTIMATION | NO-ESTIMATION | NO-ESTIMATION | NO-ESTIMATION | CAPACITY-FACTOR-V1 | 25.44%
PRT | Portugal | Alto da Vaca |  | WRI1023268 | 2.4 | 41.6641 | -8.0846 | Wind |  |  |  | 2002.0 |  | Energias Endogenas de Portugal | http://e2p.inegi.up.pt/index.asp | Energias Endogenas de Portugal | 1060240 | [9 empty] | 7.48 | 6.05 | 4.99 | 4.44 | 4.07 | HYDRO-V1 | HYDRO-V1 | HYDRO-V1 | HYDRO-V1 | HYDRO-V1 | 19.36%
PRT | Portugal | Serra do Barroso III |  | WRI1023469 | 22.9 | 41.6806 | -7.8497 | Wind |  |  |  | 2009.0 |  | Energias Endogenas de Portugal | http://e2p.inegi.up.pt/index.asp | Energias Endogenas de Portugal | 1080727 | [9 empty] | 74.52 | 79.33 | 57.29 | 53.08 | 53.18 | NO-ESTIMATION | NO-ESTIMATION | NO-ESTIMATION | NO-ESTIMATION | CAPACITY-FACTOR-V1 | 26.51%
PRT | Portugal | Serra do Barroso |  | WRI1023467 | 18 | 41.6856 | -7.8728 | Wind |  |  |  | 2003.0 |  | Energias Endogenas de Portugal | http://e2p.inegi.up.pt/index.asp | Energias Endogenas de Portugal | [10 empty] | 55.10 | 54.16 | 48.07 | 40.22 | 33.36 | NO-ESTIMATION | NO-ESTIMATION | NO-ESTIMATION | NO-ESTIMATION | CAPACITY-FACTOR-V1 | 21.16%
PRT | Portugal | Praia Norte |  | WRI1023427 | 2 | 41.6875 | -8.8453 | Wind |  |  |  | 2012.0 |  | Energias Endogenas de Portugal | http://e2p.inegi.up.pt/index.asp | Energias Endogenas de Portugal | 1093369 | [9 empty] | 5.02 | 3.81 | 2.76 | 2.58 | 2.72 | NO-ESTIMATION | NO-ESTIMATION | NO-ESTIMATION | NO-ESTIMATION | CAPACITY-FACTOR-V1 | 15.53%
PRT | Portugal | Serra do Barroso II |  | WRI1023468 | 12.3 | 41.6917 | -7.8431 | Wind |  |  |  | 2009.0 |  | Energias Endogenas de Portugal | http://e2p.inegi.up.pt/index.asp | Energias Endogenas de Portugal | [10 empty] | 40.06 | 38.24 | 30.77 | 28.51 | 28.56 | NO-ESTIMATION | NO-ESTIMATION | NO-ESTIMATION | NO-ESTIMATION | CAPACITY-FACTOR-V1 | 26.51%
PRT | Portugal | Alto do Seixal |  | WRI1023272 | 1.6 | 41.7159 | -7.7969 | Wind |  |  |  | 2006.0 |  | Energias Endogenas de Portugal | http://e2p.inegi.up.pt/index.asp | Energias Endogenas de Portugal | 1069357 | [9 empty] | 3.78 | 4.51 | 3.49 | 3.50 | 4.19 | NO-ESTIMATION | NO-ESTIMATION | NO-ESTIMATION | NO-ESTIMATION | CAPACITY-FACTOR-V1 | 29.89%
PRT | Portugal | Serra do Leiranco |  | WRI1023472 | 32.2 | 41.7415 | -7.6535 | Wind |  |  |  | 2014.0 |  | Energias Endogenas de Portugal | http://e2p.inegi.up.pt/index.asp | Energias Endogenas de Portugal | [12 empty] | 86.70 | 89.90 | 84.22 | SOLAR-V1-NO-AGE | SOLAR-V1-NO-AGE | SOLAR-V1-NO-AGE | SOLAR-V1-NO-AGE | SOLAR-V1-NO-AGE | 29.86%
PRT | Portugal | CarreÃ§o-Outeiro II |  | WRI1023321 | 13.8 | 41.7567 | -8.8083 | Wind |  |  |  | 2010.0 |  | Energias Endogenas de Portugal | http://e2p.inegi.up.pt/index.asp | Energias Endogenas de Portugal | [10 empty] | 38.87 | 37.20 | 36.34 | 33.95 | 33.2 | NO-ESTIMATION | NO-ESTIMATION | NO-ESTIMATION | NO-ESTIMATION | CAPACITY-FACTOR-V1 | 27.46%
PRT | Portugal | CarreÃ§o-Outeiro |  | WRI1023320 | 20.7 | 41.7579 | -8.8176 | Wind |  |  |  | 2004.0 |  | Energias Endogenas de Portugal | http://e2p.inegi.up.pt/index.asp | Energias Endogenas de Portugal | [10 empty] | 56.38 | 55.06 | 60.81 | 57.00 | 49.58 | SOLAR-V1-NO-AGE | SOLAR-V1-NO-AGE | SOLAR-V1-NO-AGE | SOLAR-V1-NO-AGE | SOLAR-V1-NO-AGE | 27.34%
PRT | Portugal | Terra Fria |  | WRI1022473 | 104 | 41.7783 | -7.8747 | Wind |  |  |  | 2010.0 |  | Energias Endogenas de Portugal | http://e2p.inegi.up.pt/index.asp | Energias Endogenas de Portugal | 1085293 | [9 empty] | 317.63 | 240.86 | 230.30 | 141.06 | 131.8 | SOLAR-V1-NO-AGE | SOLAR-V1-NO-AGE | SOLAR-V1-NO-AGE | SOLAR-V1-NO-AGE | SOLAR-V1-NO-AGE | 14.47%
PRT | Portugal | Arga |  | WRI1023287 | 36 | 41.8246 | -8.7108 | Wind |  |  |  | 2006.0 |  | Energias Endogenas de Portugal | http://e2p.inegi.up.pt/index.asp | Energias Endogenas de Portugal | 1066566 | [9 empty] | 85.06 | 80.92 | 89.97 | 86.92 | 104.8 | SOLAR-V1-NO-AGE | SOLAR-V1-NO-AGE | SOLAR-V1-NO-AGE | SOLAR-V1-NO-AGE | SOLAR-V1-NO-AGE | 33.23%
PRT | Portugal | Espiga |  | WRI1023340 | 6 | 41.8366 | -8.8321 | Wind |  |  |  | 2005.0 |  | Energias Endogenas de Portugal | http://e2p.inegi.up.pt/index.asp | Energias Endogenas de Portugal | 1066803 | [9 empty] | 13.37 | 14.00 | 12.69 | 15.64 | 15.21 | SOLAR-V1-NO-AGE | SOLAR-V1-NO-AGE | SOLAR-V1-NO-AGE | SOLAR-V1-NO-AGE | SOLAR-V1-NO-AGE | 28.94%
PRT | Portugal | Mairos 1 |  | WRI1023379 | 2.6 | 41.8436 | -7.3374 | Wind |  |  |  | 2006.0 |  | Energias Endogenas de Portugal | http://e2p.inegi.up.pt/index.asp | Energias Endogenas de Portugal | 1069365 | [9 empty] | 5.67 | 7.57 | 5.79 | 5.80 | 6.92 | HYDRO-V1 | HYDRO-V1 | HYDRO-V1 | HYDRO-V1 | HYDRO-V1 | 30.38%
PRT | Portugal | CabeÃ§o Alto |  | WRI1023307 | 11.7 | 41.8760 | -7.8364 | Wind |  |  |  | 2000.0 |  | Energias Endogenas de Portugal | http://e2p.inegi.up.pt/index.asp | Energias Endogenas de Portugal | 1052386 | [9 empty] | 33.43 | 22.03 | 20.76 | 9.88 | 9.71 | HYDRO-V1 | HYDRO-V1 | HYDRO-V1 | HYDRO-V1 | HYDRO-V1 | 9.474%
PRT | Portugal | SÃ£o Paio |  | WRI1023443 | 10 | 41.9125 | -8.7113 | Wind |  |  |  | 2005.0 |  | Energias Endogenas de Portugal | http://e2p.inegi.up.pt/index.asp | Energias Endogenas de Portugal | 1069351 | [9 empty] | 22.77 | 24.11 | 25.30 | 30.22 | 28.58 | NO-ESTIMATION | NO-ESTIMATION | NO-ESTIMATION | NO-ESTIMATION | CAPACITY-FACTOR-V1 | 32.63%
PRT | Portugal | Alagoa de Cima |  | WRI1023261 | 13.5 | 41.9717 | -8.4463 | Wind |  |  |  | 2005.0 |  | Energias Endogenas de Portugal | http://e2p.inegi.up.pt/index.asp | Energias Endogenas de Portugal | 1069339 | [9 empty] | 33.97 | 35.18 | 34.19 | 41.35 | 39.42 | HYDRO-V1 | HYDRO-V1 | HYDRO-V1 | HYDRO-V1 | HYDRO-V1 | 33.33%
PRT | Portugal | Alto Minho I |  | WRI1023276 | 240 | 42.0154 | -8.3456 | Wind |  |  |  | 2008.0 |  | Energias Endogenas de Portugal | http://e2p.inegi.up.pt/index.asp | Energias Endogenas de Portugal | [10 empty] | 655.80 | 541.32 | 542.62 | 543.20 | 331.55 | HYDRO-V1 | HYDRO-V1 | HYDRO-V1 | HYDRO-V1 | HYDRO-V1 | 15.77%
ROU | Romania | SÄƒlbatica I |  | WRI1022116 | 70 | 45.0251 | 28.8558 | Wind |  |  |  | 2011.0 | ENEL GreenPower | Enel Green Power | https://www.enelgreenpower.com/en-GB/company/worldwide/romania/ | WRI | [10 empty] | 194.26 | 171.82 | 179.27 | 172.20 | 170.13 | HYDRO-V1 | HYDRO-V1 | HYDRO-V1 | HYDRO-V1 | HYDRO-V1 | 27.74%
ROU | Romania | Valea Nucarilor |  | WRI1022119 | 70 | 45.0451 | 28.9607 | Wind |  |  |  | 2011.0 | ENEL GreenPower | Enel Green Power | https://www.enelgreenpower.com/en-GB/company/worldwide/romania/ | WRI | [10 empty] | 194.26 | 171.82 | 177.33 | 169.25 | 169.68 | NO-ESTIMATION | NO-ESTIMATION | NO-ESTIMATION | NO-ESTIMATION | CAPACITY-FACTOR-V1 | 27.67%
ROU | Romania | WPP Cogealac |  | WRI1019109 | 246 | 44.5903 | 28.5653 | Wind | [5 empty] | ENTSOE | https://transparency.entsoe.eu/generation/r2/installedCapacityPerProductionUnit/show | GEODB | 1074419 | [13 empty] | 601.37 | NO-ESTIMATION | NO-ESTIMATION | NO-ESTIMATION | NO-ESTIMATION | NO-ESTIMATION | 27.91% | 11 | 6.2409 | 0.05467
RUS | Russia | Ulyanovsk (Simbirskaya) wind farm |  | WRI1062133 | 35 | 54.2742 | 48.5851 | Wind |  |  |  |  | PJSC "Fortum" | EnergyBase (RUS) | https://energybase.ru/power-plant/simbirskaya-wpp | EnergyBase (RUS) | [14 empty] | 19.26 | HYDRO-V1 | HYDRO-V1 | HYDRO-V1 | HYDRO-V1 | HYDRO-V1
RUS | Russia | Tyupkildy Wind Farm |  | WRI1003841 | 2.2 | 54.5767 | 54.2483 | Wind |  |  |  | 2001.0 | LLC "Bashkir Generation Company" | EnergyBase (RUS) | https://energybase.ru/power-plant/Tyupkildy_WPP | EnergyBase (RUS) | [10 empty] | 4.54 | 4.24 | 4.00 | 2.78 | 2.87 | HYDRO-V1 | HYDRO-V1 | HYDRO-V1 | HYDRO-V1 | HYDRO-V1 | 14.89%
RUS | Russia | Ushakovskaya wind farm (VES Zelenogradskaya) |  | WRI1062065 | 5.1 | 54.9339 | 20.3501 | Wind |  |  |  | 1998.0 | OAO Kaliningrad Generation Company | EnergyBase (RUS) | https://energybase.ru/power-plant/wpp-zelenogradskaya | EnergyBase (RUS) | [10 empty] | 10.08 | 10.13 | 8.62 | 9.52 | 9.89 | HYDRO-V1 | HYDRO-V1 | HYDRO-V1 | HYDRO-V1 | HYDRO-V1 | 22.14%
SWE | Sweden | Hoge Vag |  | WRI1002148 | 38 | 55.8846 | 13.9647 | Wind |  |  |  | 2015.0 | 50% Vattenfall | Vattenfall | http://powerplants.vattenfall.com/#/countries=Sweden/view=list/sort=elcap | WRI | 1105122 | [12 empty] | 125.29 | 146.82 | HYDRO-V1 | HYDRO-V1 | HYDRO-V1 | HYDRO-V1 | HYDRO-V1 | 44.11%
SWE | Sweden | Utgrunden |  | WRI1002162 | 10.5 | 56.3500 | 16.2667 | Wind |  |  |  | 2006.0 | 100% Vattenfall | Vattenfall | http://powerplants.vattenfall.com/#/countries=Sweden/view=list/sort=elcap | CARMA | 1044360 | [9 empty] | 25.36 | 24.92 | 28.31 | 26.24 | 27.35 | NO-ESTIMATION | NO-ESTIMATION | NO-ESTIMATION | NO-ESTIMATION | CAPACITY-FACTOR-V1 | 29.73%
SWE | Sweden | Hogabjar-Karsas |  | WRI1002147 | 38.4 | 56.9162 | 12.8229 | Wind |  |  |  |  | 50% Vattenfall | Vattenfall | http://powerplants.vattenfall.com/#/countries=Sweden/view=list/sort=elcap | WRI | 1106073 | [13 empty] | 102.28 | HYDRO-V1 | HYDRO-V1 | HYDRO-V1 | HYDRO-V1 | HYDRO-V1 | 30.41%
SWE | Sweden | Nasudden |  | WRI1002163 | 10.2 | 57.1000 | 18.2500 | Wind |  |  |  | 1983.0 | 100% Vattenfall | Vattenfall | http://powerplants.vattenfall.com/#/countries=Sweden/view=list/sort=elcap | CARMA | [10 empty] | 13.97 | 14.82 | 19.44 | 14.89 | 17.92 | HYDRO-V1 | HYDRO-V1 | HYDRO-V1 | HYDRO-V1 | HYDRO-V1 | 20.06%
SWE | Sweden | Morttjarnberget Winf Farm |  | WRI1002076 | 85 | 62.7212 | 15.9471 | Wind |  |  |  |  | 60% Statkraft | Statkraft | http://www.statkraft.com/energy-sources/Power-plants/Sweden/Morttjarnberget/ | WRI | 1085896 | [13 empty] | 226.4 | HYDRO-V1 | HYDRO-V1 | HYDRO-V1 | HYDRO-V1 | HYDRO-V1 | 30.41%
SWE | Sweden | Bjorkhojden |  | WRI1002039 | 288 | 63.4230 | 16.1473 | Wind |  |  |  |  | 100% Statkraft | Statkraft | http://www.statkraft.com/energy-sources/Power-plants/Sweden/bjorkhojden-wind-farm/ | WRI | 1093987 | [13 empty] | 767.11 | NO-ESTIMATION | NO-ESTIMATION | NO-ESTIMATION | NO-ESTIMATION | CAPACITY-FACTOR-V1 | 30.41%
SWE | Sweden | Stor-Rotliden |  | WRI1002137 | 78 | 64.2307 | 18.3117 | Wind |  |  |  | 2011.0 | 100% Vattenfall | Vattenfall | http://powerplants.vattenfall.com/#/countries=Sweden/view=list/sort=elcap | WRI | 1093287 | [9 empty] | 129.72 | 98.62 | 195.37 | 102.31 | 128.27 | HYDRO-V1 | HYDRO-V1 | HYDRO-V1 | HYDRO-V1 | HYDRO-V1 | 18.77%
SWE | Sweden | Juktan Vind |  | WRI1002154 | 27 | 65.0959 | 17.1173 | Wind |  |  |  | 2014.0 | 50% Vattenfall | Vattenfall | http://powerplants.vattenfall.com/#/countries=Sweden/view=list/sort=elcap | CARMA | 1105016 | [11 empty] | 97.25 | 46.17 | 66.67 | NO-ESTIMATION | NO-ESTIMATION | NO-ESTIMATION | NO-ESTIMATION | NO-ESTIMATION | 28.19%
SWE | Sweden | Uljabuouda |  | WRI1029982 | 12 | 65.9652 | 17.6300 | Wind | [5 empty] | SkelleftÃ¥ Kraft | http://www1.skekraft.se/default.aspx?di=5746 | GEODB | [14 empty] | 31.96 | NO-ESTIMATION | NO-ESTIMATION | NO-ESTIMATION | NO-ESTIMATION | NO-ESTIMATION | 30.4%
THA | Thailand | Lam Ta Khong |  | WRI1000171 | 3 | 14.8007 | 101.5579 | Wind |  |  |  | 2002.0 | Electric Generating Authority of Thailand | EGAT | http://www.egat.co.th/en/index.php?option=com_content&view=article&id=92&Itemid=128 | GEODB | [10 empty] | 9.16 | 7.54 | 6.63 | 5.78 | 4.64 | HYDRO-V1 | HYDRO-V1 | HYDRO-V1 | HYDRO-V1 | HYDRO-V1 | 17.66%
THA | Thailand | Huay Bong |  | WRI1000158 | 207 | 15.1771 | 101.4514 | Wind |  |  |  |  | Ratchaburi Electric Generating Company | Ratchaburi Electric Generating Company | http://www.ratch.co.th/en/business/project-location/thailand | GEODB | [14 empty] | 365.66 | NO-ESTIMATION | NO-ESTIMATION | NO-ESTIMATION | NO-ESTIMATION | NO-ESTIMATION | 20.17%
TUN | Tunisia | Sidi Daoued |  | WRI1023623 | 70 | 37.0419 | 10.9363 | Wind | [5 empty] | Arab Union of Electricity | https://www.google.com/url?sa=t&rct=j&q=&esrc=s&source=web&cd=1&cad=rja&uact=8&sqi=2&ved=0ahUKEwi_xP3Co7PQAhXH7SYKHWDVCxQQFggbMAA&url=http%3A%2F%2Fwww.auptde.org%2FNewsDetails.aspx%3Flang%3Den%26NID%3D283&usg=AFQjCNEkUcc5GeGitCkuTTJR3QTQZU1lMg&sig2=FaVNwaTMbtVIKuotQfNLwQ&bvm=bv.139250283 d.eWE | GEODB | [14 empty] | 128.28 | HYDRO-V1 | HYDRO-V1 | HYDRO-V1 | HYDRO-V1 | HYDRO-V1 | 20.92%
TUN | Tunisia | Metline |  | WRI1023624 | 72 | 37.1946 | 10.0610 | Wind |  |  |  | 2013.0 |  | Arab Union of Electricity | https://www.google.com/url?sa=t&rct=j&q=&esrc=s&source=web&cd=1&cad=rja&uact=8&sqi=2&ved=0ahUKEwi_xP3Co7PQAhXH7SYKHWDVCxQQFggbMAA&url=http%3A%2F%2Fwww.auptde.org%2FNewsDetails.aspx%3Flang%3Den%26NID%3D283&usg=AFQjCNEkUcc5GeGitCkuTTJR3QTQZU1lMg&sig2=FaVNwaTMbtVIKuotQfNLwQ&bvm=bv.139250283 d.eWE | WRI | [11 empty] | 204.17 | 218.87 | 186.33 | 182.52 | HYDRO-V1 | HYDRO-V1 | HYDRO-V1 | HYDRO-V1 | HYDRO-V1 | 28.94%
TUR | Turkey | Osmaniye |  | WRI1018825 | 135 | 37.1741 | 36.6137 | Wind | [5 empty] | Enerji Atlasi | http://www.enerjiatlasi.com/ruzgar/osmaniye-gokcedag-ruzgar-santrali.html | WRI | [14 empty] | 370.92 | HYDRO-V1 | HYDRO-V1 | HYDRO-V1 | HYDRO-V1 | HYDRO-V1 | 31.36%
TUR | Turkey | Bozyaka |  | WRI1018895 | 13 | 38.7463 | 26.9403 | Wind |  |  |  | 2012.0 |  | Enerji Atlasi | http://www.enerjiatlasi.com/ruzgar/ | WRI | [10 empty] | 44.49 | 37.29 | 37.03 | 37.50 | 36.07 | HYDRO-V1 | HYDRO-V1 | HYDRO-V1 | HYDRO-V1 | HYDRO-V1 | 31.67%
TUR | Turkey | GERES |  | WRI1018877 | 27.5 | 39.2092 | 27.8989 | Wind |  |  |  | 2014.0 |  | Enerji Atlasi | http://www.enerjiatlasi.com/ruzgar/ | WRI | 1094512 | [11 empty] | 83.10 | 83.45 | 79.5 | HYDRO-V1 | HYDRO-V1 | HYDRO-V1 | HYDRO-V1 | HYDRO-V1 | 33%
TUR | Turkey | BandÄ±rma KurÅŸunlu |  | WRI1018824 | 87 | 39.7434 | 28.0744 | Wind | [5 empty] | Enerji Atlasi | http://www.enerjiatlasi.com/ruzgar/bandirma-kursunlu-res.html | WRI | [14 empty] | 239.03 | NO-ESTIMATION | NO-ESTIMATION | NO-ESTIMATION | NO-ESTIMATION | CAPACITY-FACTOR-V1 | 31.36%
TUR | Turkey | Bozcaada |  | WRI1018899 | 10 | 39.8311 | 25.9721 | Wind |  |  |  | 2000.0 |  | Enerji Atlasi | http://www.enerjiatlasi.com/ruzgar/ | WRI | [10 empty] | 20.59 | 16.19 | 22.56 | 23.32 | 14.58 | HYDRO-V1 | HYDRO-V1 | HYDRO-V1 | HYDRO-V1 | HYDRO-V1 | 16.64%
TUR | Turkey | Tokat |  | WRI1018856 | 40 | 40.1824 | 27.6896 | Wind |  |  |  | 2011.0 |  | Enerji Atlasi | http://www.enerjiatlasi.com/ruzgar/ | WRI | 1080130 | [9 empty] | 132.20 | 115.54 | 109.31 | 114.86 | 109.69 | NO-ESTIMATION | NO-ESTIMATION | NO-ESTIMATION | NO-ESTIMATION | CAPACITY-FACTOR-V1 | 31.3%
TUR | Turkey | Kapidag |  | WRI1018875 | 28 | 40.4890 | 27.6896 | Wind | [5 empty] | Enerji Atlasi | http://www.enerjiatlasi.com/ruzgar/ | WRI | 1068379 | [13 empty] | 76.93 | HYDRO-V1 | HYDRO-V1 | HYDRO-V1 | HYDRO-V1 | HYDRO-V1 | 31.36%
TUR | Turkey | Balabani |  | WRI1018845 | 50 | 41.0710 | 27.6465 | Wind |  |  |  | 2011.0 |  | Enerji Atlasi | http://www.enerjiatlasi.com/ruzgar/ | WRI | 1094276 | [9 empty] | 162.39 | 129.46 | 132.25 | 139.03 | 133.17 | NO-ESTIMATION | NO-ESTIMATION | NO-ESTIMATION | NO-ESTIMATION | CAPACITY-FACTOR-V1 | 30.4%
TWN | Taiwan | Linkou Wind |  | WRI1000444 | 6 | 23.1363 | 120.4883 | Wind |  |  |  | 2011.0 |  | Bureau of Ministry Energy and Economic Affairs | http://web3.moeaboe.gov.tw/ECW/english/content/ContentLink.aspx?menu_id=1580 | CARMA | 1070937 | [9 empty] | 18.40 | 12.57 | 13.50 | 12.88 | 12.02 | HYDRO-V1 | HYDRO-V1 | HYDRO-V1 | HYDRO-V1 | HYDRO-V1 | 22.87%
TWN | Taiwan | Changbin |  | WRI1000390 | 96 | 23.3167 | 121.4566 | Wind |  |  |  | 2007.0 |  | Bureau of Ministry Energy and Economic Affairs | https://web3.moeaboe.gov.tw/ECW/english/content/SubMenu.aspx?menu_id=1537 | CARMA | 1067424 | [9 empty] | 250.29 | 208.03 | 201.37 | 211.12 | 218.98 | HYDRO-V1 | HYDRO-V1 | HYDRO-V1 | HYDRO-V1 | HYDRO-V1 | 26.04%
TWN | Taiwan | Datan |  | WRI1000391 | 14 | 23.3979 | 121.3603 | Wind |  |  |  | 2005.0 |  | Bureau of Ministry Energy and Economic Affairs | https://web3.moeaboe.gov.tw/ECW/english/content/SubMenu.aspx?menu_id=1537 | CARMA | [10 empty] | 38.27 | 36.42 | 36.09 | 42.98 | 40.34 | NO-ESTIMATION | NO-ESTIMATION | NO-ESTIMATION | NO-ESTIMATION | CAPACITY-FACTOR-V1 | 32.89%
TWN | Taiwan | Datan wind |  | WRI1000447 | 15.1 | 23.3979 | 121.3603 | Wind | [5 empty] | Bureau of Ministry Energy and Economic Affairs | http://web3.moeaboe.gov.tw/ECW/english/content/ContentLink.aspx?menu_id=1583 | CARMA | [14 empty] | 37.58 | NO-ESTIMATION | NO-ESTIMATION | NO-ESTIMATION | NO-ESTIMATION | CAPACITY-FACTOR-V1 | 28.41%
TWN | Taiwan | Penghu |  | WRI1000397 | 10 | 24.4408 | 120.8124 | Wind | [5 empty] | Bureau of Ministry Energy and Economic Affairs | https://web3.moeaboe.gov.tw/ECW/english/content/SubMenu.aspx?menu_id=1537 | CARMA | 1030825 | [13 empty] | 24.89 | NO-ESTIMATION | NO-ESTIMATION | NO-ESTIMATION | NO-ESTIMATION | CAPACITY-FACTOR-V1 | 28.41%
TWN | Taiwan | Miaoli |  | WRI1000396 | 50 | 24.6140 | 120.7874 | Wind |  |  |  | 2006.0 |  | Bureau of Ministry Energy and Economic Affairs | https://web3.moeaboe.gov.tw/ECW/english/content/SubMenu.aspx?menu_id=1537 | CARMA | 1063126 | [9 empty] | 140.14 | 112.97 | 114.43 | 112.37 | 125.47 | NO-ESTIMATION | NO-ESTIMATION | NO-ESTIMATION | NO-ESTIMATION | CAPACITY-FACTOR-V1 | 28.65%
TWN | Taiwan | Shimen Wind |  | WRI1000445 | 3.96 | 24.7572 | 121.1911 | Wind |  |  |  | 2004.0 |  | Bureau of Ministry Energy and Economic Affairs | http://web3.moeaboe.gov.tw/ECW/english/content/ContentLink.aspx?menu_id=1581 | CARMA | 1063368 | [9 empty] | 9.87 | 9.00 | 9.05 | 8.37 | 7.86 | NO-ESTIMATION | NO-ESTIMATION | NO-ESTIMATION | NO-ESTIMATION | CAPACITY-FACTOR-V1 | 22.66%
URY | Uruguay | JUAN PABLO TERRA |  | URY0000861 | 67.2 | -30.4090 | -56.6401 | Wind | [5 empty] | La AdministraciÃ³n Nacional de Usinas y Trasmisiones ElÃ©ctricas (Uruguay) | https://www.ute.com.uy/SgePublico/mapa.aspx | La AdministraciÃ³n Nacional de Usinas y Trasmisiones ElÃ©ctricas (Uruguay) | 1095978 | 2018 | [12 empty] | 167.34 | HYDRO-V1 | HYDRO-V1 | HYDRO-V1 | HYDRO-V1 | HYDRO-V1 | 28.43%
URY | Uruguay | PAMPA |  | URY0000869 | 141.6 | -32.2467 | -56.2150 | Wind | [5 empty] | La AdministraciÃ³n Nacional de Usinas y Trasmisiones ElÃ©ctricas (Uruguay) | https://www.ute.com.uy/SgePublico/mapa.aspx | La AdministraciÃ³n Nacional de Usinas y Trasmisiones ElÃ©ctricas (Uruguay) | 1107033 | 2018 | [12 empty] | 352.62 | NO-ESTIMATION | NO-ESTIMATION | NO-ESTIMATION | NO-ESTIMATION | CAPACITY-FACTOR-V1 | 28.43%
URY | Uruguay | CUCHILLA DEL PERALTA I |  | URY0000846 | 50 | -32.5701 | -56.4440 | Wind | [5 empty] | La AdministraciÃ³n Nacional de Usinas y Trasmisiones ElÃ©ctricas (Uruguay) | https://www.ute.com.uy/SgePublico/mapa.aspx | La AdministraciÃ³n Nacional de Usinas y Trasmisiones ElÃ©ctricas (Uruguay) |  | 2018 | [12 empty] | 124.51 | HYDRO-V1 | HYDRO-V1 | HYDRO-V1 | HYDRO-V1 | HYDRO-V1 | 28.43%
URY | Uruguay | PERALTA I GCEE |  | URY0000789 | 58.75 | -32.5826 | -56.3946 | Wind | [5 empty] | La AdministraciÃ³n Nacional de Usinas y Trasmisiones ElÃ©ctricas (Uruguay) | https://www.ute.com.uy/SgePublico/mapa.aspx | La AdministraciÃ³n Nacional de Usinas y Trasmisiones ElÃ©ctricas (Uruguay) |  | 2018 | [12 empty] | 146.3 | HYDRO-V1 | HYDRO-V1 | HYDRO-V1 | HYDRO-V1 | HYDRO-V1 | 28.43%
URY | Uruguay | MELOWIND |  | URY0000794 | 50 | -32.5828 | -54.2302 | Wind | [5 empty] | La AdministraciÃ³n Nacional de Usinas y Trasmisiones ElÃ©ctricas (Uruguay) | https://www.ute.com.uy/SgePublico/mapa.aspx | La AdministraciÃ³n Nacional de Usinas y Trasmisiones ElÃ©ctricas (Uruguay) | 1104053 | 2018 | [12 empty] | 124.51 | NO-ESTIMATION | NO-ESTIMATION | NO-ESTIMATION | NO-ESTIMATION | NO-ESTIMATION | 28.43%
URY | Uruguay | PERALTA II GCEE |  | URY0000790 | 58.75 | -32.6004 | -56.4196 | Wind | [5 empty] | La AdministraciÃ³n Nacional de Usinas y Trasmisiones ElÃ©ctricas (Uruguay) | https://www.ute.com.uy/SgePublico/mapa.aspx | La AdministraciÃ³n Nacional de Usinas y Trasmisiones ElÃ©ctricas (Uruguay) |  | 2018 | [12 empty] | 146.3 | NO-ESTIMATION | NO-ESTIMATION | NO-ESTIMATION | NO-ESTIMATION | NO-ESTIMATION | 28.43%
URY | Uruguay | PARQUE EÃ“LICO JULIETA |  | URY0000811 | 3.6 | -33.0857 | -55.1711 | Wind | [5 empty] | La AdministraciÃ³n Nacional de Usinas y Trasmisiones ElÃ©ctricas (Uruguay) | https://www.ute.com.uy/SgePublico/mapa.aspx | La AdministraciÃ³n Nacional de Usinas y Trasmisiones ElÃ©ctricas (Uruguay) |  | 2018 | [12 empty] | 8.96 | SOLAR-V1-NO-AGE | SOLAR-V1-NO-AGE | SOLAR-V1-NO-AGE | SOLAR-V1-NO-AGE | SOLAR-V1-NO-AGE | 28.41%
URY | Uruguay | VALENTINES |  | URY0000868 | 70 | -33.2672 | -55.1021 | Wind | [5 empty] | La AdministraciÃ³n Nacional de Usinas y Trasmisiones ElÃ©ctricas (Uruguay) | https://www.ute.com.uy/SgePublico/mapa.aspx | La AdministraciÃ³n Nacional de Usinas y Trasmisiones ElÃ©ctricas (Uruguay) | 1108370 | 2018 | [12 empty] | 174.31 | NO-ESTIMATION | NO-ESTIMATION | NO-ESTIMATION | NO-ESTIMATION | CAPACITY-FACTOR-V1 | 28.43%
URY | Uruguay | TALAS DEL MACIEL II |  | URY0000786 | 50 | -33.6050 | -56.7117 | Wind | [5 empty] | La AdministraciÃ³n Nacional de Usinas y Trasmisiones ElÃ©ctricas (Uruguay) | https://www.ute.com.uy/SgePublico/mapa.aspx | La AdministraciÃ³n Nacional de Usinas y Trasmisiones ElÃ©ctricas (Uruguay) |  | 2018 | [12 empty] | 124.51 | NO-ESTIMATION | NO-ESTIMATION | NO-ESTIMATION | NO-ESTIMATION | CAPACITY-FACTOR-V1 | 28.43%
URY | Uruguay | TALAS DEL MACIEL I |  | URY0000793 | 50 | -33.6348 | -56.7214 | Wind | [5 empty] | La AdministraciÃ³n Nacional de Usinas y Trasmisiones ElÃ©ctricas (Uruguay) | https://www.ute.com.uy/SgePublico/mapa.aspx | La AdministraciÃ³n Nacional de Usinas y Trasmisiones ElÃ©ctricas (Uruguay) |  | 2018 | [12 empty] | 124.51 | NO-ESTIMATION | NO-ESTIMATION | NO-ESTIMATION | NO-ESTIMATION | CAPACITY-FACTOR-V1 | 28.43%
URY | Uruguay | PARQUE EÃ“LICO 18 DE JULIO |  | URY0000835 | 10 | -33.6516 | -53.5755 | Wind | [5 empty] | La AdministraciÃ³n Nacional de Usinas y Trasmisiones ElÃ©ctricas (Uruguay) | https://www.ute.com.uy/SgePublico/mapa.aspx | La AdministraciÃ³n Nacional de Usinas y Trasmisiones ElÃ©ctricas (Uruguay) |  | 2018 | [12 empty] | 24.9 | NO-ESTIMATION | NO-ESTIMATION | NO-ESTIMATION | NO-ESTIMATION | CAPACITY-FACTOR-V1 | 28.42%
URY | Uruguay | COLONIA ARIAS |  | URY0000870 | 70 | -33.8289 | -56.5739 | Wind | [5 empty] | La AdministraciÃ³n Nacional de Usinas y Trasmisiones ElÃ©ctricas (Uruguay) | https://www.ute.com.uy/SgePublico/mapa.aspx | La AdministraciÃ³n Nacional de Usinas y Trasmisiones ElÃ©ctricas (Uruguay) | 1112073 | 2018 | [12 empty] | 174.31 | SOLAR-V1-NO-AGE | SOLAR-V1-NO-AGE | SOLAR-V1-NO-AGE | SOLAR-V1-NO-AGE | SOLAR-V1-NO-AGE | 28.43%
URY | Uruguay | LUZ DE LOMA |  | URY0000881 | 20 | -33.8663 | -56.3405 | Wind | [5 empty] | La AdministraciÃ³n Nacional de Usinas y Trasmisiones ElÃ©ctricas (Uruguay) | https://www.ute.com.uy/SgePublico/mapa.aspx | La AdministraciÃ³n Nacional de Usinas y Trasmisiones ElÃ©ctricas (Uruguay) |  | 2018 | [12 empty] | 49.8 | SOLAR-V1-NO-AGE | SOLAR-V1-NO-AGE | SOLAR-V1-NO-AGE | SOLAR-V1-NO-AGE | SOLAR-V1-NO-AGE | 28.42%
URY | Uruguay | LUZ DE MAR |  | URY0000882 | 18 | -33.8763 | -56.3505 | Wind | [5 empty] | La AdministraciÃ³n Nacional de Usinas y Trasmisiones ElÃ©ctricas (Uruguay) | https://www.ute.com.uy/SgePublico/mapa.aspx | La AdministraciÃ³n Nacional de Usinas y Trasmisiones ElÃ©ctricas (Uruguay) |  | 2018 | [12 empty] | 44.82 | SOLAR-V1-NO-AGE | SOLAR-V1-NO-AGE | SOLAR-V1-NO-AGE | SOLAR-V1-NO-AGE | SOLAR-V1-NO-AGE | 28.42%
URY | Uruguay | LUZ DE RÃO |  | URY0000871 | 50 | -33.8855 | -56.4428 | Wind | [5 empty] | La AdministraciÃ³n Nacional de Usinas y Trasmisiones ElÃ©ctricas (Uruguay) | https://www.ute.com.uy/SgePublico/mapa.aspx | La AdministraciÃ³n Nacional de Usinas y Trasmisiones ElÃ©ctricas (Uruguay) |  | 2018 | [12 empty] | 124.51 | HYDRO-V1 | HYDRO-V1 | HYDRO-V1 | HYDRO-V1 | HYDRO-V1 | 28.43%
URY | Uruguay | PARQUE EÃ“LICO NUEVO PASTORALE I |  | URY0000800 | 49.2 | -33.8948 | -56.9202 | Wind | [5 empty] | La AdministraciÃ³n Nacional de Usinas y Trasmisiones ElÃ©ctricas (Uruguay) | https://www.ute.com.uy/SgePublico/mapa.aspx | La AdministraciÃ³n Nacional de Usinas y Trasmisiones ElÃ©ctricas (Uruguay) |  | 2018 | [12 empty] | 122.52 | NO-ESTIMATION | NO-ESTIMATION | NO-ESTIMATION | NO-ESTIMATION | CAPACITY-FACTOR-V1 | 28.43%
URY | Uruguay | PARQUE EÃ“LICO FLORIDA I |  | URY0000847 | 50 | -34.0959 | -56.1026 | Wind | [5 empty] | La AdministraciÃ³n Nacional de Usinas y Trasmisiones ElÃ©ctricas (Uruguay) | https://www.ute.com.uy/SgePublico/mapa.aspx | La AdministraciÃ³n Nacional de Usinas y Trasmisiones ElÃ©ctricas (Uruguay) |  | 2018 | [12 empty] | 124.51 | HYDRO-V1 | HYDRO-V1 | HYDRO-V1 | HYDRO-V1 | HYDRO-V1 | 28.43%
URY | Uruguay | PARQUE EÃ“LICO FLORIDA II |  | URY0000817 | 49.5 | -34.1172 | -56.0892 | Wind | [5 empty] | La AdministraciÃ³n Nacional de Usinas y Trasmisiones ElÃ©ctricas (Uruguay) | https://www.ute.com.uy/SgePublico/mapa.aspx | La AdministraciÃ³n Nacional de Usinas y Trasmisiones ElÃ©ctricas (Uruguay) |  | 2018 | [12 empty] | 123.26 | HYDRO-V1 | HYDRO-V1 | HYDRO-V1 | HYDRO-V1 | HYDRO-V1 | 28.43%
URY | Uruguay | ENGRAW |  | URY0000854 | 3.6 | -34.2042 | -55.7480 | Wind | [5 empty] | La AdministraciÃ³n Nacional de Usinas y Trasmisiones ElÃ©ctricas (Uruguay) | https://www.ute.com.uy/SgePublico/mapa.aspx | La AdministraciÃ³n Nacional de Usinas y Trasmisiones ElÃ©ctricas (Uruguay) |  | 2018 | [12 empty] | 8.96 | HYDRO-V1 | HYDRO-V1 | HYDRO-V1 | HYDRO-V1 | HYDRO-V1 | 28.41%
URY | Uruguay | PARQUE EÃ“LICO ROSARIO |  | URY0000805 | 9 | -34.2265 | -57.3366 | Wind | [5 empty] | La AdministraciÃ³n Nacional de Usinas y Trasmisiones ElÃ©ctricas (Uruguay) | https://www.ute.com.uy/SgePublico/mapa.aspx | La AdministraciÃ³n Nacional de Usinas y Trasmisiones ElÃ©ctricas (Uruguay) |  | 2018 | [12 empty] | 22.41 | HYDRO-V1 | HYDRO-V1 | HYDRO-V1 | HYDRO-V1 | HYDRO-V1 | 28.42%
URY | Uruguay | PARQUE EÃ“LICO VENTUS I |  | URY0000809 | 9 | -34.2805 | -57.3341 | Wind | [5 empty] | La AdministraciÃ³n Nacional de Usinas y Trasmisiones ElÃ©ctricas (Uruguay) | https://www.ute.com.uy/SgePublico/mapa.aspx | La AdministraciÃ³n Nacional de Usinas y Trasmisiones ElÃ©ctricas (Uruguay) |  | 2018 | [12 empty] | 22.41 | HYDRO-V1 | HYDRO-V1 | HYDRO-V1 | HYDRO-V1 | HYDRO-V1 | 28.42%
URY | Uruguay | NUEVO MANANTIAL CENTRAL 2 |  | URY0000843 | 4 | -34.2862 | -54.0400 | Wind | [5 empty] | La AdministraciÃ³n Nacional de Usinas y Trasmisiones ElÃ©ctricas (Uruguay) | https://www.ute.com.uy/SgePublico/mapa.aspx | La AdministraciÃ³n Nacional de Usinas y Trasmisiones ElÃ©ctricas (Uruguay) |  | 2018 | [12 empty] | 9.96 | NO-ESTIMATION | NO-ESTIMATION | NO-ESTIMATION | NO-ESTIMATION | CAPACITY-FACTOR-V1 | 28.42%
URY | Uruguay | PARQUE EÃ“LICO LOMA ALTA - CENTRAL 1 |  | URY0000858 | 14 | -34.2862 | -54.0603 | Wind | [5 empty] | La AdministraciÃ³n Nacional de Usinas y Trasmisiones ElÃ©ctricas (Uruguay) | https://www.ute.com.uy/SgePublico/mapa.aspx | La AdministraciÃ³n Nacional de Usinas y Trasmisiones ElÃ©ctricas (Uruguay) |  | 2018 | [12 empty] | 34.86 | NO-ESTIMATION | NO-ESTIMATION | NO-ESTIMATION | NO-ESTIMATION | NO-ESTIMATION | 28.42%
URY | Uruguay | PARQUE EÃ“LICO MARÃA LUZ |  | URY0000833 | 9.75 | -34.2931 | -56.5275 | Wind | [5 empty] | La AdministraciÃ³n Nacional de Usinas y Trasmisiones ElÃ©ctricas (Uruguay) | https://www.ute.com.uy/SgePublico/mapa.aspx | La AdministraciÃ³n Nacional de Usinas y Trasmisiones ElÃ©ctricas (Uruguay) |  | 2018 | [12 empty] | 24.28 | SOLAR-V1-NO-AGE | SOLAR-V1-NO-AGE | SOLAR-V1-NO-AGE | SOLAR-V1-NO-AGE | SOLAR-V1-NO-AGE | 28.43%
URY | Uruguay | PARQUE EÃ“LICO ARTILLEROS |  | URY0000864 | 65.1 | -34.3499 | -57.5554 | Wind | [5 empty] | La AdministraciÃ³n Nacional de Usinas y Trasmisiones ElÃ©ctricas (Uruguay) | https://www.ute.com.uy/SgePublico/mapa.aspx | La AdministraciÃ³n Nacional de Usinas y Trasmisiones ElÃ©ctricas (Uruguay) | 1099739 | 2018 | [12 empty] | 162.11 | HYDRO-V1 | HYDRO-V1 | HYDRO-V1 | HYDRO-V1 | HYDRO-V1 | 28.43%
URY | Uruguay | PARQUE EÃ“LICO VILLA RODRÃGUEZ |  | URY0000885 | 10 | -34.3783 | -56.5944 | Wind | [5 empty] | La AdministraciÃ³n Nacional de Usinas y Trasmisiones ElÃ©ctricas (Uruguay) | https://www.ute.com.uy/SgePublico/mapa.aspx | La AdministraciÃ³n Nacional de Usinas y Trasmisiones ElÃ©ctricas (Uruguay) |  | 2018 | [12 empty] | 24.9 | HYDRO-V1 | HYDRO-V1 | HYDRO-V1 | HYDRO-V1 | HYDRO-V1 | 28.42%
URY | Uruguay | PARQUE EÃ“LICO CARAPÃ‰ I |  | URY0000788 | 51 | -34.3950 | -54.6951 | Wind | [5 empty] | La AdministraciÃ³n Nacional de Usinas y Trasmisiones ElÃ©ctricas (Uruguay) | https://www.ute.com.uy/SgePublico/mapa.aspx | La AdministraciÃ³n Nacional de Usinas y Trasmisiones ElÃ©ctricas (Uruguay) |  | 2018 | [12 empty] | 127 | HYDRO-V1 | HYDRO-V1 | HYDRO-V1 | HYDRO-V1 | HYDRO-V1 | 28.43%
URY | Uruguay | PARQUE EÃ“LICO CARAPÃ‰ II |  | URY0000799 | 40 | -34.4028 | -54.6783 | Wind | [5 empty] | La AdministraciÃ³n Nacional de Usinas y Trasmisiones ElÃ©ctricas (Uruguay) | https://www.ute.com.uy/SgePublico/mapa.aspx | La AdministraciÃ³n Nacional de Usinas y Trasmisiones ElÃ©ctricas (Uruguay) |  | 2018 | [12 empty] | 99.61 | HYDRO-V1 | HYDRO-V1 | HYDRO-V1 | HYDRO-V1 | HYDRO-V1 | 28.43%
URY | Uruguay | PARQUE EÃ“LICO MALDONADO II |  | URY0000818 | 50 | -34.4397 | -54.8887 | Wind | [5 empty] | La AdministraciÃ³n Nacional de Usinas y Trasmisiones ElÃ©ctricas (Uruguay) | https://www.ute.com.uy/SgePublico/mapa.aspx | La AdministraciÃ³n Nacional de Usinas y Trasmisiones ElÃ©ctricas (Uruguay) |  | 2018 | [12 empty] | 124.51 | HYDRO-V1 | HYDRO-V1 | HYDRO-V1 | HYDRO-V1 | HYDRO-V1 | 28.43%
URY | Uruguay | MINAS I |  | URY0000850 | 42 | -34.4647 | -55.3065 | Wind | [5 empty] | La AdministraciÃ³n Nacional de Usinas y Trasmisiones ElÃ©ctricas (Uruguay) | https://www.ute.com.uy/SgePublico/mapa.aspx | La AdministraciÃ³n Nacional de Usinas y Trasmisiones ElÃ©ctricas (Uruguay) | 1095983 | 2018 | [12 empty] | 104.59 | HYDRO-V1 | HYDRO-V1 | HYDRO-V1 | HYDRO-V1 | HYDRO-V1 | 28.43%
URY | Uruguay | PARQUE EÃ“LICO MALDONADO |  | URY0000849 | 50 | -34.5154 | -54.9075 | Wind | [5 empty] | La AdministraciÃ³n Nacional de Usinas y Trasmisiones ElÃ©ctricas (Uruguay) | https://www.ute.com.uy/SgePublico/mapa.aspx | La AdministraciÃ³n Nacional de Usinas y Trasmisiones ElÃ©ctricas (Uruguay) |  | 2018 | [12 empty] | 124.51 | HYDRO-V1 | HYDRO-V1 | HYDRO-V1 | HYDRO-V1 | HYDRO-V1 | 28.43%
URY | Uruguay | CARACOLES 1 del PARQUE EÃ“LICO ING. EMANUELE CAMBILARGIU |  | URY0000838 | 10 | -34.6269 | -54.9575 | Wind | [5 empty] | La AdministraciÃ³n Nacional de Usinas y Trasmisiones ElÃ©ctricas (Uruguay) | https://www.ute.com.uy/SgePublico/mapa.aspx | La AdministraciÃ³n Nacional de Usinas y Trasmisiones ElÃ©ctricas (Uruguay) |  | 2018 | [12 empty] | 24.9 | HYDRO-V1 | HYDRO-V1 | HYDRO-V1 | HYDRO-V1 | HYDRO-V1 | 28.42%
URY | Uruguay | MARYSTAY |  | URY0000887 | 2 | -34.6323 | -56.5932 | Wind | [5 empty] | La AdministraciÃ³n Nacional de Usinas y Trasmisiones ElÃ©ctricas (Uruguay) | https://www.ute.com.uy/SgePublico/mapa.aspx | La AdministraciÃ³n Nacional de Usinas y Trasmisiones ElÃ©ctricas (Uruguay) |  | 2018 | [12 empty] | 4.98 | HYDRO-V1 | HYDRO-V1 | HYDRO-V1 | HYDRO-V1 | HYDRO-V1 | 28.42%
URY | Uruguay | PARQUE EÃ“LICO LIBERTAD |  | URY0000877 | 7.7 | -34.6346 | -56.5865 | Wind | [5 empty] | La AdministraciÃ³n Nacional de Usinas y Trasmisiones ElÃ©ctricas (Uruguay) | https://www.ute.com.uy/SgePublico/mapa.aspx | La AdministraciÃ³n Nacional de Usinas y Trasmisiones ElÃ©ctricas (Uruguay) |  | 2018 | [12 empty] | 19.17 | HYDRO-V1 | HYDRO-V1 | HYDRO-V1 | HYDRO-V1 | HYDRO-V1 | 28.42%
URY | Uruguay | PARQUE EÃ“LICO SOLÃS DE MATAOJO |  | URY0000886 | 10 | -34.6403 | -55.5541 | Wind | [5 empty] | La AdministraciÃ³n Nacional de Usinas y Trasmisiones ElÃ©ctricas (Uruguay) | https://www.ute.com.uy/SgePublico/mapa.aspx | La AdministraciÃ³n Nacional de Usinas y Trasmisiones ElÃ©ctricas (Uruguay) |  | 2018 | [12 empty] | 24.9 | SOLAR-V1-NO-AGE | SOLAR-V1-NO-AGE | SOLAR-V1-NO-AGE | SOLAR-V1-NO-AGE | SOLAR-V1-NO-AGE | 28.42%
URY | Uruguay | CARACOLES 2 del PARQUE EÃ“LICO ING. EMANUELE CAMBILARGIU |  | URY0000839 | 10 | -34.6481 | -54.9661 | Wind | [5 empty] | La AdministraciÃ³n Nacional de Usinas y Trasmisiones ElÃ©ctricas (Uruguay) | https://www.ute.com.uy/SgePublico/mapa.aspx | La AdministraciÃ³n Nacional de Usinas y Trasmisiones ElÃ©ctricas (Uruguay) |  | 2018 | [12 empty] | 24.9 | HYDRO-V1 | HYDRO-V1 | HYDRO-V1 | HYDRO-V1 | HYDRO-V1 | 28.42%
URY | Uruguay | SANTA FE |  | URY0000853 | 1.8 | -34.6512 | -56.5844 | Wind | [5 empty] | La AdministraciÃ³n Nacional de Usinas y Trasmisiones ElÃ©ctricas (Uruguay) | https://www.ute.com.uy/SgePublico/mapa.aspx | La AdministraciÃ³n Nacional de Usinas y Trasmisiones ElÃ©ctricas (Uruguay) |  | 2018 | [12 empty] | 4.48 | SOLAR-V1-NO-AGE | SOLAR-V1-NO-AGE | SOLAR-V1-NO-AGE | SOLAR-V1-NO-AGE | SOLAR-V1-NO-AGE | 28.41%
URY | Uruguay | PARQUE EÃ“LICO KIYÃš |  | URY0000798 | 49.2 | -34.6698 | -56.8018 | Wind | [5 empty] | La AdministraciÃ³n Nacional de Usinas y Trasmisiones ElÃ©ctricas (Uruguay) | https://www.ute.com.uy/SgePublico/mapa.aspx | La AdministraciÃ³n Nacional de Usinas y Trasmisiones ElÃ©ctricas (Uruguay) | 1105294 | 2018 | [12 empty] | 122.52 | HYDRO-V1 | HYDRO-V1 | HYDRO-V1 | HYDRO-V1 | HYDRO-V1 | 28.43%
URY | Uruguay | PARQUE EÃ“LICO MAGDALENA |  | URY0000848 | 17.2 | -34.7458 | -56.5731 | Wind | [5 empty] | La AdministraciÃ³n Nacional de Usinas y Trasmisiones ElÃ©ctricas (Uruguay) | https://www.ute.com.uy/SgePublico/mapa.aspx | La AdministraciÃ³n Nacional de Usinas y Trasmisiones ElÃ©ctricas (Uruguay) |  | 2018 | [12 empty] | 42.83 | NO-ESTIMATION | NO-ESTIMATION | NO-ESTIMATION | NO-ESTIMATION | CAPACITY-FACTOR-V1 | 28.43%
USA | United States of America | Santa Isabel Wind Farm |  | WRI1026818 | 101.2 | 17.9853 | -66.3980 | Wind |  |  |  | 2012.0 | Pattern Energy | Pattern Energy | http://patternenergy.com/en/operations/facilities/santa_isabel/ | WRI | [10 empty] | 359.80 | 322.91 | 290.58 | 278.20 | 272.85 | NO-ESTIMATION | NO-ESTIMATION | NO-ESTIMATION | NO-ESTIMATION | NO-ESTIMATION | 30.78%
USA | United States of America | Punta Lima |  | WRI1026815 | 23.4 | 18.1868 | -65.6948 | Wind |  |  |  | 2011.0 | Sovereign Bank | Gestamp Wind | http://www.gestampwind.com/en/business/innovating-projects/punta-lima | WRI | 64313 | [9 empty] | 83.60 | 67.71 | 66.89 | 70.36 | 67.46 | NO-ESTIMATION | NO-ESTIMATION | NO-ESTIMATION | NO-ESTIMATION | CAPACITY-FACTOR-V1 | 32.91%
USA | United States of America | Pakini Nui Wind Farm |  | USA0056378 | 21 | 18.9742 | -155.6914 | Wind |  |  |  | 2007.0 | Apollo Energy Corp | U.S. Energy Information Administration | http://www.eia.gov/electricity/data/browser/ | U.S. Energy Information Administration | 59597 | 2019 | 114.715 | 103.59 | 97.903 | 108.686 | 76.47200000000001 | 112.378 | 111.121 | U.S. Energy Information Administration | 67.98 | 59.71 | 61.94 | 75.49 | 59.73 | HYDRO-V1 | HYDRO-V1 | HYDRO-V1 | HYDRO-V1 | HYDRO-V1 | 32.47%
USA | United States of America | Hawi Wind Farm |  | USA0056447 | 10.6 | 20.2573 | -155.8504 | Wind |  |  |  | 2006.0 | EDF Renewable Asset Holdings Inc. | U.S. Energy Information Administration | http://www.eia.gov/electricity/data/browser/ | U.S. Energy Information Administration |  | 2019 | 36.843 | 32.516 | 34.39 | 22.203 | 33.009 | 34.21 | 31.462 | U.S. Energy Information Administration | 25.49 | 27.24 | 26.47 | 23.24 | 25.41 | HYDRO-V1 | HYDRO-V1 | HYDRO-V1 | HYDRO-V1 | HYDRO-V1 | 27.36%
USA | United States of America | Auwahi Wind Energy Hybrid |  | USA0057996 | 35 | 20.5960 | -156.3180 | Wind | Storage |  |  | 2013.0 | Auwahi Wind Energy LLC | U.S. Energy Information Administration | http://www.eia.gov/electricity/data/browser/ | U.S. Energy Information Administration | 55964 | 2019 | 0.0 | 0.0 | 87.73400000000001 | 84.104 | 73.288 | 88.05600000000001 | 86.31 | U.S. Energy Information Administration |  | 122.01 | 132.05 | 109.53 | 101.64 | NO-ESTIMATION | NO-ESTIMATION | NO-ESTIMATION | NO-ESTIMATION | CAPACITY-FACTOR-V1 | 33.15%
USA | United States of America | Kaheawa Wind Power II LLC |  | USA0057082 | 31 | 20.7947 | -156.5360 | Wind | Storage |  |  | 2012.0 | First Wind O&M LLC | U.S. Energy Information Administration | http://www.eia.gov/electricity/data/browser/ | U.S. Energy Information Administration |  | 2019 | 0.0 | 0.0 | 65.878 | 0.0 | 0.0 | 0.0 | 63.843 | U.S. Energy Information Administration | 109.64 | 103.99 | 99.59 | 95.28 | 93.37 | NO-ESTIMATION | NO-ESTIMATION | NO-ESTIMATION | NO-ESTIMATION | CAPACITY-FACTOR-V1 | 34.38%
USA | United States of America | Kaheawa Pastures Wind Farm Hybrid |  | USA0056449 | 30 | 20.8142 | -156.5510 | Wind |  |  |  | 2006.0 | First Wind O&M LLC | U.S. Energy Information Administration | http://www.eia.gov/electricity/data/browser/ | U.S. Energy Information Administration | 45688 | 2019 | 101.51 | 108.98 | 110.677 | 110.48400000000001 | 90.327 | 101.59400000000001 | 88.849 | U.S. Energy Information Administration | 84.49 | 82.83 | 88.91 | 85.58 | 80.53 | HYDRO-V1 | HYDRO-V1 | HYDRO-V1 | HYDRO-V1 | HYDRO-V1 | 30.64%
USA | United States of America | Kawailoa Wind |  | USA0057529 | 69 | 21.6103 | -158.0408 | Wind |  |  |  | 2012.0 | Kawailoa Wind LLC | U.S. Energy Information Administration | http://www.eia.gov/electricity/data/browser/ | U.S. Energy Information Administration | 62438 | 2019 | 113.511 | 116.631 | 137.284 | 143.287 | 120.23700000000001 | 125.802 | 93.186 | U.S. Energy Information Administration | 233.71 | 237.82 | 201.08 | 213.26 | 189.63 | HYDRO-V1 | HYDRO-V1 | HYDRO-V1 | HYDRO-V1 | HYDRO-V1 | 31.37%
USA | United States of America | Kahuku Wind Power LLC |  | USA0057087 | 30 | 21.6810 | -157.9750 | Wind |  |  |  | 2011.0 | First Wind O&M LLC | U.S. Energy Information Administration | http://www.eia.gov/electricity/data/browser/ | U.S. Energy Information Administration | 61392 | 2019 | 0.0 | 67.666 | 78.906 | 90.127 | 71.266 | 74.842 | 54.199 | U.S. Energy Information Administration | 105.68 | 93.23 | 90.95 | 95.10 | 95.99 | HYDRO-V1 | HYDRO-V1 | HYDRO-V1 | HYDRO-V1 | HYDRO-V1 | 36.53%
USA | United States of America | San Roman Wind I LLC |  | USA0059712 | 95.3 | 26.1260 | -97.3776 | Wind |  |  |  | 2017.0000000000002 | Acciona Energy USA Global LLC | U.S. Energy Information Administration | http://www.eia.gov/electricity/data/browser/ | U.S. Energy Information Administration |  | 2019 |  |  |  |  | 268.153 | 328.354 | 306.204 | U.S. Energy Information Administration |  |  |  |  | 279.87 | HYDRO-V1 | HYDRO-V1 | HYDRO-V1 | HYDRO-V1 | HYDRO-V1 | 33.52%
USA | United States of America | Cameron Wind 1 LLC |  | USA0059118 | 165 | 26.1953 | -97.4661 | Wind |  |  |  | 2016.0 | Cameron Wind 1 LLC | U.S. Energy Information Administration | http://www.eia.gov/electricity/data/browser/ | U.S. Energy Information Administration | 67677 | 2019 |  |  | 35.743 | 498.952 | 508.068 | 517.993 | 500.49 | U.S. Energy Information Administration |  |  |  |  | 606.9 | HYDRO-V1 | HYDRO-V1 | HYDRO-V1 | HYDRO-V1 | HYDRO-V1 | 41.99%
USA | United States of America | Los Vientos Wind 1A |  | USA0057751 | 200 | 26.3307 | -97.5857 | Wind |  |  |  | 2013.0 | Los Vientos Wind 1A LLC | U.S. Energy Information Administration | http://www.eia.gov/electricity/data/browser/ | U.S. Energy Information Administration | 64107 | 2019 | 567.511 | 685.1270000000001 | 596.008 | 577.539 | 662.065 | 625.455 | 561.856 | U.S. Energy Information Administration |  | 794.59 | 670.95 | 615.06 | 640.87 | HYDRO-V1 | HYDRO-V1 | HYDRO-V1 | HYDRO-V1 | HYDRO-V1 | 36.58%
USA | United States of America | Los Vientos Wind 1B |  | USA0057752 | 201.6 | 26.3489 | -97.6668 | Wind |  |  |  | 2013.0 | Los Vientos Wind 1B LLC | U.S. Energy Information Administration | http://www.eia.gov/electricity/data/browser/ | U.S. Energy Information Administration | 64107 | 2019 | 537.894 | 572.695 | 495.725 | 531.716 | 596.698 | 558.407 | 491.136 | U.S. Energy Information Administration |  | 787.13 | 672.48 | 592.08 | 627.17 | HYDRO-V1 | HYDRO-V1 | HYDRO-V1 | HYDRO-V1 | HYDRO-V1 | 35.51%
USA | United States of America | Los Vientos Windpower IV |  | USA0059321 | 200 | 26.3806 | -98.8183 | Wind |  |  |  | 2016.0 | Los Vientos Windpower IV LLC | U.S. Energy Information Administration | http://www.eia.gov/electricity/data/browser/ | U.S. Energy Information Administration | 64107 | 2019 |  |  |  | 253.642 | 737.54 | 728.5550000000001 | 655.036 | U.S. Energy Information Administration |  |  |  |  | 676.15 | NO-ESTIMATION | NO-ESTIMATION | NO-ESTIMATION | NO-ESTIMATION | NO-ESTIMATION | 38.59%
USA | United States of America | Los Vientos Windpower III |  | USA0059320 | 200 | 26.3886 | -98.8061 | Wind |  |  |  | 2015.0 | Los Vientos Windpower III LLC | U.S. Energy Information Administration | http://www.eia.gov/electricity/data/browser/ | U.S. Energy Information Administration | 64107 | 2019 |  |  | 390.469 | 634.744 | 658.04 | 699.738 | 645.414 | U.S. Energy Information Administration |  |  |  | 660.65 | 668.49 | HYDRO-V1 | HYDRO-V1 | HYDRO-V1 | HYDRO-V1 | HYDRO-V1 | 38.16%
USA | United States of America | Los Vientos V Wind Power |  | USA0060059 | 110 | 26.4117 | -98.5716 | Wind |  |  |  | 2016.0 | Los Vientos Windpower V LLC | U.S. Energy Information Administration | http://www.eia.gov/electricity/data/browser/ | U.S. Energy Information Administration | 64107 | 2019 |  |  | 16.077 | 372.514 | 386.442 | 369.64300000000003 | 467.397 | U.S. Energy Information Administration |  |  |  |  | 383.76 | HYDRO-V1 | HYDRO-V1 | HYDRO-V1 | HYDRO-V1 | HYDRO-V1 | 39.83%
USA | United States of America | Hidalgo Wind Farm LLC |  | USA0057617 | 250 | 26.4656 | -98.4111 | Wind |  |  |  | 2017.0 | Hidalgo Wind Farm LLC | U.S. Energy Information Administration | http://www.eia.gov/electricity/data/browser/ | U.S. Energy Information Administration | 70685 | 2019 |  |  |  | 59.161 | 884.39 | 882.8960000000001 | 844.668 | U.S. Energy Information Administration |  |  |  |  | 734.18 | HYDRO-V1 | HYDRO-V1 | HYDRO-V1 | HYDRO-V1 | HYDRO-V1 | 33.52%
USA | United States of America | Magic Valley Wind Farm I LLC |  | USA0057802 | 203 | 26.4753 | -97.6911 | Wind |  |  |  | 2012.0 | RWE Renewables Americas LLC | U.S. Energy Information Administration | http://www.eia.gov/electricity/data/browser/ | U.S. Energy Information Administration | 66048 | 2019 | 705.904 | 727.804 | 619.848 | 638.389 | 676.812 | 692.1510000000001 | 653.254 | U.S. Energy Information Administration | 758.29 | 779.45 | 623.58 | 603.77 | 622.24 | NO-ESTIMATION | NO-ESTIMATION | NO-ESTIMATION | NO-ESTIMATION | CAPACITY-FACTOR-V1 | 34.99%
USA | United States of America | Bruennings Breeze Wind Farm |  | USA0059066 | 228 | 26.5222 | -97.6911 | Wind |  |  |  | 2018.0 | RWE Renewables Americas LLC | U.S. Energy Information Administration | http://www.eia.gov/electricity/data/browser/ | U.S. Energy Information Administration |  | 2019 |  |  |  |  | 43.581 | 686.008 | 667.942 | U.S. Energy Information Administration |  |  |  |  | 669.57 | NO-ESTIMATION | NO-ESTIMATION | NO-ESTIMATION | NO-ESTIMATION | CAPACITY-FACTOR-V1 | 33.52%
USA | United States of America | Mesteno |  | USA0062258 | 201.6 | 26.5237 | -98.7455 | Wind |  |  |  | 2020.0 | Mesteno Wind | U.S. Energy Information Administration | http://www.eia.gov/electricity/data/browser/ | U.S. Energy Information Administration |  | 2019 | [6 empty] | 7.941 | U.S. Energy Information Administration |  |  |  |  | 592.04 | NO-ESTIMATION | NO-ESTIMATION | NO-ESTIMATION | NO-ESTIMATION | CAPACITY-FACTOR-V1 | 33.52%
USA | United States of America | Rio Bravo Windpower LLC |  | USA0061865 | 237.6 | 26.6490 | -99.0387 | Wind |  |  |  | 2019.0 | Rio Bravo Windpower LLC | U.S. Energy Information Administration | http://www.eia.gov/electricity/data/browser/ | U.S. Energy Information Administration |  | 2019 | [6 empty] | 455.46 | U.S. Energy Information Administration |  |  |  |  | 697.76 | HYDRO-V1 | HYDRO-V1 | HYDRO-V1 | HYDRO-V1 | HYDRO-V1 | 33.52%
USA | United States of America | Stella Wind Farm |  | USA0059063 | 201 | 26.9417 | -97.6425 | Wind |  |  |  | 2019.0 | RWE Renewables Americas LLC | U.S. Energy Information Administration | http://www.eia.gov/electricity/data/browser/ | U.S. Energy Information Administration |  | 2019 | [5 empty] | 53.607 | 648.935 | U.S. Energy Information Administration |  |  |  |  | 590.28 | HYDRO-V1 | HYDRO-V1 | HYDRO-V1 | HYDRO-V1 | HYDRO-V1 | 33.52%
USA | United States of America | Pattern Gulf Wind |  | USA0056661 | 283.2 | 27.0011 | -97.5994 | Wind |  |  |  | 2008.9999999999998 | Pattern Operators LP | U.S. Energy Information Administration | http://www.eia.gov/electricity/data/browser/ | U.S. Energy Information Administration | 57924 | 2019 | 811.6560000000001 | 717.474 | 641.447 | 681.231 | 768.732 | 714.176 | 664.538 | U.S. Energy Information Administration | 927.37 | 917.22 | 715.17 | 748.11 | 818.2 | SOLAR-V1-NO-AGE | SOLAR-V1-NO-AGE | SOLAR-V1-NO-AGE | SOLAR-V1-NO-AGE | SOLAR-V1-NO-AGE | 32.98%
USA | United States of America | Penascal Wind Power LLC |  | USA0056795 | 201.6 | 27.0702 | -97.5077 | Wind |  |  |  | 2008.9999999999998 | Avangrid Renewables LLC | U.S. Energy Information Administration | http://www.eia.gov/electricity/data/browser/ | U.S. Energy Information Administration | 55261 | 2019 | 608.004 | 564.8820000000001 | 446.547 | 510.071 | 588.153 | 576.5360000000001 | 494.618 | U.S. Energy Information Administration | 682.80 | 675.50 | 529.55 | 548.63 | 590.6 | HYDRO-V1 | HYDRO-V1 | HYDRO-V1 | HYDRO-V1 | HYDRO-V1 | 33.44%
USA | United States of America | Penascal II Wind Project LLC |  | USA0057095 | 201 | 27.1197 | -97.5499 | Wind |  |  |  | 2010.0 | Avangrid Renewables LLC | U.S. Energy Information Administration | http://www.eia.gov/electricity/data/browser/ | U.S. Energy Information Administration | 55261 | 2019 | 576.422 | 528.958 | 460.217 | 469.891 | 525.946 | 522.695 | 462.752 | U.S. Energy Information Administration | 687.73 | 668.98 | 526.11 | 536.62 | 591.25 | HYDRO-V1 | HYDRO-V1 | HYDRO-V1 | HYDRO-V1 | HYDRO-V1 | 33.58%
USA | United States of America | Sendero |  | USA0059654 | 78 | 27.1800 | -98.9167 | Wind |  |  |  | 2016.0 | Sendero Wind Energy LLC | U.S. Energy Information Administration | http://www.eia.gov/electricity/data/browser/ | U.S. Energy Information Administration | 67255 | 2019 |  |  | 17.44 | 300.832 | 315.874 | 311.642 | 316.986 | U.S. Energy Information Administration |  |  |  |  | 278.04 | HYDRO-V1 | HYDRO-V1 | HYDRO-V1 | HYDRO-V1 | HYDRO-V1 | 40.69%
USA | United States of America | Baffin Wind |  | USA0057927 | 188 | 27.2231 | -97.7892 | Wind |  |  |  | 2015.0 | Avangrid Renewables LLC | U.S. Energy Information Administration | http://www.eia.gov/electricity/data/browser/ | U.S. Energy Information Administration |  | 2019 |  |  | 356.943 | 532.618 | 624.903 | 628.961 | 607.698 | U.S. Energy Information Administration |  |  |  | 635.50 | 614.15 | NO-ESTIMATION | NO-ESTIMATION | NO-ESTIMATION | NO-ESTIMATION | CAPACITY-FACTOR-V1 | 37.29%
USA | United States of America | Javelina Wind Energy LLC |  | USA0060104 | 249.7 | 27.3200 | -99.0000 | Wind |  |  |  | 2016.0 | Javelina Wind Energy LLC | U.S. Energy Information Administration | http://www.eia.gov/electricity/data/browser/ | U.S. Energy Information Administration | 70247 | 2019 |  |  | 56.434000000000005 | 912.017 | 946.436 | 962.4680000000001 | 966.591 | U.S. Energy Information Administration |  |  |  |  | 889.33 | HYDRO-V1 | HYDRO-V1 | HYDRO-V1 | HYDRO-V1 | HYDRO-V1 | 40.66%
USA | United States of America | Javelina Wind Energy II LLC |  | USA0060645 | 200 | 27.4400 | -98.9100 | Wind |  |  |  | 2016.0 | Javelina Wind Energy II LLC | U.S. Energy Information Administration | http://www.eia.gov/electricity/data/browser/ | U.S. Energy Information Administration | 70247 | 2019 |  |  |  | 69.982 | 772.3580000000001 | 798.214 | 756.144 | U.S. Energy Information Administration |  |  |  |  | 694.23 | HYDRO-V1 | HYDRO-V1 | HYDRO-V1 | HYDRO-V1 | HYDRO-V1 | 39.62%
USA | United States of America | Whitetail |  | USA0058021 | 92 | 27.4881 | -99.0053 | Wind |  |  |  | 2013.0 | Whitetail Wind Energy LLC | U.S. Energy Information Administration | http://www.eia.gov/electricity/data/browser/ | U.S. Energy Information Administration | 64444 | 2019 | 277.994 | 285.595 | 263.211 | 258.207 | 252.315 | 254.87300000000002 | 252.964 | U.S. Energy Information Administration |  | 326.87 | 310.28 | 273.40 | 286 | HYDRO-V1 | HYDRO-V1 | HYDRO-V1 | HYDRO-V1 | HYDRO-V1 | 35.49%
USA | United States of America | Cedro Hill Wind LLC |  | USA0057260 | 150 | 27.5761 | -98.9053 | Wind |  |  |  | 2011.0 | NRG Energy Gas & Wind Holdings Inc | U.S. Energy Information Administration | http://www.eia.gov/electricity/data/browser/ | U.S. Energy Information Administration | 61124 | 2019 | 514.184 | 519.889 | 475.295 | 486.736 | 510.426 | 497.683 | 489.489 | U.S. Energy Information Administration | 496.07 | 455.62 | 417.24 | 444.55 | 439.62 | HYDRO-V1 | HYDRO-V1 | HYDRO-V1 | HYDRO-V1 | HYDRO-V1 | 33.46%
USA | United States of America | Chapman Ranch Wind I |  | USA0059193 | 236 | 27.5925 | -97.5008 | Wind |  |  |  | 2017.0 | Chapman Ranch Wind LLC | U.S. Energy Information Administration | http://www.eia.gov/electricity/data/browser/ | U.S. Energy Information Administration |  | 2019 |  |  |  |  | 160.208 | 599.1270000000001 | 417.739 | U.S. Energy Information Administration |  |  |  |  | 693.06 | NO-ESTIMATION | NO-ESTIMATION | NO-ESTIMATION | NO-ESTIMATION | CAPACITY-FACTOR-V1 | 33.52%
USA | United States of America | Patriot Wind Farm |  | USA0058614 | 226.1 | 27.5928 | -97.6481 | Wind |  |  |  | 2019.0 | Avangrid Renewables LLC | U.S. Energy Information Administration | http://www.eia.gov/electricity/data/browser/ | U.S. Energy Information Administration |  | 2019 | [6 empty] | 375.292 | U.S. Energy Information Administration |  |  |  |  | 663.99 | HYDRO-V1 | HYDRO-V1 | HYDRO-V1 | HYDRO-V1 | HYDRO-V1 | 33.52%
USA | United States of America | Torrecillas Wind Energy LLC |  | USA0061969 | 300 | 27.6144 | -98.7945 | Wind |  |  |  | 2019.0 | Torrecillas Wind Energy LLC | U.S. Energy Information Administration | http://www.eia.gov/electricity/data/browser/ | U.S. Energy Information Administration |  | 2019 | [6 empty] | 966.586 | U.S. Energy Information Administration |  |  |  |  | 881.01 | NO-ESTIMATION | NO-ESTIMATION | NO-ESTIMATION | NO-ESTIMATION | CAPACITY-FACTOR-V1 | 33.52%
USA | United States of America | Harbor Wind LLC |  | USA0058424 | 9 | 27.8322 | -97.4403 | Wind |  |  |  | 2012.0 | Harbor Wind Tenant LLC | U.S. Energy Information Administration | http://www.eia.gov/electricity/data/browser/ | U.S. Energy Information Administration | 64544 | 2019 | 26.120160000000002 | 25.3 | 19.799 | 15.888 | 15.424 | 11.997 | 1.475 | U.S. Energy Information Administration | 32.10 | 30.26 | 23.98 | 23.52 | 23.19 | HYDRO-V1 | HYDRO-V1 | HYDRO-V1 | HYDRO-V1 | HYDRO-V1 | 29.41%
USA | United States of America | Papalote Creek I LLC |  | USA0056983 | 180 | 27.9386 | -97.4586 | Wind |  |  |  | 2009.0 | RWE Renewables Americas LLC | U.S. Energy Information Administration | http://www.eia.gov/electricity/data/browser/ | U.S. Energy Information Administration | 59083 | 2019 | 557.093 | 571.767 | 483.294 | 475.69100000000003 | 510.214 | 531.812 | 517.817 | U.S. Energy Information Administration | 522.87 | 508.61 | 456.69 | 481.49 | 485.31 | HYDRO-V1 | HYDRO-V1 | HYDRO-V1 | HYDRO-V1 | HYDRO-V1 | 30.78%
USA | United States of America | Midway Wind LLC |  | USA0061776 | 162.9 | 27.9550 | -97.3002 | Wind |  |  |  | 2019.0000000000002 | Midway Wind LLC | U.S. Energy Information Administration | http://www.eia.gov/electricity/data/browser/ | U.S. Energy Information Administration |  | 2019 | [6 empty] | 178.615 | U.S. Energy Information Administration |  |  |  |  | 478.39 | HYDRO-V1 | HYDRO-V1 | HYDRO-V1 | HYDRO-V1 | HYDRO-V1 | 33.52%
USA | United States of America | Papalote Creek II LLC |  | USA0057212 | 200.1 | 27.9958 | -97.2967 | Wind |  |  |  | 2011.0 | RWE Renewables Americas LLC | U.S. Energy Information Administration | http://www.eia.gov/electricity/data/browser/ | U.S. Energy Information Administration | 59083 | 2019 | 629.2520000000001 | 652.243 | 550.354 | 509.267 | 567.442 | 593.133 | 556.991 | U.S. Energy Information Administration | 690.76 | 608.24 | 575.72 | 571.94 | 576.36 | HYDRO-V1 | HYDRO-V1 | HYDRO-V1 | HYDRO-V1 | HYDRO-V1 | 32.88%
USA | United States of America | Karankawa Wind LLC |  | USA0061343 | 307.1 | 28.1093 | -97.7505 | Wind |  |  |  | 2019.0 | Avangrid Renewables LLC | U.S. Energy Information Administration | http://www.eia.gov/electricity/data/browser/ | U.S. Energy Information Administration |  | 2019 | [6 empty] | 111.422 | U.S. Energy Information Administration |  |  |  |  | 901.87 | HYDRO-V1 | HYDRO-V1 | HYDRO-V1 | HYDRO-V1 | HYDRO-V1 | 33.52%
USA | United States of America | Anacacho Wind Farm LLC |  | USA0058000 | 99.8 | 29.2347 | -100.2092 | Wind |  |  |  | 2013.0 | RWE Renewables Americas LLC | U.S. Energy Information Administration | http://www.eia.gov/electricity/data/browser/ | U.S. Energy Information Administration | 64478 | 2019 | 329.92900000000003 | 355.22700000000003 | 326.909 | 338.846 | 332.71500000000003 | 328.79200000000003 | 327.914 | U.S. Energy Information Administration |  | 344.44 | 335.58 | 296.22 | 277.62 | NO-ESTIMATION | NO-ESTIMATION | NO-ESTIMATION | NO-ESTIMATION | CAPACITY-FACTOR-V1 | 31.76%
USA | United States of America | Rocksprings |  | USA0060217 | 149.3 | 29.7275 | -100.7943 | Wind |  |  |  | 2017.0 | Rocksprings Val Verde Wind LLC | U.S. Energy Information Administration | http://www.eia.gov/electricity/data/browser/ | U.S. Energy Information Administration |  | 2019 |  |  |  |  | 116.59700000000001 | 506.40500000000003 | 513.105 | U.S. Energy Information Administration |  |  |  |  | 438.45 | NO-ESTIMATION | NO-ESTIMATION | NO-ESTIMATION | NO-ESTIMATION | CAPACITY-FACTOR-V1 | 33.52%
USA | United States of America | Ranchero Wind Farm LLC |  | USA0062259 | 300 | 30.5949 | -101.4530 | Wind |  |  |  | 2019.0 | Ranchero Wind Farm LLC | U.S. Energy Information Administration | http://www.eia.gov/electricity/data/browser/ | U.S. Energy Information Administration |  | 2019 | [6 empty] | 207.176 | U.S. Energy Information Administration |  |  |  |  | 881.01 | NO-ESTIMATION | NO-ESTIMATION | NO-ESTIMATION | NO-ESTIMATION | CAPACITY-FACTOR-V1 | 33.52%
USA | United States of America | Sherbino II |  | USA0057415 | 145 | 30.7726 | -102.5058 | Wind |  |  |  | 2011.0 | Sherbino II Wind Farm LLC | U.S. Energy Information Administration | http://www.eia.gov/electricity/data/browser/ | U.S. Energy Information Administration | 58011 | 2019 | 113.869 | 421.564 | 406.442 | 442.632 | 405.821 | 301.165 | 128.345 | U.S. Energy Information Administration | 500.40 | 493.10 | 444.01 | 437.58 | 422.53 | HYDRO-V1 | HYDRO-V1 | HYDRO-V1 | HYDRO-V1 | HYDRO-V1 | 33.26%
USA | United States of America | Desert Sky |  | USA0055992 | 167.7 | 30.9178 | -102.0867 | Wind |  |  |  | 2002.0 | Desert Sky Wind Farm LP | U.S. Energy Information Administration | http://www.eia.gov/electricity/data/browser/ | U.S. Energy Information Administration | 47737 | 2019 | 459.36400000000003 | 503.589 | 439.295 | 420.521 | 400.858 | 422.766 | 528.672 | U.S. Energy Information Administration | 559.11 | 460.56 | 399.78 | 415.63 | 423.52 | HYDRO-V1 | HYDRO-V1 | HYDRO-V1 | HYDRO-V1 | HYDRO-V1 | 28.83%
USA | United States of America | NWP Indian Mesa Wind Farm |  | USA0055747 | 82.5 | 30.9315 | -102.2014 | Wind |  |  |  | 2001.0 | NWP Indian Mesa Wind Farm LP | U.S. Energy Information Administration | http://www.eia.gov/electricity/data/browser/ | U.S. Energy Information Administration | 47100 | 2019 | 219.693 | 223.91400000000002 | 168.091 | 152.68 | 175.949 | 149.851 | 208.256 | U.S. Energy Information Administration | 230.03 | 230.27 | 167.45 | 164.84 | 198.95 | NO-ESTIMATION | NO-ESTIMATION | NO-ESTIMATION | NO-ESTIMATION | CAPACITY-FACTOR-V1 | 27.53%
USA | United States of America | Woodward Mountain I |  | USA0055796 | 82 | 30.9514 | -102.4141 | Wind |  |  |  | 2001.0 | Pecos Wind I LP | U.S. Energy Information Administration | http://www.eia.gov/electricity/data/browser/ | U.S. Energy Information Administration | 34497 | 2019 | 188.866 | 197.038 | 167.987 | 163.82500000000002 | 159.298 | 142.90200000000002 | 150.969 | U.S. Energy Information Administration | 244.06 | 227.40 | 175.32 | 163.84 | 197.75 | NO-ESTIMATION | NO-ESTIMATION | NO-ESTIMATION | NO-ESTIMATION | NO-ESTIMATION | 27.53%
USA | United States of America | Woodward Mountain II |  | USA0055795 | 78 | 30.9514 | -102.4141 | Wind |  |  |  | 2001.0 | Pecos Wind II LP | U.S. Energy Information Administration | http://www.eia.gov/electricity/data/browser/ | U.S. Energy Information Administration | 34497 | 2019 | 188.196 | 185.401 | 154.791 | 149.046 | 159.298 | 109.129 | 143.604 | U.S. Energy Information Administration | 227.08 | 211.22 | 166.77 | 155.85 | 188.1 | HYDRO-V1 | HYDRO-V1 | HYDRO-V1 | HYDRO-V1 | HYDRO-V1 | 27.53%
USA | United States of America | Live Oak Wind Project |  | USA0061782 | 199.5 | 31.0486 | -100.6231 | Wind |  |  |  | 2019.0 | Engie North America | U.S. Energy Information Administration | http://www.eia.gov/electricity/data/browser/ | U.S. Energy Information Administration |  | 2019 | [6 empty] | 679.76 | U.S. Energy Information Administration |  |  |  |  | 585.87 | NO-ESTIMATION | NO-ESTIMATION | NO-ESTIMATION | NO-ESTIMATION | CAPACITY-FACTOR-V1 | 33.52%
USA | United States of America | Langford Wind Power |  | USA0057153 | 150 | 31.0854 | -100.6788 | Wind |  |  |  | 2010.0 | Langford Wind Power LLC | U.S. Energy Information Administration | http://www.eia.gov/electricity/data/browser/ | U.S. Energy Information Administration | 59502 | 2019 | 533.791 | 554.71 | 490.369 | 527.791 | 513.782 | 500.369 | 398.004 | U.S. Energy Information Administration | 570.82 | 557.77 | 444.90 | 503.56 | 474.24 | HYDRO-V1 | HYDRO-V1 | HYDRO-V1 | HYDRO-V1 | HYDRO-V1 | 36.09%
USA | United States of America | Cactus Flats Wind Energy Project |  | USA0061001 | 148.4 | 31.1125 | -100.0281 | Wind |  |  |  | 2018.0 | Southern Power Co | U.S. Energy Information Administration | http://www.eia.gov/electricity/data/browser/ | U.S. Energy Information Administration |  | 2019 | [5 empty] | 201.594 | 517.719 | U.S. Energy Information Administration |  |  |  |  | 435.81 | HYDRO-V1 | HYDRO-V1 | HYDRO-V1 | HYDRO-V1 | HYDRO-V1 | 33.52%
USA | United States of America | Santa Rita Wind Energy |  | USA0060987 | 300 | 31.1814 | -101.3188 | Wind |  |  |  | 2018.0 | BHE Renewables LLC | U.S. Energy Information Administration | http://www.eia.gov/electricity/data/browser/ | U.S. Energy Information Administration |  | 2019 |  |  |  |  | 0.11800000000000001 | 916.139 | 1366.644 | U.S. Energy Information Administration |  |  |  |  | 881.01 | HYDRO-V1 | HYDRO-V1 | HYDRO-V1 | HYDRO-V1 | HYDRO-V1 | 33.52%
USA | United States of America | Santa Rita East |  | USA0062038 | 302.4 | 31.2080 | -101.1108 | Wind |  |  |  | 2019.0 | Invenergy Services LLC | U.S. Energy Information Administration | http://www.eia.gov/electricity/data/browser/ | U.S. Energy Information Administration |  | 2019 | [6 empty] | 645.283 | U.S. Energy Information Administration |  |  |  |  | 888.06 | HYDRO-V1 | HYDRO-V1 | HYDRO-V1 | HYDRO-V1 | HYDRO-V1 | 33.52%
USA | United States of America | King Mountain Wind Ranch 1 |  | USA0055581 | 278 | 31.2092 | -102.2417 | Wind |  |  |  | 2001.0 | FPL Energy Upton Wind LP | U.S. Energy Information Administration | http://www.eia.gov/electricity/data/browser/ | U.S. Energy Information Administration |  | 2019 | 616.942 | 662.7230000000001 | 512.493 | 468.867 | 462.136 | 312.76 | 504.28 | U.S. Energy Information Administration | 664.06 | 636.25 | 444.46 | 440.32 | 570.45 | SOLAR-V1-NO-AGE | SOLAR-V1-NO-AGE | SOLAR-V1-NO-AGE | SOLAR-V1-NO-AGE | SOLAR-V1-NO-AGE | 23.42%
USA | United States of America | Rattlesnake Power LLC |  | USA0060743 | 160 | 31.3603 | -99.5514 | Wind |  |  |  | 2018.0 | Rattlesnake Power LLC | U.S. Energy Information Administration | http://www.eia.gov/electricity/data/browser/ | U.S. Energy Information Administration |  | 2019 | [5 empty] | 382.07619 | 599.641 | U.S. Energy Information Administration |  |  |  |  | 469.87 | SOLAR-V1-NO-AGE | SOLAR-V1-NO-AGE | SOLAR-V1-NO-AGE | SOLAR-V1-NO-AGE | SOLAR-V1-NO-AGE | 33.52%
USA | United States of America | Goldthwaite Wind Energy Facility |  | USA0058321 | 150 | 31.3833 | -98.4667 | Wind |  |  |  | 2014.0 | Invenergy Services LLC | U.S. Energy Information Administration | http://www.eia.gov/electricity/data/browser/ | U.S. Energy Information Administration | 66862 | 2019 | 21.451 | 536.142 | 473.317 | 549.366 | 561.145 | 550.041 | 544.73 | U.S. Energy Information Administration |  |  | 489.58 | 512.16 | 465.9 | SOLAR-V1-NO-AGE | SOLAR-V1-NO-AGE | SOLAR-V1-NO-AGE | SOLAR-V1-NO-AGE | SOLAR-V1-NO-AGE | 35.46%
USA | United States of America | Flat Top Wind I |  | USA0061212 | 200 | 31.6845 | -98.6034 | Wind |  |  |  | 2018.0 | Flat Top Wind I LLC | U.S. Energy Information Administration | http://www.eia.gov/electricity/data/browser/ | U.S. Energy Information Administration |  | 2019 | [5 empty] | 635.081 | 880.834 | U.S. Energy Information Administration |  |  |  |  | 587.34 | SOLAR-V1-NO-AGE | SOLAR-V1-NO-AGE | SOLAR-V1-NO-AGE | SOLAR-V1-NO-AGE | SOLAR-V1-NO-AGE | 33.52%
USA | United States of America | Bearkat |  | USA0059972 | 196.7 | 31.7272 | -101.5820 | Wind |  |  |  | 2018.0 | Bearkat Wind Energy 1 LLC | U.S. Energy Information Administration | http://www.eia.gov/electricity/data/browser/ | U.S. Energy Information Administration |  | 2019 | [5 empty] | 727.476 | 753.769 | U.S. Energy Information Administration |  |  |  |  | 577.65 | SOLAR-V1-NO-AGE | SOLAR-V1-NO-AGE | SOLAR-V1-NO-AGE | SOLAR-V1-NO-AGE | SOLAR-V1-NO-AGE | 33.52%
USA | United States of America | Rattlesnake Den |  | USA0059943 | 207.2 | 31.7432 | -101.4934 | Wind |  |  |  | 2015.0 | SunEdison LLC | U.S. Energy Information Administration | http://www.eia.gov/electricity/data/browser/ | U.S. Energy Information Administration | 67252 | 2019 |  |  | 368.498 | 884.015 | 878.567 | 803.971 | 718.216 | U.S. Energy Information Administration |  |  |  | 826.25 | 728.82 | SOLAR-V1-NO-AGE | SOLAR-V1-NO-AGE | SOLAR-V1-NO-AGE | SOLAR-V1-NO-AGE | SOLAR-V1-NO-AGE | 40.15%
USA | United States of America | Logans Gap Wind LLC |  | USA0059442 | 200.1 | 31.8225 | -98.6906 | Wind |  |  |  | 2015.0 | Pattern Operators LP | U.S. Energy Information Administration | http://www.eia.gov/electricity/data/browser/ | U.S. Energy Information Administration |  | 2019 |  |  | 256.689 | 709.4300000000001 | 655.742 | 683.265 | 677.203 | U.S. Energy Information Administration |  |  |  | 690.72 | 687.19 | HYDRO-V1 | HYDRO-V1 | HYDRO-V1 | HYDRO-V1 | HYDRO-V1 | 39.2%
USA | United States of America | Panther Creek Wind Farm II |  | USA0056921 | 115.5 | 31.9361 | -101.2983 | Wind |  |  |  | 2009.0 | RWE Renewables Americas LLC | U.S. Energy Information Administration | http://www.eia.gov/electricity/data/browser/ | U.S. Energy Information Administration | 58741 | 2019 | 384.228 | 413.257 | 350.383 | 375.67 | 374.504 | 370.391 | 324.583 | U.S. Energy Information Administration | 393.81 | 398.02 | 342.03 | 361.88 | 386.16 | NO-ESTIMATION | NO-ESTIMATION | NO-ESTIMATION | NO-ESTIMATION | CAPACITY-FACTOR-V1 | 38.17%
USA | United States of America | Goat Wind LP |  | USA0056754 | 149.6 | 31.9519 | -100.7914 | Wind |  |  |  | 2008.4652406417115 | NRG Energy Gas & Wind Holdings Inc | U.S. Energy Information Administration | http://www.eia.gov/electricity/data/browser/ | U.S. Energy Information Administration |  | 2019 | 422.192 | 425.485 | 360.90000000000003 | 415.969 | 417.116 | 414.011 | 402.866 | U.S. Energy Information Administration | 493.04 | 482.19 | 395.74 | 441.59 | 414.69 | NO-ESTIMATION | NO-ESTIMATION | NO-ESTIMATION | NO-ESTIMATION | CAPACITY-FACTOR-V1 | 31.64%
USA | United States of America | Capricorn Ridge Wind LLC |  | USA0056763 | 662.5 | 31.9520 | -101.0189 | Wind |  |  |  | 2007.4505660377358 | Capricorn Ridge Wind LLC | U.S. Energy Information Administration | http://www.eia.gov/electricity/data/browser/ | U.S. Energy Information Administration | 57161 | 2019 | 1983.817 | 2066.584 | 1659.5240000000001 | 1829.154 | 1821.192 | 2183.532 | 2237.527 | U.S. Energy Information Administration | 2319.01 | 2024.83 | 1774.13 | 1965.66 | 1975.02 | HYDRO-V1 | HYDRO-V1 | HYDRO-V1 | HYDRO-V1 | HYDRO-V1 | 34.03%
USA | United States of America | Sand Bluff Wind Farm |  | USA0056479 | 90 | 31.9914 | -101.3026 | Wind |  |  |  | 2007.0 | RWE Renewables Americas LLC | U.S. Energy Information Administration | http://www.eia.gov/electricity/data/browser/ | U.S. Energy Information Administration | 55925 | 2019 | 255.566 | 265.943 | 240.20000000000002 | 154.794 | 176.124 | 204.621 | 215.241 | U.S. Energy Information Administration | 278.36 | 289.02 | 253.67 | 260.64 | 280.15 | HYDRO-V1 | HYDRO-V1 | HYDRO-V1 | HYDRO-V1 | HYDRO-V1 | 35.53%
USA | United States of America | Panther Creek Wind Farm Three |  | USA0056979 | 199.5 | 31.9925 | -101.1167 | Wind |  |  |  | 2009.0 | RWE Renewables Americas LLC | U.S. Energy Information Administration | http://www.eia.gov/electricity/data/browser/ | U.S. Energy Information Administration | 58741 | 2019 | 643.393 | 690.086 | 577.604 | 616.994 | 608.0600000000001 | 581.714 | 599.633 | U.S. Energy Information Administration | 644.99 | 661.85 | 577.66 | 600.92 | 660.82 | HYDRO-V1 | HYDRO-V1 | HYDRO-V1 | HYDRO-V1 | HYDRO-V1 | 37.81%
USA | United States of America | Notrees Windpower Hybrid |  | USA0056961 | 188.5 | 31.9950 | -102.8283 | Wind | Storage |  |  | 2009.763925729443 | Duke Energy DEGS Notrees | U.S. Energy Information Administration | http://www.eia.gov/electricity/data/browser/ | U.S. Energy Information Administration | 55701 | 2019 | 0.0 | 0.0 | 389.735 | 411.82 | 422.504 | 396.784 | 394.344 | U.S. Energy Information Administration | 581.96 | 568.60 | 515.21 | 533.72 | 533.76 | HYDRO-V1 | HYDRO-V1 | HYDRO-V1 | HYDRO-V1 | HYDRO-V1 | 32.32%
USA | United States of America | Forest Creek Wind Farm LLC |  | USA0056394 | 124.2 | 32.0390 | -101.2200 | Wind |  |  |  | 2007.0 | RWE Renewables Americas LLC | U.S. Energy Information Administration | http://www.eia.gov/electricity/data/browser/ | U.S. Energy Information Administration | 54782 | 2019 | 395.40500000000003 | 425.923 | 363.553 | 308.508 | 386.462 | 367.11 | 335.782 | U.S. Energy Information Administration | 384.53 | 400.16 | 345.78 | 361.65 | 386.24 | NO-ESTIMATION | NO-ESTIMATION | NO-ESTIMATION | NO-ESTIMATION | NO-ESTIMATION | 35.5%
USA | United States of America | Panther Creek Wind Farm I |  | USA0056920 | 142.5 | 32.1008 | -101.4514 | Wind |  |  |  | 2008.0 | RWE Renewables Americas LLC | U.S. Energy Information Administration | http://www.eia.gov/electricity/data/browser/ | U.S. Energy Information Administration | 58741 | 2019 | 486.736 | 525.144 | 439.962 | 485.119 | 478.407 | 475.88 | 422.203 | U.S. Energy Information Administration | 511.52 | 457.08 | 406.77 | 448.84 | 440.3 | HYDRO-V1 | HYDRO-V1 | HYDRO-V1 | HYDRO-V1 | HYDRO-V1 | 35.27%
USA | United States of America | Ocotillo Windpower |  | USA0056959 | 58.8 | 32.1217 | -101.3853 | Wind |  |  |  | 2008.0 | Duke Energy DEGS Ocotillo | U.S. Energy Information Administration | http://www.eia.gov/electricity/data/browser/ | U.S. Energy Information Administration | 55702 | 2019 | 145.999 | 159.88 | 134.254 | 136.02 | 145.153 | 131.943 | 98.167 | U.S. Energy Information Administration | 207.00 | 185.72 | 168.66 | 173.70 | 178.28 | HYDRO-V1 | HYDRO-V1 | HYDRO-V1 | HYDRO-V1 | HYDRO-V1 | 34.61%
USA | United States of America | Elbow Creek Wind Project LLC |  | USA0056783 | 121.9 | 32.1408 | -101.3986 | Wind |  |  |  | 2009.0 | Elbow Creek Wind Project LLC | U.S. Energy Information Administration | http://www.eia.gov/electricity/data/browser/ | U.S. Energy Information Administration | 58217 | 2019 | 366.516 | 365.008 | 343.48900000000003 | 355.282 | 325.883 | 312.234 | 260.953 | U.S. Energy Information Administration | 446.94 | 396.56 | 353.12 | 375.15 | 361.83 | NO-ESTIMATION | NO-ESTIMATION | NO-ESTIMATION | NO-ESTIMATION | CAPACITY-FACTOR-V1 | 33.88%
USA | United States of America | Turkey Track Wind Energy LLC |  | USA0056774 | 169.5 | 32.1981 | -100.2686 | Wind |  |  |  | 2008.0 | Invenergy Services LLC | U.S. Energy Information Administration | http://www.eia.gov/electricity/data/browser/ | U.S. Energy Information Administration | 58736 | 2019 | 514.226 | 524.493 | 436.788 | 501.97200000000004 | 503.306 | 494.971 | 440.277 | U.S. Energy Information Administration | 534.77 | 570.52 | 435.95 | 496.92 | 491.54 | SOLAR-V1-NO-AGE | SOLAR-V1-NO-AGE | SOLAR-V1-NO-AGE | SOLAR-V1-NO-AGE | SOLAR-V1-NO-AGE | 33.1%
USA | United States of America | Big Spring Wind Power Facility |  | USA0054979 | 34.3 | 32.2075 | -101.3883 | Wind |  |  |  | 1999.0 | Terra-Gen Operating Co-Wind | U.S. Energy Information Administration | http://www.eia.gov/electricity/data/browser/ | U.S. Energy Information Administration | 27535 | 2019 | 77.283 | 85.997 | 72.854 | 69.842 | 54.863 | 36.747 | 65.121 | U.S. Energy Information Administration | 98.17 | 87.62 | 75.16 | 74.84 | 69.1 | HYDRO-V1 | HYDRO-V1 | HYDRO-V1 | HYDRO-V1 | HYDRO-V1 | 23%
USA | United States of America | Sweetwater Wind 5 |  | USA0056372 | 80.5 | 32.2369 | -100.4833 | Wind |  |  |  | 2008.0 | Leeward Asset Management LLC | U.S. Energy Information Administration | http://www.eia.gov/electricity/data/browser/ | U.S. Energy Information Administration | 57925 | 2019 | 238.53300000000002 | 249.477 | 206.118 | 238.264 | 229.886 | 215.556 | 217.876 | U.S. Energy Information Administration | 269.13 | 248.47 | 220.03 | 241.99 | 241.04 | NO-ESTIMATION | NO-ESTIMATION | NO-ESTIMATION | NO-ESTIMATION | CAPACITY-FACTOR-V1 | 34.18%
USA | United States of America | Gunsight Mountain Wind Energy LLC |  | USA0056776 | 120 | 32.2403 | -101.4736 | Wind |  |  |  | 2016.0 | Invenergy Services LLC | U.S. Energy Information Administration | http://www.eia.gov/electricity/data/browser/ | U.S. Energy Information Administration |  | 2019 |  |  |  | 258.814 | 501.3 | 506.572 | 508.947 | U.S. Energy Information Administration |  |  |  |  | 462.62 | NO-ESTIMATION | NO-ESTIMATION | NO-ESTIMATION | NO-ESTIMATION | CAPACITY-FACTOR-V1 | 44.01%
USA | United States of America | Buffalo Gap 3 Wind Farm |  | USA0056638 | 170.2 | 32.2878 | -100.1000 | Wind |  |  |  | 2008.0 | AES Wind Generation Inc | U.S. Energy Information Administration | http://www.eia.gov/electricity/data/browser/ | U.S. Energy Information Administration | 54048 | 2019 | 489.721 | 512.171 | 422.084 | 464.68 | 473.993 | 485.413 | 469.951 | U.S. Energy Information Administration | 544.42 | 512.92 | 447.16 | 498.00 | 503.22 | NO-ESTIMATION | NO-ESTIMATION | NO-ESTIMATION | NO-ESTIMATION | CAPACITY-FACTOR-V1 | 33.75%
USA | United States of America | Sweetwater Wind 3 LLC |  | USA0056311 | 135 | 32.2908 | -100.4219 | Wind |  |  |  | 2006.0 | Leeward Asset Management LLC | U.S. Energy Information Administration | http://www.eia.gov/electricity/data/browser/ | U.S. Energy Information Administration | 51344 | 2019 | 462.095 | 448.344 | 373.19100000000003 | 420.76300000000003 | 402.069 | 431.476 | 436.509 | U.S. Energy Information Administration | 412.82 | 406.87 | 359.13 | 404.74 | 407.7 | NO-ESTIMATION | NO-ESTIMATION | NO-ESTIMATION | NO-ESTIMATION | CAPACITY-FACTOR-V1 | 34.47%
USA | United States of America | Callahan Divide Wind Energy Center |  | USA0056270 | 114 | 32.3039 | -100.0217 | Wind |  |  |  | 2005.0 | FPL Energy Callahan Wind LLC | U.S. Energy Information Administration | http://www.eia.gov/electricity/data/browser/ | U.S. Energy Information Administration | 53561 | 2019 | 376.851 | 404.579 | 334.957 | 361.902 | 368.607 | 422.634 | 426.623 | U.S. Energy Information Administration | 334.79 | 339.54 | 300.41 | 347.91 | 320.48 | NO-ESTIMATION | NO-ESTIMATION | NO-ESTIMATION | NO-ESTIMATION | CAPACITY-FACTOR-V1 | 32.09%
USA | United States of America | Buffalo Gap Wind Farm |  | USA0056240 | 120.6 | 32.3116 | -100.0616 | Wind |  |  |  | 2006.0 | AES Wind Generation Inc | U.S. Energy Information Administration | http://www.eia.gov/electricity/data/browser/ | U.S. Energy Information Administration | 54048 | 2019 | 374.189 | 385.083 | 324.844 | 349.474 | 361.998 | 353.033 | 358.357 | U.S. Energy Information Administration | 364.25 | 358.33 | 333.79 | 355.38 | 407.01 | NO-ESTIMATION | NO-ESTIMATION | NO-ESTIMATION | NO-ESTIMATION | CAPACITY-FACTOR-V1 | 38.53%
USA | United States of America | Sweetwater Wind 4 LLC |  | USA0056337 | 241 | 32.3122 | -100.5303 | Wind |  |  |  | 2007.0 | Leeward Asset Management LLC | U.S. Energy Information Administration | http://www.eia.gov/electricity/data/browser/ | U.S. Energy Information Administration | 57925 | 2019 | 706.289 | 720.417 | 609.58 | 690.042 | 685.549 | 694.82 | 705.307 | U.S. Energy Information Administration | 782.91 | 694.29 | 637.85 | 735.10 | 647.3 | HYDRO-V1 | HYDRO-V1 | HYDRO-V1 | HYDRO-V1 | HYDRO-V1 | 30.66%
USA | United States of America | Buffalo Gap 2 Wind Farm |  | USA0056484 | 232.5 | 32.3182 | -100.1770 | Wind |  |  |  | 2007.0 | AES Wind Generation Inc | U.S. Energy Information Administration | http://www.eia.gov/electricity/data/browser/ | U.S. Energy Information Administration | 54048 | 2019 | 680.246 | 705.214 | 595.982 | 673.3770000000001 | 650.578 | 623.62 | 609.08 | U.S. Energy Information Administration | 712.60 | 674.56 | 628.10 | 707.82 | 716.12 | HYDRO-V1 | HYDRO-V1 | HYDRO-V1 | HYDRO-V1 | HYDRO-V1 | 35.16%
USA | United States of America | Silver Star I Wind Power Project |  | USA0056771 | 60 | 32.3387 | -98.4761 | Wind |  |  |  | 2008.0 | Silver Star I Power Partners LLC | U.S. Energy Information Administration | http://www.eia.gov/electricity/data/browser/ | U.S. Energy Information Administration | 57622 | 2019 | 172.757 | 182.605 | 163.47 | 173.901 | 146.565 | 127.86500000000001 | 56.931 | U.S. Energy Information Administration | 181.77 | 194.14 | 168.31 | 173.20 | 170.18 | NO-ESTIMATION | NO-ESTIMATION | NO-ESTIMATION | NO-ESTIMATION | CAPACITY-FACTOR-V1 | 32.38%
USA | United States of America | Sweetwater Wind 2 LLC |  | USA0056212 | 98.8 | 32.3472 | -100.3703 | Wind |  |  |  | 2005.0 | Leeward Asset Management LLC | U.S. Energy Information Administration | http://www.eia.gov/electricity/data/browser/ | U.S. Energy Information Administration |  | 2019 | 307.886 | 323.607 | 283.044 | 297.092 | 256.576 | 366.172 | 364.634 | U.S. Energy Information Administration | 332.62 | 306.32 | 270.20 | 314.29 | 273.99 | HYDRO-V1 | HYDRO-V1 | HYDRO-V1 | HYDRO-V1 | HYDRO-V1 | 31.66%
USA | United States of America | Sweetwater Wind 1 LLC |  | USA0056211 | 37.5 | 32.3606 | -100.3389 | Wind |  |  |  | 2004.0 | Leeward Asset Management LLC | U.S. Energy Information Administration | http://www.eia.gov/electricity/data/browser/ | U.S. Energy Information Administration | 51344 | 2019 | 114.99000000000001 | 125.72200000000001 | 109.446 | 114.33 | 97.304 | 141.733 | 150.322 | U.S. Energy Information Administration | 123.70 | 107.96 | 98.50 | 98.44 | 96.85 | HYDRO-V1 | HYDRO-V1 | HYDRO-V1 | HYDRO-V1 | HYDRO-V1 | 29.48%
USA | United States of America | Buckthorn Wind Project |  | USA0060983 | 100.5 | 32.3713 | -98.3774 | Wind |  |  |  | 2018.0 | Buckthorn Wind Project LLC | U.S. Energy Information Administration | http://www.eia.gov/electricity/data/browser/ | U.S. Energy Information Administration |  | 2019 |  |  |  |  | 25.811 | 363.913 | 408.566 | U.S. Energy Information Administration |  |  |  |  | 295.14 | SOLAR-V1-NO-AGE | SOLAR-V1-NO-AGE | SOLAR-V1-NO-AGE | SOLAR-V1-NO-AGE | SOLAR-V1-NO-AGE | 33.52%
USA | United States of America | Champion Wind Farm LLC |  | USA0056592 | 126.5 | 32.3983 | -100.6481 | Wind |  |  |  | 2008.0 | RWE Renewables Americas LLC | U.S. Energy Information Administration | http://www.eia.gov/electricity/data/browser/ | U.S. Energy Information Administration | 63212 | 2019 | 393.195 | 406.486 | 349.128 | 308.25 | 366.144 | 377.206 | 364.32 | U.S. Energy Information Administration | 436.86 | 407.08 | 352.66 | 373.53 | 377.26 | HYDRO-V1 | HYDRO-V1 | HYDRO-V1 | HYDRO-V1 | HYDRO-V1 | 34.04%
USA | United States of America | South Trent Wind Farm |  | USA0056649 | 101.2 | 32.4081 | -100.1286 | Wind |  |  |  | 2009.0000000000002 | NRG Energy Inc | U.S. Energy Information Administration | http://www.eia.gov/electricity/data/browser/ | U.S. Energy Information Administration | 57799 | 2019 | 333.272 | 346.882 | 300.271 | 338.265 | 322.048 | 314.914 | 294.217 | U.S. Energy Information Administration | 380.76 | 330.00 | 286.40 | 321.60 | 311.16 | NO-ESTIMATION | NO-ESTIMATION | NO-ESTIMATION | NO-ESTIMATION | CAPACITY-FACTOR-V1 | 35.1%
USA | United States of America | Trent Wind Farm LP |  | USA0055968 | 152 | 32.4301 | -100.2357 | Wind |  |  |  | 2001.0 | Trent Wind Farm LP | U.S. Energy Information Administration | http://www.eia.gov/electricity/data/browser/ | U.S. Energy Information Administration |  | 2019 | 451.205 | 437.981 | 376.42400000000004 | 425.092 | 403.052 | 366.325 | 580.089 | U.S. Energy Information Administration | 432.46 | 398.99 | 316.99 | 409.00 | 394.03 | NO-ESTIMATION | NO-ESTIMATION | NO-ESTIMATION | NO-ESTIMATION | CAPACITY-FACTOR-V1 | 29.59%
USA | United States of America | Loraine Windpark Project LLC |  | USA0057303 | 150 | 32.4375 | -100.7444 | Wind |  |  |  | 2009.0 | Loraine Windpower Project | U.S. Energy Information Administration | http://www.eia.gov/electricity/data/browser/ | U.S. Energy Information Administration | 58485 | 2019 | 445.434 | 446.478 | 393.338 | 427.47700000000003 | 407.677 | 418.716 | 415.504 | U.S. Energy Information Administration | 560.73 | 504.53 | 428.03 | 469.44 | 462.97 | HYDRO-V1 | HYDRO-V1 | HYDRO-V1 | HYDRO-V1 | HYDRO-V1 | 35.23%
USA | United States of America | Inadale Wind Farm LLC Hybrid |  | USA0056984 | 206.9 | 32.4969 | -100.5797 | Wind | Storage |  |  | 2009.4306428226196 | RWE Renewables Americas LLC | U.S. Energy Information Administration | http://www.eia.gov/electricity/data/browser/ | U.S. Energy Information Administration | 58739 | 2019 | 549.3000000000001 | 592.687 | 495.005 | 539.177 | 0.0 | 0.0 | 536.092 | U.S. Energy Information Administration | 663.07 | 637.17 | 570.42 | 589.26 | 582.55 | HYDRO-V1 | HYDRO-V1 | HYDRO-V1 | HYDRO-V1 | HYDRO-V1 | 32.14%
USA | United States of America | Post Oak Wind LLC |  | USA0056483 | 200 | 32.5144 | -99.6564 | Wind |  |  |  | 2008.0 | Mesquite Wind LLC | U.S. Energy Information Administration | http://www.eia.gov/electricity/data/browser/ | U.S. Energy Information Administration |  | 2019 | 585.586 | 614.093 | 539.909 | 569.491 | 554.392 | 523.856 | 528.253 | U.S. Energy Information Administration | 689.46 | 638.09 | 538.17 | 603.94 | 606.51 | NO-ESTIMATION | NO-ESTIMATION | NO-ESTIMATION | NO-ESTIMATION | CAPACITY-FACTOR-V1 | 34.62%
USA | United States of America | Macho Springs Power I |  | USA0057947 | 50.4 | 32.5543 | -107.5093 | Wind |  |  |  | 2011.0 | Capital Power Corporation | U.S. Energy Information Administration | http://www.eia.gov/electricity/data/browser/ | U.S. Energy Information Administration | 62844 | 2019 | 128.267 | 117.766 | 109.38 | 133.28900000000002 | 126.435 | 126.569 | 132.292 | U.S. Energy Information Administration | 165.57 | 140.34 | 127.45 | 139.08 | 137.07 | NO-ESTIMATION | NO-ESTIMATION | NO-ESTIMATION | NO-ESTIMATION | CAPACITY-FACTOR-V1 | 31.05%
USA | United States of America | Pyron Wind Farm LLC Hybrid |  | USA0056981 | 258.9 | 32.5886 | -100.6728 | Wind | Storage |  |  | 2009.3441483198148 | RWE Renewables Americas LLC | U.S. Energy Information Administration | http://www.eia.gov/electricity/data/browser/ | U.S. Energy Information Administration | 63213 | 2019 | 775.605 | 811.344 | 706.057 | 772.988 | 712.817 | 734.913 | 755.171 | U.S. Energy Information Administration | 897.32 | 771.47 | 716.40 | 758.75 | 718.3 | HYDRO-V1 | HYDRO-V1 | HYDRO-V1 | HYDRO-V1 | HYDRO-V1 | 31.67%
USA | United States of America | Mesquite Wind Power LLC |  | USA0056395 | 200 | 32.6256 | -99.4928 | Wind |  |  |  | 2007.0 | Mesquite Wind LLC | U.S. Energy Information Administration | http://www.eia.gov/electricity/data/browser/ | U.S. Energy Information Administration |  | 2019 | 559.618 | 575.256 | 505.19 | 540.048 | 528.302 | 492.902 | 512.158 | U.S. Energy Information Administration | 663.18 | 601.20 | 537.42 | 610.37 | 557.59 | HYDRO-V1 | HYDRO-V1 | HYDRO-V1 | HYDRO-V1 | HYDRO-V1 | 31.83%
USA | United States of America | Mesquite Creek Wind |  | USA0059332 | 211.2 | 32.7000 | -101.7411 | Wind |  |  |  | 2015.0 | Mesquite Creek Wind LLC | U.S. Energy Information Administration | http://www.eia.gov/electricity/data/browser/ | U.S. Energy Information Administration |  | 2019 |  |  | 552.915 | 727.86 | 690.551 | 759.1320000000001 | 691 | U.S. Energy Information Administration |  |  |  | 760.33 | 790.04 | SOLAR-V1-NO-AGE | SOLAR-V1-NO-AGE | SOLAR-V1-NO-AGE | SOLAR-V1-NO-AGE | SOLAR-V1-NO-AGE | 42.7%
USA | United States of America | Golden Acorn Casino |  | USA0059328 | 1 | 32.7021 | -116.3546 | Wind |  |  |  | 2014.0 | Foundation CA Fund VII Manager LLC | U.S. Energy Information Administration | http://www.eia.gov/electricity/data/browser/ | U.S. Energy Information Administration | 68369 | 2019 |  | 1.5090000000000001 | 3.529 | 4.138 | 3.884 | 4.112 | 4.297 | U.S. Energy Information Administration |  |  | 3.72 | 3.69 | 2.23 | NO-ESTIMATION | NO-ESTIMATION | NO-ESTIMATION | NO-ESTIMATION | CAPACITY-FACTOR-V1 | 25.46%
USA | United States of America | Kumeyaay Wind |  | USA0056295 | 50 | 32.7056 | -116.3425 | Wind |  |  |  | 2006.0 | Leeward Asset Management LLC | U.S. Energy Information Administration | http://www.eia.gov/electricity/data/browser/ | U.S. Energy Information Administration | 53544 | 2019 | 148.27700000000002 | 139.936 | 126.691 | 142.816 | 118.47800000000001 | 155.655 | 156.884 | U.S. Energy Information Administration | 131.41 | 135.12 | 136.01 | 129.57 | 163.4 | NO-ESTIMATION | NO-ESTIMATION | NO-ESTIMATION | NO-ESTIMATION | CAPACITY-FACTOR-V1 | 37.31%
USA | United States of America | Scurry County Wind II |  | USA0056775 | 120 | 32.7181 | -100.7933 | Wind |  |  |  | 2008.0 | Invenergy Services LLC | U.S. Energy Information Administration | http://www.eia.gov/electricity/data/browser/ | U.S. Energy Information Administration |  | 2019 | 403.882 | 413.583 | 362.221 | 402.529 | 387.717 | 306.451 | 301.275 | U.S. Energy Information Administration | 396.70 | 371.33 | 326.73 | 376.22 | 358.19 | NO-ESTIMATION | NO-ESTIMATION | NO-ESTIMATION | NO-ESTIMATION | NO-ESTIMATION | 34.07%
USA | United States of America | Scurry County Wind LP |  | USA0056506 | 130.5 | 32.7204 | -100.9952 | Wind |  |  |  | 2007.0 | Invenergy Services LLC | U.S. Energy Information Administration | http://www.eia.gov/electricity/data/browser/ | U.S. Energy Information Administration |  | 2019 | 435.449 | 451.608 | 400.175 | 435.777 | 407.254 | 307.512 | 331.771 | U.S. Energy Information Administration | 413.32 | 437.13 | 337.42 | 444.96 | 366.06 | HYDRO-V1 | HYDRO-V1 | HYDRO-V1 | HYDRO-V1 | HYDRO-V1 | 32.02%
USA | United States of America | Snyder Wind Farm |  | USA0056602 | 63 | 32.7393 | -100.7389 | Wind |  |  |  | 2008.0 | Snyder Wind Farm LLC | U.S. Energy Information Administration | http://www.eia.gov/electricity/data/browser/ | U.S. Energy Information Administration | 56522 | 2019 | 155.351 | 163.043 | 151.205 | 170.88 | 172.135 | 153.705 | 119.748 | U.S. Energy Information Administration | 205.31 | 191.43 | 170.75 | 187.69 | 184.96 | HYDRO-V1 | HYDRO-V1 | HYDRO-V1 | HYDRO-V1 | HYDRO-V1 | 33.51%
USA | United States of America | Ocotillo Express LLC |  | USA0057514 | 265.4 | 32.7528 | -116.0447 | Wind |  |  |  | 2013.0 | Pattern Operators LP | U.S. Energy Information Administration | http://www.eia.gov/electricity/data/browser/ | U.S. Energy Information Administration | 63043 | 2019 | 334.452 | 566.598 | 537.525 | 530.9780000000001 | 541.953 | 575.875 | 593.148 | U.S. Energy Information Administration |  | 811.29 | 800.54 | 674.51 | 650.49 | NO-ESTIMATION | NO-ESTIMATION | NO-ESTIMATION | NO-ESTIMATION | CAPACITY-FACTOR-V1 | 27.98%
USA | United States of America | Hackberry Wind Farm |  | USA0056823 | 165.6 | 32.7683 | -99.4228 | Wind |  |  |  | 2008.9999999999998 | Hackberry Wind LLC | U.S. Energy Information Administration | http://www.eia.gov/electricity/data/browser/ | U.S. Energy Information Administration | 57935 | 2019 | 482.147 | 514.455 | 441.309 | 459.455 | 436.644 | 361.577 | 463.283 | U.S. Energy Information Administration | 571.56 | 535.41 | 468.70 | 504.02 | 491.59 | NO-ESTIMATION | NO-ESTIMATION | NO-ESTIMATION | NO-ESTIMATION | CAPACITY-FACTOR-V1 | 33.89%
USA | United States of America | Dermott Wind |  | USA0060902 | 253 | 32.8638 | -100.9751 | Wind |  |  |  | 2017.0 | RWE Renewables Americas LLC | U.S. Energy Information Administration | http://www.eia.gov/electricity/data/browser/ | U.S. Energy Information Administration |  | 2019 |  |  |  |  | 461.809 | 997.399 | 990.097 | U.S. Energy Information Administration |  |  |  |  | 742.99 | HYDRO-V1 | HYDRO-V1 | HYDRO-V1 | HYDRO-V1 | HYDRO-V1 | 33.52%
USA | United States of America | Gopher Creek Wind Farm |  | USA0061417 | 158 | 32.8751 | -101.2090 | Wind |  |  |  | 2019.0 | Fluvanna Wind Energy 2 LLC | U.S. Energy Information Administration | http://www.eia.gov/electricity/data/browser/ | U.S. Energy Information Administration |  | 2019 | [6 empty] | 210.379 | U.S. Energy Information Administration |  |  |  |  | 464 | NO-ESTIMATION | NO-ESTIMATION | NO-ESTIMATION | NO-ESTIMATION | CAPACITY-FACTOR-V1 | 33.52%
USA | United States of America | Post Wind Farm LP |  | USA0056457 | 84 | 32.9254 | -101.2194 | Wind |  |  |  | 2006.0 | FPL Energy Red Canyon LLC | U.S. Energy Information Administration | http://www.eia.gov/electricity/data/browser/ | U.S. Energy Information Administration |  | 2019 | 300.44100000000003 | 311.362 | 277.877 | 294.56 | 268.987 | 334.664 | 340.171 | U.S. Energy Information Administration | 252.38 | 246.91 | 233.37 | 257.66 | 259.17 | HYDRO-V1 | HYDRO-V1 | HYDRO-V1 | HYDRO-V1 | HYDRO-V1 | 35.22%
USA | United States of America | Stephens Ranch Wind Energy LLC |  | USA0057983 | 376 | 32.9264 | -101.6478 | Wind |  |  |  | 2015.0 | Stephens Ranch Wind Energy LLC | U.S. Energy Information Administration | http://www.eia.gov/electricity/data/browser/ | U.S. Energy Information Administration | 65271 | 2019 |  | 74.982 | 1001.056 | 1363.8790000000001 | 1359.526 | 1329.239 | 1296.827 | U.S. Energy Information Administration |  |  |  | 1336.76 | 1403.05 | HYDRO-V1 | HYDRO-V1 | HYDRO-V1 | HYDRO-V1 | HYDRO-V1 | 42.6%
USA | United States of America | Bull Creek Wind |  | USA0056956 | 180 | 32.9290 | -101.5786 | Wind |  |  |  | 2009.0 | Bull Creek Wind LLC | U.S. Energy Information Administration | http://www.eia.gov/electricity/data/browser/ | U.S. Energy Information Administration | 57216 | 2019 | 374.521 | 441.71000000000004 | 335.826 | 343.443 | 338.761 | 349.442 | 133.022 | U.S. Energy Information Administration | 614.18 | 567.32 | 480.60 | 464.51 | 532.66 | SOLAR-V1-NO-AGE | SOLAR-V1-NO-AGE | SOLAR-V1-NO-AGE | SOLAR-V1-NO-AGE | SOLAR-V1-NO-AGE | 33.78%
USA | United States of America | Fluvanna |  | USA0059245 | 155.4 | 32.9319 | -101.1436 | Wind |  |  |  | 2016.9999999999998 | Fluvanna Wind Energy LLC | U.S. Energy Information Administration | http://www.eia.gov/electricity/data/browser/ | U.S. Energy Information Administration |  | 2019 |  |  |  |  | 98.653 | 601.15 | 639.943 | U.S. Energy Information Administration |  |  |  |  | 605.56 | HYDRO-V1 | HYDRO-V1 | HYDRO-V1 | HYDRO-V1 | HYDRO-V1 | 44.48%
USA | United States of America | Brazos Wind Farm |  | USA0056111 | 160 | 32.9479 | -101.1478 | Wind |  |  |  | 2004.0 | Shell Wind Energy Inc. | U.S. Energy Information Administration | http://www.eia.gov/electricity/data/browser/ | U.S. Energy Information Administration |  | 2019 | 501.171 | 498.64500000000004 | 408.93600000000004 | 461.962 | 365.814 | 358.773 | 390.042 | U.S. Energy Information Administration | 498.17 | 477.23 | 475.36 | 471.89 | 432.84 | NO-ESTIMATION | NO-ESTIMATION | NO-ESTIMATION | NO-ESTIMATION | CAPACITY-FACTOR-V1 | 30.88%
USA | United States of America | Wildcat Wind |  | USA0057887 | 27.3 | 32.9528 | -103.2853 | Wind |  |  |  | 2012.0 | Wildcat Wind LLC | U.S. Energy Information Administration | http://www.eia.gov/electricity/data/browser/ | U.S. Energy Information Administration | 66138 | 2019 | 92.081 | 94.864 | 85.67 | 92.061 | 93.903 | 91.113 | 92.644 | U.S. Energy Information Administration | 96.67 | 94.80 | 84.34 | 81.66 | 85.48 | NO-ESTIMATION | NO-ESTIMATION | NO-ESTIMATION | NO-ESTIMATION | CAPACITY-FACTOR-V1 | 35.74%
USA | United States of America | BayWa r.e Mozart LLC |  | USA0058048 | 30 | 32.9697 | -100.5242 | Wind |  |  |  | 2013.0 | BayWa r.e Wind LLC | U.S. Energy Information Administration | http://www.eia.gov/electricity/data/browser/ | U.S. Energy Information Administration |  | 2019 | 84.568 | 93.53 | 76.187 | 72.976 | 78.657 | 73.127 | 75.256 | U.S. Energy Information Administration |  | 126.89 | 101.29 | 105.81 | 100.91 | NO-ESTIMATION | NO-ESTIMATION | NO-ESTIMATION | NO-ESTIMATION | CAPACITY-FACTOR-V1 | 38.4%
USA | United States of America | Anderson Wind II |  | USA0058940 | 10 | 33.0139 | -103.8650 | Wind |  |  |  | 2015.0 | BayWa r.e Wind LLC | U.S. Energy Information Administration | http://www.eia.gov/electricity/data/browser/ | U.S. Energy Information Administration |  | 2019 |  | 0.004 | 39.972 | 40.666000000000004 | 43.426 | 44.291000000000004 | 44.302 | U.S. Energy Information Administration |  |  |  | 34.19 | 32.54 | NO-ESTIMATION | NO-ESTIMATION | NO-ESTIMATION | NO-ESTIMATION | CAPACITY-FACTOR-V1 | 37.15%
USA | United States of America | Anderson Wind I |  | USA0058939 | 5 | 33.0294 | -103.8558 | Wind |  |  |  | 2015.0 | BayWa r.e Wind LLC | U.S. Energy Information Administration | http://www.eia.gov/electricity/data/browser/ | U.S. Energy Information Administration |  | 2019 |  | 0.003 | 15.887 | 17.782 | 18.232 | 18.253 | 18.22 | U.S. Energy Information Administration |  |  |  | 16.46 | 15.44 | NO-ESTIMATION | NO-ESTIMATION | NO-ESTIMATION | NO-ESTIMATION | CAPACITY-FACTOR-V1 | 35.25%
USA | United States of America | Cirrus Wind 1 LLC |  | USA0058162 | 61.2 | 33.0331 | -101.6875 | Wind |  |  |  | 2013.0 | Cirrus Wind 1 LLC | U.S. Energy Information Administration | http://www.eia.gov/electricity/data/browser/ | U.S. Energy Information Administration |  | 2019 | 121.167 | 144.766 | 127.937 | 129.875 | 105.95 | 112.0 | 93.44 | U.S. Energy Information Administration |  | 248.99 | 207.46 | 186.38 | 220.31 | NO-ESTIMATION | NO-ESTIMATION | NO-ESTIMATION | NO-ESTIMATION | NO-ESTIMATION | 41.09%
USA | United States of America | Barton Chapel Wind Farm |  | USA0057156 | 120 | 33.0680 | -98.3377 | Wind |  |  |  | 2009.0 | Avangrid Renewables LLC | U.S. Energy Information Administration | http://www.eia.gov/electricity/data/browser/ | U.S. Energy Information Administration | 58738 | 2019 | 309.854 | 285.09000000000003 | 267.056 | 277.516 | 249.957 | 231.745 | 251.933 | U.S. Energy Information Administration | 338.66 | 345.98 | 329.26 | 335.11 | 326.87 | SOLAR-V1-NO-AGE | SOLAR-V1-NO-AGE | SOLAR-V1-NO-AGE | SOLAR-V1-NO-AGE | SOLAR-V1-NO-AGE | 31.09%
USA | United States of America | Keechi Wind |  | USA0058838 | 110 | 33.1431 | -98.1611 | Wind |  |  |  | 2015.0 | Keechi Wind LLC | U.S. Energy Information Administration | http://www.eia.gov/electricity/data/browser/ | U.S. Energy Information Administration | 67618 | 2019 |  |  | 401.536 | 426.122 | 432.81 | 425.499 | 437.66 | U.S. Energy Information Administration |  |  |  | 387.61 | 380.16 | SOLAR-V1-NO-AGE | SOLAR-V1-NO-AGE | SOLAR-V1-NO-AGE | SOLAR-V1-NO-AGE | SOLAR-V1-NO-AGE | 39.45%
USA | United States of America | Tahoka Wind |  | USA0061921 | 300 | 33.1509 | -101.6792 | Wind |  |  |  | 2019.0 | RWE Renewables Americas LLC | U.S. Energy Information Administration | http://www.eia.gov/electricity/data/browser/ | U.S. Energy Information Administration |  | 2019 | [5 empty] | 45.387 | 1151.271 | U.S. Energy Information Administration |  |  |  |  | 881.01 | SOLAR-V1-NO-AGE | SOLAR-V1-NO-AGE | SOLAR-V1-NO-AGE | SOLAR-V1-NO-AGE | SOLAR-V1-NO-AGE | 33.52%
USA | United States of America | Senate Wind LLC |  | USA0057981 | 150 | 33.2058 | -98.3651 | Wind |  |  |  | 2013.0 | Algonquin Power Co | U.S. Energy Information Administration | http://www.eia.gov/electricity/data/browser/ | U.S. Energy Information Administration | 59894 | 2019 | 517.769 | 537.55 | 467.458 | 504.431 | 492.837 | 484.954 | 506.045 | U.S. Energy Information Administration |  | 487.66 | 481.54 | 460.69 | 454.87 | SOLAR-V1-NO-AGE | SOLAR-V1-NO-AGE | SOLAR-V1-NO-AGE | SOLAR-V1-NO-AGE | SOLAR-V1-NO-AGE | 34.62%
USA | United States of America | Willow Springs Wind Farm |  | USA0060901 | 250 | 33.3454 | -99.6243 | Wind |  |  |  | 2017.0 | Willow Springs Windfarm LLC | U.S. Energy Information Administration | http://www.eia.gov/electricity/data/browser/ | U.S. Energy Information Administration |  | 2019 |  |  |  |  | 177.65800000000002 | 973.908 | 958.805 | U.S. Energy Information Administration |  |  |  |  | 734.18 | SOLAR-V1-NO-AGE | SOLAR-V1-NO-AGE | SOLAR-V1-NO-AGE | SOLAR-V1-NO-AGE | SOLAR-V1-NO-AGE | 33.52%
USA | United States of America | Horse Creek Wind Farm |  | USA0060339 | 230 | 33.3500 | -99.5400 | Wind |  |  |  | 2016.0 | Horse Creek Wind LLC | U.S. Energy Information Administration | http://www.eia.gov/electricity/data/browser/ | U.S. Energy Information Administration |  | 2019 |  |  |  | 168.713 | 851.54 | 883.4490000000001 | 878.886 | U.S. Energy Information Administration |  |  |  |  | 825.32 | SOLAR-V1-NO-AGE | SOLAR-V1-NO-AGE | SOLAR-V1-NO-AGE | SOLAR-V1-NO-AGE | SOLAR-V1-NO-AGE | 40.96%
USA | United States of America | Sterling I Wind Farm |  | USA0060991 | 29.9 | 33.3596 | -103.2506 | Wind |  |  |  | 2017.0 | AEM Wind LLC | U.S. Energy Information Administration | http://www.eia.gov/electricity/data/browser/ | U.S. Energy Information Administration |  | 2019 |  |  |  |  | 53.523 | 134.368 | 132.852 | U.S. Energy Information Administration |  |  |  |  | 87.8 | SOLAR-V1-NO-AGE | SOLAR-V1-NO-AGE | SOLAR-V1-NO-AGE | SOLAR-V1-NO-AGE | SOLAR-V1-NO-AGE | 33.52%
USA | United States of America | Trinity Hills |  | USA0057520 | 225 | 33.3836 | -98.7119 | Wind |  |  |  | 2012.0 | Trinity Hills Wind Farm LLC | U.S. Energy Information Administration | http://www.eia.gov/electricity/data/browser/ | U.S. Energy Information Administration | 63010 | 2019 | 527.285 | 592.197 | 571.335 | 623.201 | 589.98 | 522.869 | 246.535 | U.S. Energy Information Administration | 765.14 | 777.62 | 656.74 | 671.77 | 627.73 | SOLAR-V1-NO-AGE | SOLAR-V1-NO-AGE | SOLAR-V1-NO-AGE | SOLAR-V1-NO-AGE | SOLAR-V1-NO-AGE | 31.85%
USA | United States of America | Bobcat Bluff Wind Project LLC |  | USA0057974 | 161 | 33.4931 | -98.5819 | Wind |  |  |  | 2013.0 | EDF Renewable Asset Holdings Inc. | U.S. Energy Information Administration | http://www.eia.gov/electricity/data/browser/ | U.S. Energy Information Administration | 65706 | 2019 | 445.866 | 471.302 | 385.552 | 393.846 | 370.551 | 353.665 | 401.513 | U.S. Energy Information Administration |  | 529.23 | 497.20 | 457.55 | 426.95 | SOLAR-V1-NO-AGE | SOLAR-V1-NO-AGE | SOLAR-V1-NO-AGE | SOLAR-V1-NO-AGE | SOLAR-V1-NO-AGE | 30.27%
USA | United States of America | Windthorst-2 |  | USA0059238 | 67.6 | 33.4953 | -98.5000 | Wind |  |  |  | 2014.0 | EDF Renewable Asset Holdings Inc. | U.S. Energy Information Administration | http://www.eia.gov/electricity/data/browser/ | U.S. Energy Information Administration | 61654 | 2019 |  | 51.83371 | 213.57 | 242.014 | 231.478 | 227.328 | 231.729 | U.S. Energy Information Administration |  |  | 235.04 | 229.47 | 193.13 | SOLAR-V1-NO-AGE | SOLAR-V1-NO-AGE | SOLAR-V1-NO-AGE | SOLAR-V1-NO-AGE | SOLAR-V1-NO-AGE | 32.61%
USA | United States of America | Shannon Wind |  | USA0059034 | 204 | 33.5097 | -98.3608 | Wind |  |  |  | 2016.0 | Shannon Wind LLC | U.S. Energy Information Administration | http://www.eia.gov/electricity/data/browser/ | U.S. Energy Information Administration | 67605 | 2019 |  |  | 49.814 | 684.703 | 682.755 | 692.236 | 688.048 | U.S. Energy Information Administration |  |  |  |  | 698.6 | SOLAR-V1-NO-AGE | SOLAR-V1-NO-AGE | SOLAR-V1-NO-AGE | SOLAR-V1-NO-AGE | SOLAR-V1-NO-AGE | 39.09%
USA | United States of America | Wildcat Ranch Wind Project |  | USA0061674 | 150 | 33.5296 | -102.9619 | Wind |  |  |  | 2019.0 | Wildcat Ranch Wind Project LLC | U.S. Energy Information Administration | http://www.eia.gov/electricity/data/browser/ | U.S. Energy Information Administration |  | 2019 | [5 empty] | 66.491 | 661.78 | U.S. Energy Information Administration |  |  |  |  | 440.5 | SOLAR-V1-NO-AGE | SOLAR-V1-NO-AGE | SOLAR-V1-NO-AGE | SOLAR-V1-NO-AGE | SOLAR-V1-NO-AGE | 33.52%
USA | United States of America | PYCO Industries Inc. Wind Farm |  | USA0061848 | 10 | 33.5532 | -101.7924 | Wind |  |  |  | 2008.0 | PYCO Industries Inc. | U.S. Energy Information Administration | http://www.eia.gov/electricity/data/browser/ | U.S. Energy Information Administration |  | 2019 |  |  |  |  | 10.942 | 10.038 | 9.058 | U.S. Energy Information Administration | 28.84 | 27.46 | 26.13 | 25.96 | 30.38 | SOLAR-V1-NO-AGE | SOLAR-V1-NO-AGE | SOLAR-V1-NO-AGE | SOLAR-V1-NO-AGE | SOLAR-V1-NO-AGE | 34.68%
USA | United States of America | Seymour Hills Wind Project LLC |  | USA0062227 | 30.2 | 33.5782 | -99.1921 | Wind |  |  |  | 2019.0 | Engie North America | U.S. Energy Information Administration | http://www.eia.gov/electricity/data/browser/ | U.S. Energy Information Administration |  | 2019 | [6 empty] | 81.59 | U.S. Energy Information Administration |  |  |  |  | 88.68 | HYDRO-V1 | HYDRO-V1 | HYDRO-V1 | HYDRO-V1 | HYDRO-V1 | 33.52%
USA | United States of America | GE-Lubbock |  | USA0062642 | 5.3 | 33.5915 | -102.0569 | Wind |  |  |  | 2014.5283018867926 | GE Wind Energy LLC | U.S. Energy Information Administration | http://www.eia.gov/electricity/data/browser/ | U.S. Energy Information Administration |  | 2019 | [6 empty] | 0.005 | U.S. Energy Information Administration |  |  | 17.26 | 18.97 | 19.27 | NO-ESTIMATION | NO-ESTIMATION | NO-ESTIMATION | NO-ESTIMATION | NO-ESTIMATION | 41.51%
USA | United States of America | Green Pastures Wind I |  | USA0059732 | 150 | 33.6282 | -99.4112 | Wind |  |  |  | 2015.0 | Green Pastures Wind I LLC | U.S. Energy Information Administration | http://www.eia.gov/electricity/data/browser/ | U.S. Energy Information Administration | 68591 | 2019 |  |  | 349.841 | 454.076 | 533.5020000000001 | 554.729 | 544.729 | U.S. Energy Information Administration |  |  |  | 488.12 | 483.78 | NO-ESTIMATION | NO-ESTIMATION | NO-ESTIMATION | NO-ESTIMATION | CAPACITY-FACTOR-V1 | 36.82%
USA | United States of America | Green Pastures Wind II |  | USA0059733 | 150 | 33.6460 | -99.5329 | Wind |  |  |  | 2015.0 | Green Pastures Wind II LLC | U.S. Energy Information Administration | http://www.eia.gov/electricity/data/browser/ | U.S. Energy Information Administration | 68591 | 2019 |  |  | 80.709 | 434.505 | 512.739 | 508.95300000000003 | 519.524 | U.S. Energy Information Administration |  |  |  | 488.12 | 483.78 | NO-ESTIMATION | NO-ESTIMATION | NO-ESTIMATION | NO-ESTIMATION | CAPACITY-FACTOR-V1 | 36.82%
USA | United States of America | Ralls Wind Farm |  | USA0057474 | 10 | 33.6611 | -101.3900 | Wind |  |  |  | 2011.0 | Ralls Wind Farm LLC | U.S. Energy Information Administration | http://www.eia.gov/electricity/data/browser/ | U.S. Energy Information Administration | 63673 | 2019 | 29.972 | 21.957 | 27.101 | 25.159 | 22.565 | 25.892 | 23.379 | U.S. Energy Information Administration | 39.23 | 33.33 | 26.93 | 28.91 | 25.16 | NO-ESTIMATION | NO-ESTIMATION | NO-ESTIMATION | NO-ESTIMATION | CAPACITY-FACTOR-V1 | 28.72%
USA | United States of America | Lorenzo Wind |  | USA0059244 | 80 | 33.6992 | -101.5247 | Wind |  |  |  | 2019.0 | Lorenzo Wind LLC | U.S. Energy Information Administration | http://www.eia.gov/electricity/data/browser/ | U.S. Energy Information Administration |  | 2019 | [5 empty] | 79.714 | 360.411 | U.S. Energy Information Administration |  |  |  |  | 234.93 | HYDRO-V1 | HYDRO-V1 | HYDRO-V1 | HYDRO-V1 | HYDRO-V1 | 33.52%
USA | United States of America | Tyler Bluff Wind Project LLC |  | USA0060502 | 125.6 | 33.7039 | -97.3720 | Wind |  |  |  | 2017.0 | Southern Power Co | U.S. Energy Information Administration | http://www.eia.gov/electricity/data/browser/ | U.S. Energy Information Administration | 69714 | 2019 |  |  |  | 12.272 | 417.273 | 396.15000000000003 | 409.818 | U.S. Energy Information Administration |  |  |  |  | 368.85 | HYDRO-V1 | HYDRO-V1 | HYDRO-V1 | HYDRO-V1 | HYDRO-V1 | 33.52%
USA | United States of America | Wolf Ridge Wind |  | USA0058080 | 112.5 | 33.7330 | -97.4284 | Wind |  |  |  | 2008.0 | NextEra Wolf Ridge LLC | U.S. Energy Information Administration | http://www.eia.gov/electricity/data/browser/ | U.S. Energy Information Administration | 58743 | 2019 | 405.135 | 421.394 | 374.699 | 374.27500000000003 | 346.54900000000004 | 320.85200000000003 | 322.399 | U.S. Energy Information Administration | 339.41 | 323.07 | 302.36 | 321.44 | 327.49 | NO-ESTIMATION | NO-ESTIMATION | NO-ESTIMATION | NO-ESTIMATION | CAPACITY-FACTOR-V1 | 33.23%
USA | United States of America | Pleasant Hill Wind Energy Project |  | USA0059417 | 20 | 33.7389 | -101.4850 | Wind |  |  |  | 2015.0 | Pleasant Hill Wind Energy LLC | U.S. Energy Information Administration | http://www.eia.gov/electricity/data/browser/ | U.S. Energy Information Administration |  | 2019 |  |  | 48.683 | 77.414 | 57.557 | 54.664 | 52.353 | U.S. Energy Information Administration |  |  |  | 79.86 | 74.84 | NO-ESTIMATION | NO-ESTIMATION | NO-ESTIMATION | NO-ESTIMATION | CAPACITY-FACTOR-V1 | 42.72%
USA | United States of America | McAdoo Wind Energy LLC |  | USA0056773 | 150 | 33.7522 | -100.9674 | Wind |  |  |  | 2008.0 | Invenergy Services LLC | U.S. Energy Information Administration | http://www.eia.gov/electricity/data/browser/ | U.S. Energy Information Administration | 58150 | 2019 | 579.059 | 595.862 | 532.74 | 598.35 | 571.7810000000001 | 571.374 | 512.475 | U.S. Energy Information Administration | 501.73 | 513.57 | 447.16 | 522.10 | 480.21 | HYDRO-V1 | HYDRO-V1 | HYDRO-V1 | HYDRO-V1 | HYDRO-V1 | 36.55%
USA | United States of America | Wake Wind Energy Center |  | USA0058766 | 257.3 | 33.8250 | -101.0997 | Wind |  |  |  | 2016.0 | Southern Power Co | U.S. Energy Information Administration | http://www.eia.gov/electricity/data/browser/ | U.S. Energy Information Administration | 69835 | 2019 |  |  |  | 261.682 | 1010.693 | 1165.613 | 1130.168 | U.S. Energy Information Administration |  |  |  |  | 964.87 | HYDRO-V1 | HYDRO-V1 | HYDRO-V1 | HYDRO-V1 | HYDRO-V1 | 42.81%
USA | United States of America | Mountain View IV |  | USA0057459 | 49 | 33.8816 | -116.5527 | Wind |  |  |  | 2012.0 | AES Wind Generation Inc | U.S. Energy Information Administration | http://www.eia.gov/electricity/data/browser/ | U.S. Energy Information Administration | 55835 | 2019 | 165.45000000000002 | 154.429 | 155.357 | 165.961 | 128.856 | 171.876 | 172.485 | U.S. Energy Information Administration | 163.11 | 175.87 | 158.07 | 171.49 | 171.92 | NO-ESTIMATION | NO-ESTIMATION | NO-ESTIMATION | NO-ESTIMATION | CAPACITY-FACTOR-V1 | 40.05%
USA | United States of America | Edom Hills Project 1 LLC |  | USA0050553 | 20 | 33.8817 | -116.4603 | Wind |  |  |  | 2008.0 | Red Marlin Wind Ventures LLC | U.S. Energy Information Administration | http://www.eia.gov/electricity/data/browser/ | U.S. Energy Information Administration | 56753 | 2019 | 46.688 | 46.637 | 43.2 | 44.987 | 43.827 | 37.618 | 28.5 | U.S. Energy Information Administration | 58.41 | 65.30 | 62.52 | 56.21 | 58.81 | SOLAR-V1-NO-AGE | SOLAR-V1-NO-AGE | SOLAR-V1-NO-AGE | SOLAR-V1-NO-AGE | SOLAR-V1-NO-AGE | 33.57%
USA | United States of America | Difwind Farms Ltd V |  | USA0054685 | 11.7 | 33.8874 | -116.5782 | Wind |  |  |  | 1987.0 | Terra-Gen Operating Co-Wind | U.S. Energy Information Administration | http://www.eia.gov/electricity/data/browser/ | U.S. Energy Information Administration |  | 2019 | 19.521 | 10.878 | 16.161 | 13.937000000000001 | 10.748000000000001 | 8.793000000000001 | 5.805 | U.S. Energy Information Administration | 21.87 | 16.34 | 12.15 | 15.19 | 14.42 | SOLAR-V1-NO-AGE | SOLAR-V1-NO-AGE | SOLAR-V1-NO-AGE | SOLAR-V1-NO-AGE | SOLAR-V1-NO-AGE | 14.07%
USA | United States of America | East Winds Project |  | USA0050820 | 3 | 33.8909 | -116.5415 | Wind |  |  |  | 1985.0 | Terra-Gen Operating Co-Wind | U.S. Energy Information Administration | http://www.eia.gov/electricity/data/browser/ | U.S. Energy Information Administration | 46549 | 2019 |  | 4.819 | 4.87971 | 7.125 | 6.615 | 7.425 | 6.411 | U.S. Energy Information Administration | 4.11 | 3.33 | 5.10 | 5.52 | 5.44 | SOLAR-V1-NO-AGE | SOLAR-V1-NO-AGE | SOLAR-V1-NO-AGE | SOLAR-V1-NO-AGE | SOLAR-V1-NO-AGE | 20.7%
USA | United States of America | Difwind Farms Ltd II |  | USA0054682 | 5.5 | 33.8937 | -116.5678 | Wind |  |  |  | 1986.0 | Terra-Gen Operating Co-Wind | U.S. Energy Information Administration | http://www.eia.gov/electricity/data/browser/ | U.S. Energy Information Administration |  | 2019 | 6.687 | 3.706 | 4.12 | 6.4750000000000005 | 4.347 | 1.3980000000000001 | 0.033 | U.S. Energy Information Administration | 6.51 | 7.49 | 7.42 | 6.37 | 7.24 | NO-ESTIMATION | NO-ESTIMATION | NO-ESTIMATION | NO-ESTIMATION | CAPACITY-FACTOR-V1 | 15.03%
USA | United States of America | Dutch Wind Energy |  | USA0057301 | 8 | 33.8942 | -116.5603 | Wind |  |  |  | 1994.0 | Terra-Gen Operating Co-Wind | U.S. Energy Information Administration | http://www.eia.gov/electricity/data/browser/ | U.S. Energy Information Administration |  | 2019 | 17.442 | 20.083000000000002 | 18.475 | 18.8 | 16.594 | 20.903 | 20.236 | U.S. Energy Information Administration | 14.67 | 12.77 | 16.45 | 16.51 | 15.58 | HYDRO-V1 | HYDRO-V1 | HYDRO-V1 | HYDRO-V1 | HYDRO-V1 | 22.23%
USA | United States of America | Difwind Farms Ltd I |  | USA0054681 | 7.3 | 33.8989 | -116.5728 | Wind |  |  |  | 1986.0 | Terra-Gen Operating Co-Wind | U.S. Energy Information Administration | http://www.eia.gov/electricity/data/browser/ | U.S. Energy Information Administration |  | 2019 | 13.985 | 7.34 | 12.461 | 11.859 | 8.308 | 6.996 | 0.204 | U.S. Energy Information Administration | 9.47 | 10.77 | 10.68 | 9.29 | 10.1 | HYDRO-V1 | HYDRO-V1 | HYDRO-V1 | HYDRO-V1 | HYDRO-V1 | 15.79%
USA | United States of America | Green Power I |  | USA0055396 | 16.5 | 33.9014 | -116.7167 | Wind |  |  |  | 1975.0 | FPL Energy Green Power | U.S. Energy Information Administration | http://www.eia.gov/electricity/data/browser/ | U.S. Energy Information Administration | 40049 | 2019 | 37.53 | 24.345 | 25.748 | 23.62 | 25.6 | 16.676000000000002 | 16.223 | U.S. Energy Information Administration | 29.14 | 24.36 | 25.40 | 25.59 | 27.05 | HYDRO-V1 | HYDRO-V1 | HYDRO-V1 | HYDRO-V1 | HYDRO-V1 | 18.71%
USA | United States of America | Milo Wind Project LLC |  | USA0059838 | 50 | 33.9018 | -103.3468 | Wind |  |  |  | 2016.0 | EDF Renewable Asset Holdings Inc. | U.S. Energy Information Administration | http://www.eia.gov/electricity/data/browser/ | U.S. Energy Information Administration |  | 2019 |  |  |  | 199.42600000000002 | 212.21200000000002 | 209.03300000000002 | 220.788 | U.S. Energy Information Administration |  |  |  |  | 199.44 | HYDRO-V1 | HYDRO-V1 | HYDRO-V1 | HYDRO-V1 | HYDRO-V1 | 45.53%
USA | United States of America | Garnet Wind Energy Center |  | USA0057302 | 6.5 | 33.9053 | -116.5825 | Wind |  |  |  | 2009.0 | Terra-Gen Operating Co-Wind | U.S. Energy Information Administration | http://www.eia.gov/electricity/data/browser/ | U.S. Energy Information Administration |  | 2019 | 17.779 | 20.072 | 18.47 | 18.632 | 17.192 | 15.862 | 13.972 | U.S. Energy Information Administration | 19.66 | 22.27 | 17.36 | 18.78 | 18.06 | HYDRO-V1 | HYDRO-V1 | HYDRO-V1 | HYDRO-V1 | HYDRO-V1 | 31.72%
USA | United States of America | Wagner Wind LLC |  | USA0058233 | 6 | 33.9089 | -116.5556 | Wind |  |  |  | 2013.0 | Greenbacker Renewable Energy Corporation | U.S. Energy Information Administration | http://www.eia.gov/electricity/data/browser/ | U.S. Energy Information Administration |  | 2019 | 18.559 | 18.506 | 16.806 | 19.17 | 17.614 | 13.714 | 14.587 | U.S. Energy Information Administration |  | 19.98 | 20.97 | 16.43 | 17.24 | HYDRO-V1 | HYDRO-V1 | HYDRO-V1 | HYDRO-V1 | HYDRO-V1 | 32.8%
USA | United States of America | Wintec Energy Ltd |  | USA0050276 | 5.9 | 33.9131 | -116.5631 | Wind |  |  |  | 1987.0 | Wintec Energy Ltd | U.S. Energy Information Administration | http://www.eia.gov/electricity/data/browser/ | U.S. Energy Information Administration |  | 2019 | 7.626 | 7.8500000000000005 | 3.11 | 2.295 | 2.044 | 0.358 | 0.071 | U.S. Energy Information Administration | 9.71 | 6.90 | 7.44 | 6.16 | 5.79 | NO-ESTIMATION | NO-ESTIMATION | NO-ESTIMATION | NO-ESTIMATION | CAPACITY-FACTOR-V1 | 11.2%
USA | United States of America | Mountain View III |  | USA0056112 | 22.4 | 33.9141 | -116.5914 | Wind |  |  |  | 2004.0 | Avangrid Renewables LLC | U.S. Energy Information Administration | http://www.eia.gov/electricity/data/browser/ | U.S. Energy Information Administration | 51959 | 2019 | 72.991 | 70.313 | 71.124 | 73.553 | 63.387 | 68.955 | 67.87 | U.S. Energy Information Administration | 75.83 | 74.55 | 74.30 | 81.63 | 68.31 | HYDRO-V1 | HYDRO-V1 | HYDRO-V1 | HYDRO-V1 | HYDRO-V1 | 34.81%
USA | United States of America | Foundation NWNA |  | USA0058114 | 5.1 | 33.9142 | -116.7492 | Wind |  |  |  | 2014.862745098039 | Foundation CA Fund V Manager LLC | U.S. Energy Information Administration | http://www.eia.gov/electricity/data/browser/ | U.S. Energy Information Administration |  | 2019 | 14.574 | 14.033 | 12.734 | 13.774000000000001 | 12.895 | 12.046 | 18.387 | U.S. Energy Information Administration |  | 6.96 | 6.89 | 10.67 | 11.6 | HYDRO-V1 | HYDRO-V1 | HYDRO-V1 | HYDRO-V1 | HYDRO-V1 | 25.96%
USA | United States of America | Altech III |  | USA0050485 | 25.1 | 33.9150 | -116.5551 | Wind |  |  |  | 1985.8645418326694 | Terra-Gen Operating Co-Wind | U.S. Energy Information Administration | http://www.eia.gov/electricity/data/browser/ | U.S. Energy Information Administration | 46572 | 2019 | 37.657000000000004 | 37.867 | 28.752 | 30.957 | 21.522000000000002 | 9.16 | 4.982 | U.S. Energy Information Administration | 35.31 | 33.51 | 30.40 | 37.34 | 39.01 | NO-ESTIMATION | NO-ESTIMATION | NO-ESTIMATION | NO-ESTIMATION | CAPACITY-FACTOR-V1 | 17.74%
USA | United States of America | GPS Cabazon Wind LLC |  | USA0050552 | 38.9 | 33.9150 | -116.7103 | Wind |  |  |  | 1998.9999999999998 | GlidePath Power Operations LLC | U.S. Energy Information Administration | http://www.eia.gov/electricity/data/browser/ | U.S. Energy Information Administration |  | 2019 | 66.611 | 56.71 | 57.036 | 57.869 | 56.819 | 63.695 | 47.929 | U.S. Energy Information Administration | 98.78 | 83.28 | 79.66 | 71.09 | 74.08 | HYDRO-V1 | HYDRO-V1 | HYDRO-V1 | HYDRO-V1 | HYDRO-V1 | 21.74%
USA | United States of America | Foard City Wind |  | USA0061402 | 352.8 | 33.9153 | -99.7403 | Wind |  |  |  | 2019.0000000000002 | Foard City Wind LLC | U.S. Energy Information Administration | http://www.eia.gov/electricity/data/browser/ | U.S. Energy Information Administration |  | 2019 | [6 empty] | 386.587 | U.S. Energy Information Administration |  |  |  |  | 1036.07 | HYDRO-V1 | HYDRO-V1 | HYDRO-V1 | HYDRO-V1 | HYDRO-V1 | 33.52%
USA | United States of America | Cabazon Wind Partners |  | USA0056011 | 41 | 33.9172 | -116.7350 | Wind |  |  |  | 2002.0 | Shell Wind Energy Inc. | U.S. Energy Information Administration | http://www.eia.gov/electricity/data/browser/ | U.S. Energy Information Administration |  | 2019 | 111.22 | 109.662 | 104.409 | 116.855 | 116.575 | 113.364 | 111.678 | U.S. Energy Information Administration | 159.28 | 133.00 | 110.59 | 112.85 | 101.51 | HYDRO-V1 | HYDRO-V1 | HYDRO-V1 | HYDRO-V1 | HYDRO-V1 | 28.26%
USA | United States of America | Foundation RRM |  | USA0058113 | 2 | 33.9172 | -116.8150 | Wind |  |  |  | 2013.0 | Foundation CA Fund V Manager LLC | U.S. Energy Information Administration | http://www.eia.gov/electricity/data/browser/ | U.S. Energy Information Administration |  | 2019 | 9.419 | 8.775360000000001 | 7.509 | 9.792 | 8.8 | 9.589 | 8.716 | U.S. Energy Information Administration |  | 4.38 | 4.33 | 7.72 | 5.27 | NO-ESTIMATION | NO-ESTIMATION | NO-ESTIMATION | NO-ESTIMATION | NO-ESTIMATION | 30.08%
USA | United States of America | San Gorgonio Windplant WPP1993 |  | USA0054454 | 49.5 | 33.9184 | -116.5739 | Wind |  |  |  | 2012.0 | FPL Energy Operating Services Inc. | U.S. Energy Information Administration | http://www.eia.gov/electricity/data/browser/ | U.S. Energy Information Administration | 37098 | 2019 | 182.18800000000002 | 185.544 | 180.105 | 187.88400000000001 | 163.933 | 184.919 | 182.515 | U.S. Energy Information Administration | 179.15 | 181.06 | 134.47 | 173.24 | 173.2 | SOLAR-V1-NO-AGE | SOLAR-V1-NO-AGE | SOLAR-V1-NO-AGE | SOLAR-V1-NO-AGE | SOLAR-V1-NO-AGE | 39.94%
USA | United States of America | Mountain View I&2 |  | USA0055719 | 64.8 | 33.9211 | -116.5642 | Wind |  |  |  | 2001.0000000000002 | AES Wind Generation Inc | U.S. Energy Information Administration | http://www.eia.gov/electricity/data/browser/ | U.S. Energy Information Administration | 55835 | 2019 | 213.16400000000002 | 201.736 | 194.716 | 183.827 | 156.25300000000001 | 197.485 | 196.597 | U.S. Energy Information Administration | 227.84 | 175.72 | 147.63 | 165.24 | 138.73 | SOLAR-V1-NO-AGE | SOLAR-V1-NO-AGE | SOLAR-V1-NO-AGE | SOLAR-V1-NO-AGE | SOLAR-V1-NO-AGE | 24.44%
USA | United States of America | Karen Avenue Wind Farm |  | USA0010718 | 11.7 | 33.9219 | -116.5622 | Wind |  |  |  | 1985.0000000000002 | San Gorgonio Farms Inc | U.S. Energy Information Administration | http://www.eia.gov/electricity/data/browser/ | U.S. Energy Information Administration | 19413 | 2019 | 28.584 | 23.329 | 28.552 | 27.156 | 26.991 | 31.227 | 30.699 | U.S. Energy Information Administration | 16.26 | 14.02 | 14.44 | 21.98 | 21.39 | SOLAR-V1-NO-AGE | SOLAR-V1-NO-AGE | SOLAR-V1-NO-AGE | SOLAR-V1-NO-AGE | SOLAR-V1-NO-AGE | 20.87%
USA | United States of America | Whitewater Hill Wind Partners |  | USA0056012 | 61.5 | 33.9250 | -116.6178 | Wind |  |  |  | 2002.0 | Shell Wind Energy Inc. | U.S. Energy Information Administration | http://www.eia.gov/electricity/data/browser/ | U.S. Energy Information Administration | 50285 | 2019 | 194.912 | 161.03900000000002 | 144.059 | 138.29500000000002 | 164.451 | 159.463 | 142.446 | U.S. Energy Information Administration | 221.60 | 198.85 | 150.63 | 147.81 | 139.32 | SOLAR-V1-NO-AGE | SOLAR-V1-NO-AGE | SOLAR-V1-NO-AGE | SOLAR-V1-NO-AGE | SOLAR-V1-NO-AGE | 25.86%
USA | United States of America | Roosevelt County |  | USA0058771 | 250 | 33.9261 | -103.5111 | Wind |  |  |  | 2016.0 | EDF Renewable Asset Holdings Inc. | U.S. Energy Information Administration | http://www.eia.gov/electricity/data/browser/ | U.S. Energy Information Administration | 63373 | 2019 |  |  | 99.20100000000001 | 1049.875 | 1084.219 | 1061.605 | 1112.754 | U.S. Energy Information Administration |  |  |  |  | 927.18 | SOLAR-V1-NO-AGE | SOLAR-V1-NO-AGE | SOLAR-V1-NO-AGE | SOLAR-V1-NO-AGE | SOLAR-V1-NO-AGE | 42.34%
USA | United States of America | San Gorgonio Farms Wind Farm |  | USA0050281 | 31 | 33.9261 | -116.6150 | Wind |  |  |  | 1983.0 | San Gorgonio Farms Inc | U.S. Energy Information Administration | http://www.eia.gov/electricity/data/browser/ | U.S. Energy Information Administration | 32026 | 2019 | 78.855 | 69.706 | 80.645 | 88.967 | 87.58200000000001 | 91.854 | 88.707 | U.S. Energy Information Administration | 75.85 | 64.37 | 72.65 | 82.56 | 76.57 | SOLAR-V1-NO-AGE | SOLAR-V1-NO-AGE | SOLAR-V1-NO-AGE | SOLAR-V1-NO-AGE | SOLAR-V1-NO-AGE | 28.2%
USA | United States of America | Hale Community Wind Farm |  | USA0059247 | 478 | 33.9278 | -101.7422 | Wind |  |  |  | 2019.0 | Hale Wind Energy | U.S. Energy Information Administration | http://www.eia.gov/electricity/data/browser/ | U.S. Energy Information Administration |  | 2019 | [6 empty] | 908.996 | U.S. Energy Information Administration |  |  |  |  | 1403.75 | SOLAR-V1-NO-AGE | SOLAR-V1-NO-AGE | SOLAR-V1-NO-AGE | SOLAR-V1-NO-AGE | SOLAR-V1-NO-AGE | 33.52%
USA | United States of America | San Gorgonio Westwinds II LLC |  | USA0050690 | 43.4 | 33.9340 | -116.5781 | Wind |  |  |  | 1998.9999999999998 | Terra-Gen Operating Co-Wind | U.S. Energy Information Administration | http://www.eia.gov/electricity/data/browser/ | U.S. Energy Information Administration | 45821 | 2019 | 121.571 | 111.11800000000001 | 114.519 | 110.141 | 110.549 | 120.084 | 118.956 | U.S. Energy Information Administration | 118.50 | 116.49 | 104.29 | 104.50 | 100.91 | NO-ESTIMATION | NO-ESTIMATION | NO-ESTIMATION | NO-ESTIMATION | CAPACITY-FACTOR-V1 | 26.54%
USA | United States of America | Dillon Wind LLC |  | USA0056791 | 45 | 33.9393 | -116.5527 | Wind |  |  |  | 2008.0 | Avangrid Renewables LLC | U.S. Energy Information Administration | http://www.eia.gov/electricity/data/browser/ | U.S. Energy Information Administration | 58246 | 2019 | 147.149 | 139.555 | 138.437 | 142.584 | 125.12 | 146.67000000000002 | 146.963 | U.S. Energy Information Administration | 136.19 | 153.32 | 145.42 | 150.60 | 154.34 | HYDRO-V1 | HYDRO-V1 | HYDRO-V1 | HYDRO-V1 | HYDRO-V1 | 39.15%
USA | United States of America | Swanmill Windfarm I |  | USA0054650 | 18.7 | 33.9420 | -116.6610 | Wind |  |  |  | 1989.4866310160426 | Mark Technologies Corp | U.S. Energy Information Administration | http://www.eia.gov/electricity/data/browser/ | U.S. Energy Information Administration | 46556 | 2019 | 22.319 | 0.0 | 28.874000000000002 |  | 4.0920000000000005 | 15.365 | 0 | U.S. Energy Information Administration | 32.90 | 29.05 | 29.45 | 23.90 | 16.16 | SOLAR-V1-NO-AGE | SOLAR-V1-NO-AGE | SOLAR-V1-NO-AGE | SOLAR-V1-NO-AGE | SOLAR-V1-NO-AGE | 9.865%
USA | United States of America | Mesa Wind Power Corp |  | USA0050535 | 29.9 | 33.9461 | -116.6769 | Wind |  |  |  | 1984.0 | Brookfield Renewable Trading and Marketing LP | U.S. Energy Information Administration | http://www.eia.gov/electricity/data/browser/ | U.S. Energy Information Administration | 26098 | 2019 | 29.671 | 5.007 | 9.308 | 7.261 | 5.21 | 5.055 | 2.282 | U.S. Energy Information Administration | 40.47 | 37.56 | 39.79 | 54.79 | 47.54 | SOLAR-V1-NO-AGE | SOLAR-V1-NO-AGE | SOLAR-V1-NO-AGE | SOLAR-V1-NO-AGE | SOLAR-V1-NO-AGE | 18.15%
USA | United States of America | San Juan Mesa Wind Project LLC |  | USA0056304 | 120 | 33.9716 | -103.8604 | Wind |  |  |  | 2006.0 | NRG Energy Gas & Wind Holdings Inc | U.S. Energy Information Administration | http://www.eia.gov/electricity/data/browser/ | U.S. Energy Information Administration | 53579 | 2019 | 394.95300000000003 | 402.646 | 305.59000000000003 | 397.58 | 402.225 | 407.05400000000003 | 403.83 | U.S. Energy Information Administration | 327.56 | 333.50 | 334.40 | 331.90 | 370.07 | HYDRO-V1 | HYDRO-V1 | HYDRO-V1 | HYDRO-V1 | HYDRO-V1 | 35.2%
USA | United States of America | Blue Cloud Wind Energy LLC |  | USA0060270 | 148.4 | 34.0382 | -102.6652 | Wind |  |  |  | 2019.0000000000002 | RWE Renewables Americas LLC | U.S. Energy Information Administration | http://www.eia.gov/electricity/data/browser/ | U.S. Energy Information Administration |  | 2019 | [5 empty] | 35.818 | 599.487 | U.S. Energy Information Administration |  |  |  |  | 435.81 | HYDRO-V1 | HYDRO-V1 | HYDRO-V1 | HYDRO-V1 | HYDRO-V1 | 33.52%
USA | United States of America | Cotton Plains Wind Farm |  | USA0060210 | 50.4 | 34.0603 | -101.1876 | Wind |  |  |  | 2017.0000000000002 | Cotton Plains Wind I LLC | U.S. Energy Information Administration | http://www.eia.gov/electricity/data/browser/ | U.S. Energy Information Administration |  | 2019 |  |  |  |  | 161.739 | 197.743 | 198.02 | U.S. Energy Information Administration |  |  |  |  | 148.01 | HYDRO-V1 | HYDRO-V1 | HYDRO-V1 | HYDRO-V1 | HYDRO-V1 | 33.52%
USA | United States of America | Old Settler Wind |  | USA0060366 | 151.2 | 34.0603 | -101.1876 | Wind |  |  |  | 2017.0 | Old Settler Wind LLC | U.S. Energy Information Administration | http://www.eia.gov/electricity/data/browser/ | U.S. Energy Information Administration |  | 2019 |  |  |  |  | 401.005 | 553.064 | 568.156 | U.S. Energy Information Administration |  |  |  |  | 444.03 | HYDRO-V1 | HYDRO-V1 | HYDRO-V1 | HYDRO-V1 | HYDRO-V1 | 33.52%
USA | United States of America | Lockett Windfarm |  | USA0062356 | 183.8 | 34.0723 | -99.2647 | Wind |  |  |  | 2019.0 | Lockett Windfarm LLC | U.S. Energy Information Administration | http://www.eia.gov/electricity/data/browser/ | U.S. Energy Information Administration |  | 2019 | [6 empty] | 372.673 | U.S. Energy Information Administration |  |  |  |  | 539.77 | NO-ESTIMATION | NO-ESTIMATION | NO-ESTIMATION | NO-ESTIMATION | CAPACITY-FACTOR-V1 | 33.52%
USA | United States of America | South Plains Wind Phase I |  | USA0059384 | 200 | 34.0806 | -101.3236 | Wind |  |  |  | 2015.0 | First Wind O&M LLC | U.S. Energy Information Administration | http://www.eia.gov/electricity/data/browser/ | U.S. Energy Information Administration | 66698 | 2019 |  |  | 24.141000000000002 | 818.301 | 664.122 | 825.73 | 789.985 | U.S. Energy Information Administration |  |  |  | 766.40 | 758.96 | NO-ESTIMATION | NO-ESTIMATION | NO-ESTIMATION | NO-ESTIMATION | CAPACITY-FACTOR-V1 | 43.32%
USA | United States of America | Foundation IE |  | USA0057792 | 1 | 34.0847 | -117.5294 | Wind |  |  |  | 2012.0 | Foundation HA Energy Generation LLC | U.S. Energy Information Administration | http://www.eia.gov/electricity/data/browser/ | U.S. Energy Information Administration |  | 2019 | 0.508 | 0.387 | 0.466 | 0.337 | 0.47300000000000003 | 0.395 | 0.043 | U.S. Energy Information Administration | 2.07 | 2.16 | 0.94 | 1.03 | 1.1 | NO-ESTIMATION | NO-ESTIMATION | NO-ESTIMATION | NO-ESTIMATION | CAPACITY-FACTOR-V1 | 12.56%
USA | United States of America | Electra Wind Farm |  | USA0060338 | 230 | 34.1029 | -99.1187 | Wind |  |  |  | 2016.0 | Electra Wind LLC | U.S. Energy Information Administration | http://www.eia.gov/electricity/data/browser/ | U.S. Energy Information Administration |  | 2019 |  |  |  | 116.266 | 919.967 | 939.224 | 937.433 | U.S. Energy Information Administration |  |  |  |  | 772.43 | HYDRO-V1 | HYDRO-V1 | HYDRO-V1 | HYDRO-V1 | HYDRO-V1 | 38.34%
USA | United States of America | Whirlwind Energy Center |  | USA0056673 | 59.8 | 34.1050 | -101.0986 | Wind |  |  |  | 2008.0 | Whirlwind Energy LLC | U.S. Energy Information Administration | http://www.eia.gov/electricity/data/browser/ | U.S. Energy Information Administration | 56682 | 2019 | 208.661 | 233.493 | 209.893 | 209.372 | 194.941 | 131.907 | 202.291 | U.S. Energy Information Administration | 194.39 | 199.97 | 189.91 | 182.79 | 196.07 | HYDRO-V1 | HYDRO-V1 | HYDRO-V1 | HYDRO-V1 | HYDRO-V1 | 37.43%
USA | United States of America | Blue Summit III Wind |  | USA0062566 | 200.2 | 34.1705 | -99.5634 | Wind |  |  |  | 2020.0000000000002 | Blue Summit III Wind LLC | U.S. Energy Information Administration | http://www.eia.gov/electricity/data/browser/ | U.S. Energy Information Administration |  | 2019 | [6 empty] | 35.954 | U.S. Energy Information Administration |  |  |  |  | 587.93 | HYDRO-V1 | HYDRO-V1 | HYDRO-V1 | HYDRO-V1 | HYDRO-V1 | 33.52%
USA | United States of America | South Plains II |  | USA0060087 | 300 | 34.1970 | -101.3815 | Wind |  |  |  | 2016.0 | Novatus Energy | U.S. Energy Information Administration | http://www.eia.gov/electricity/data/browser/ | U.S. Energy Information Administration | 66698 | 2019 |  |  |  | 672.154 | 1097.241 | 1154.432 | 1105.713 | U.S. Energy Information Administration |  |  |  |  | 1069.53 | HYDRO-V1 | HYDRO-V1 | HYDRO-V1 | HYDRO-V1 | HYDRO-V1 | 40.7%
USA | United States of America | Blue Summit II Wind LLC |  | USA0061970 | 99.4 | 34.2259 | -99.4780 | Wind |  |  |  | 2019.0 | Blue Summit II Wind LLC | U.S. Energy Information Administration | http://www.eia.gov/electricity/data/browser/ | U.S. Energy Information Administration |  | 2019 | [6 empty] | 369.33 | U.S. Energy Information Administration |  |  |  |  | 291.91 | HYDRO-V1 | HYDRO-V1 | HYDRO-V1 | HYDRO-V1 | HYDRO-V1 | 33.52%
USA | United States of America | Blue Summit Wind LLC |  | USA0058372 | 135.4 | 34.2900 | -99.3647 | Wind |  |  |  | 2013.0 | Blue Summit Wind LLC | U.S. Energy Information Administration | http://www.eia.gov/electricity/data/browser/ | U.S. Energy Information Administration | 66236 | 2019 | 447.896 | 488.467 | 435.83500000000004 | 455.74 | 473.694 | 456.482 | 432.929 | U.S. Energy Information Administration |  | 532.58 | 458.12 | 471.01 | 414.2 | NO-ESTIMATION | NO-ESTIMATION | NO-ESTIMATION | NO-ESTIMATION | CAPACITY-FACTOR-V1 | 34.92%
USA | United States of America | Longhorn Wind |  | USA0058772 | 200 | 34.3111 | -101.2511 | Wind |  |  |  | 2015.0 | EDF Renewable Asset Holdings Inc. | U.S. Energy Information Administration | http://www.eia.gov/electricity/data/browser/ | U.S. Energy Information Administration | 66701 | 2019 |  |  | 449.00600000000003 | 764.054 | 768.0 | 786.086 | 751.375 | U.S. Energy Information Administration |  |  |  | 776.32 | 758.58 | NO-ESTIMATION | NO-ESTIMATION | NO-ESTIMATION | NO-ESTIMATION | CAPACITY-FACTOR-V1 | 43.3%
USA | United States of America | Texico Wind Ranch LP |  | USA0057258 | 1.9 | 34.3600 | -103.0667 | Wind |  |  |  | 2002.7368421052631 | Texico Wind LP | U.S. Energy Information Administration | http://www.eia.gov/electricity/data/browser/ | U.S. Energy Information Administration | 45993 | 2019 | 5.323 | 5.389 | 4.607 | 4.351 | 2.005 | 2.7920000000000003 | 1.357 | U.S. Energy Information Administration | 5.31 | 5.82 | 5.05 | 4.48 | 4.86 | HYDRO-V1 | HYDRO-V1 | HYDRO-V1 | HYDRO-V1 | HYDRO-V1 | 29.2%
USA | United States of America | Arbuckle Mountain Wind Farm LLC |  | USA0059234 | 100 | 34.3869 | -97.1369 | Wind |  |  |  | 2015.0 | Arbuckle Mountain Wind Farm LLC | U.S. Energy Information Administration | http://www.eia.gov/electricity/data/browser/ | U.S. Energy Information Administration |  | 2019 |  |  | 69.405 | 405.65500000000003 | 411.644 | 398.72 | 410.707 | U.S. Energy Information Administration |  |  |  | 361.81 | 342.09 | NO-ESTIMATION | NO-ESTIMATION | NO-ESTIMATION | NO-ESTIMATION | CAPACITY-FACTOR-V1 | 39.05%
USA | United States of America | Briscoe Wind Farm |  | USA0059734 | 150 | 34.4323 | -101.2372 | Wind |  |  |  | 2015.0 | Capital Dynamics | U.S. Energy Information Administration | http://www.eia.gov/electricity/data/browser/ | U.S. Energy Information Administration |  | 2019 |  |  | 122.286 | 480.69100000000003 | 415.372 | 488.209 | 366.85 | U.S. Energy Information Administration |  |  |  | 560.64 | 578.37 | NO-ESTIMATION | NO-ESTIMATION | NO-ESTIMATION | NO-ESTIMATION | CAPACITY-FACTOR-V1 | 44.02%
USA | United States of America | Origin Wind |  | USA0058938 | 150 | 34.4461 | -97.2697 | Wind |  |  |  | 2014.0 | Enel Green Power NA Inc. | U.S. Energy Information Administration | http://www.eia.gov/electricity/data/browser/ | U.S. Energy Information Administration | 67145 | 2019 |  | 86.60900000000001 | 585.4300000000001 | 604.36 | 609.723 | 568.788 | 602.738 | U.S. Energy Information Administration |  |  | 504.11 | 504.64 | 473.19 | NO-ESTIMATION | NO-ESTIMATION | NO-ESTIMATION | NO-ESTIMATION | CAPACITY-FACTOR-V1 | 36.01%
USA | United States of America | High Lonesome Mesa LLC |  | USA0056945 | 100 | 34.4667 | -105.9625 | Wind |  |  |  | 2009.0 | NRG Energy Gas & Wind Holdings Inc | U.S. Energy Information Administration | http://www.eia.gov/electricity/data/browser/ | U.S. Energy Information Administration | 58725 | 2019 | 263.144 | 276.224 | 243.512 | 286.435 | 294.047 | 266.776 | 253.908 | U.S. Energy Information Administration | 297.72 | 291.07 | 275.41 | 288.09 | 277.1 | NO-ESTIMATION | NO-ESTIMATION | NO-ESTIMATION | NO-ESTIMATION | CAPACITY-FACTOR-V1 | 31.63%
USA | United States of America | Foundation Cemex River Plant |  | USA0058101 | 3.2 | 34.5619 | -117.3072 | Wind |  |  |  | 2013.0 | Foundation CA Fund VI Manager LLC | U.S. Energy Information Administration | http://www.eia.gov/electricity/data/browser/ | U.S. Energy Information Administration | 66183 | 2019 | 2.638 | 2.682 | 2.58 | 2.882 | 3.329 | 2.939 | 3.22 | U.S. Energy Information Administration |  | 8.23 | 7.87 | 6.21 | 6.73 | NO-ESTIMATION | NO-ESTIMATION | NO-ESTIMATION | NO-ESTIMATION | CAPACITY-FACTOR-V1 | 24.01%
USA | United States of America | Bethel Wind Farm LLC |  | USA0060414 | 276 | 34.5753 | -102.4747 | Wind |  |  |  | 2017.0 | Southern Power Co | U.S. Energy Information Administration | http://www.eia.gov/electricity/data/browser/ | U.S. Energy Information Administration |  | 2019 |  |  |  |  | 1159.662 | 1250.071 | 1235.433 | U.S. Energy Information Administration |  |  |  |  | 810.53 | HYDRO-V1 | HYDRO-V1 | HYDRO-V1 | HYDRO-V1 | HYDRO-V1 | 33.52%
USA | United States of America | Wildhorse Mountain Wind Facility |  | USA0061866 | 100 | 34.5910 | -95.1918 | Wind |  |  |  | 2020.0 | Southern Power Co | U.S. Energy Information Administration | http://www.eia.gov/electricity/data/browser/ | U.S. Energy Information Administration |  | 2019 | [6 empty] | 7.878 | U.S. Energy Information Administration |  |  |  |  | 293.67 | NO-ESTIMATION | NO-ESTIMATION | NO-ESTIMATION | NO-ESTIMATION | CAPACITY-FACTOR-V1 | 33.52%
USA | United States of America | Casa Mesa Wind Energy Center Hybrid |  | USA0061925 | 51.9 | 34.6050 | -103.9661 | Wind | Storage |  |  | 2018.0 | Casa Mesa Wind LLC | U.S. Energy Information Administration | http://www.eia.gov/electricity/data/browser/ | U.S. Energy Information Administration |  | 2019 | [5 empty] | 18.793000000000003 | 188.021 | U.S. Energy Information Administration |  |  |  |  | 152.41 | HYDRO-V1 | HYDRO-V1 | HYDRO-V1 | HYDRO-V1 | HYDRO-V1 | 33.52%
USA | United States of America | Poseidon Wind LLC |  | USA0057379 | 65.1 | 34.6062 | -110.1734 | Wind |  |  |  | 2011.0 | Axium Arizona Renewables LLC | U.S. Energy Information Administration | http://www.eia.gov/electricity/data/browser/ | U.S. Energy Information Administration | 58559 | 2019 | 110.934 | 121.525 | 107.261 | 116.38 | 127.022 | 113.527 | 122.91 | U.S. Energy Information Administration | 196.22 | 174.34 | 174.59 | 171.69 | 169.54 | NO-ESTIMATION | NO-ESTIMATION | NO-ESTIMATION | NO-ESTIMATION | CAPACITY-FACTOR-V1 | 29.73%
USA | United States of America | Foundation Cemex BMQ |  | USA0058102 | 3 | 34.6231 | -117.1125 | Wind |  |  |  | 2013.0 | Foundation CA Fund VI Manager LLC | U.S. Energy Information Administration | http://www.eia.gov/electricity/data/browser/ | U.S. Energy Information Administration |  | 2019 | 3.346 | 3.4996500000000004 | 2.926 | 3.367 | 3.856 | 3.293 | 3.862 | U.S. Energy Information Administration |  | 7.61 | 7.18 | 5.82 | 5.55 | NO-ESTIMATION | NO-ESTIMATION | NO-ESTIMATION | NO-ESTIMATION | CAPACITY-FACTOR-V1 | 21.12%
USA | United States of America | New Mexico Wind Energy Center |  | USA0056097 | 204 | 34.6357 | -104.0473 | Wind |  |  |  | 2003.0 | FPL Energy New Mexico Wind LLC | U.S. Energy Information Administration | http://www.eia.gov/electricity/data/browser/ | U.S. Energy Information Administration | 50509 | 2019 | 490.539 | 489.44100000000003 | 396.342 | 496.547 | 496.778 | 485.135 | 610.06 | U.S. Energy Information Administration | 562.82 | 546.02 | 508.66 | 498.26 | 473.93 | NO-ESTIMATION | NO-ESTIMATION | NO-ESTIMATION | NO-ESTIMATION | NO-ESTIMATION | 26.52%
USA | United States of America | El Cabo Wind |  | USA0058098 | 298 | 34.6511 | -105.4617 | Wind |  |  |  | 2018.0 | Avangrid Renewables LLC | U.S. Energy Information Administration | http://www.eia.gov/electricity/data/browser/ | U.S. Energy Information Administration |  | 2019 |  |  |  |  | 136.06108 | 1024.43 | 1132.857 | U.S. Energy Information Administration |  |  |  |  | 875.14 | NO-ESTIMATION | NO-ESTIMATION | NO-ESTIMATION | NO-ESTIMATION | CAPACITY-FACTOR-V1 | 33.52%
USA | United States of America | Dry Lake Wind LLC |  | USA0057098 | 63 | 34.6596 | -110.2842 | Wind |  |  |  | 2009.0 | Avangrid Renewables LLC | U.S. Energy Information Administration | http://www.eia.gov/electricity/data/browser/ | U.S. Energy Information Administration | 58559 | 2019 | 107.393 | 117.24600000000001 | 104.882 | 112.321 | 123.48400000000001 | 110.551 | 118.868 | U.S. Energy Information Administration | 171.05 | 169.55 | 171.58 | 165.97 | 164.28 | NO-ESTIMATION | NO-ESTIMATION | NO-ESTIMATION | NO-ESTIMATION | CAPACITY-FACTOR-V1 | 29.77%
USA | United States of America | Mariah del Norte |  | USA0059005 | 230.4 | 34.6675 | -102.5778 | Wind |  |  |  | 2016.0 | Mariah Holdings II LLC c/o CAMS | U.S. Energy Information Administration | http://www.eia.gov/electricity/data/browser/ | U.S. Energy Information Administration | 70098 | 2019 |  |  |  | 66.534 | 814.9350000000001 | 884.793 | 801.467 | U.S. Energy Information Administration |  |  |  |  | 906.23 | NO-ESTIMATION | NO-ESTIMATION | NO-ESTIMATION | NO-ESTIMATION | NO-ESTIMATION | 44.9%
USA | United States of America | Rush Springs Wind |  | USA0060592 | 249.9 | 34.6829 | -97.8293 | Wind |  |  |  | 2017.0 | Rush Springs Wind Project | U.S. Energy Information Administration | http://www.eia.gov/electricity/data/browser/ | U.S. Energy Information Administration | 69840 | 2019 |  |  |  | 69.497 | 1017.83 | 972.8720000000001 | 983.327 | U.S. Energy Information Administration |  |  |  |  | 733.88 | NO-ESTIMATION | NO-ESTIMATION | NO-ESTIMATION | NO-ESTIMATION | CAPACITY-FACTOR-V1 | 33.52%
USA | United States of America | Foundation CDCR LAC |  | USA0061066 | 1.9 | 34.6910 | -118.2210 | Wind |  |  |  | 2018.0 | Foundation CA Fund VIII Manager LLC | U.S. Energy Information Administration | http://www.eia.gov/electricity/data/browser/ | U.S. Energy Information Administration |  | 2019 |  |  |  |  | 0.0 | 4.268 | 4.532 | U.S. Energy Information Administration |  |  |  |  | 5.57 | NO-ESTIMATION | NO-ESTIMATION | NO-ESTIMATION | NO-ESTIMATION | CAPACITY-FACTOR-V1 | 33.47%
USA | United States of America | TX Jumbo Road Wind |  | USA0059621 | 299.7 | 34.7200 | -102.2533 | Wind |  |  |  | 2015.0 | TX Jumbo Road Wind LLC | U.S. Energy Information Administration | http://www.eia.gov/electricity/data/browser/ | U.S. Energy Information Administration | 67907 | 2019 |  |  | 629.918 | 993.831 | 950.796 | 1028.2540000000001 | 995.277 | U.S. Energy Information Administration |  |  |  | 1053.51 | 1177.97 | NO-ESTIMATION | NO-ESTIMATION | NO-ESTIMATION | NO-ESTIMATION | CAPACITY-FACTOR-V1 | 44.87%
USA | United States of America | Broadview Energy KW LLC |  | USA0060152 | 142.6 | 34.7270 | -103.1668 | Wind |  |  |  | 2017.0000000000002 | Pattern Operators LP | U.S. Energy Information Administration | http://www.eia.gov/electricity/data/browser/ | U.S. Energy Information Administration |  | 2019 |  |  |  |  | 316.48 | 582.445 | 552.354 | U.S. Energy Information Administration |  |  |  |  | 418.77 | HYDRO-V1 | HYDRO-V1 | HYDRO-V1 | HYDRO-V1 | HYDRO-V1 | 33.52%
USA | United States of America | Broadview Energy Prime 2 LLC |  | USA0058465 | 9.9 | 34.7281 | -103.3050 | Wind |  |  |  | 2014.0000000000002 | BayWa r.e Wind LLC | U.S. Energy Information Administration | http://www.eia.gov/electricity/data/browser/ | U.S. Energy Information Administration |  | 2019 |  | 36.373 | 35.045 | 38.823 | 39.602000000000004 | 39.144 | 37.961 | U.S. Energy Information Administration |  |  | 35.63 | 36.03 | 35.24 | HYDRO-V1 | HYDRO-V1 | HYDRO-V1 | HYDRO-V1 | HYDRO-V1 | 40.63%
USA | United States of America | Grady Wind Energy Center LLC |  | USA0060317 | 220.5 | 34.7341 | -103.0922 | Wind |  |  |  | 2019.0 | Pattern Operators LP | U.S. Energy Information Administration | http://www.eia.gov/electricity/data/browser/ | U.S. Energy Information Administration |  | 2019 | [6 empty] | 402.635 | U.S. Energy Information Administration |  |  |  |  | 647.54 | HYDRO-V1 | HYDRO-V1 | HYDRO-V1 | HYDRO-V1 | HYDRO-V1 | 33.52%
USA | United States of America | Broadview Energy JN LLC |  | USA0060145 | 181.7 | 34.7342 | -103.1080 | Wind |  |  |  | 2017.0 | Pattern Operators LP | U.S. Energy Information Administration | http://www.eia.gov/electricity/data/browser/ | U.S. Energy Information Administration |  | 2019 |  |  |  |  | 427.901 | 730.1560000000001 | 690.977 | U.S. Energy Information Administration |  |  |  |  | 533.6 | HYDRO-V1 | HYDRO-V1 | HYDRO-V1 | HYDRO-V1 | HYDRO-V1 | 33.52%
USA | United States of America | Broadview Energy Prime LLC |  | USA0058464 | 9.9 | 34.7469 | -103.3250 | Wind |  |  |  | 2014.0000000000002 | BayWa r.e Wind LLC | U.S. Energy Information Administration | http://www.eia.gov/electricity/data/browser/ | U.S. Energy Information Administration |  | 2019 |  | 34.956 | 34.158 | 38.695 | 38.43 | 39.144 | 38.17 | U.S. Energy Information Administration |  |  | 35.63 | 36.03 | 35.24 | NO-ESTIMATION | NO-ESTIMATION | NO-ESTIMATION | NO-ESTIMATION | NO-ESTIMATION | 40.63%
USA | United States of America | TX Hereford Wind |  | USA0058773 | 200 | 34.7481 | -102.1744 | Wind |  |  |  | 2015.0 | EDF Renewable Asset Holdings Inc. | U.S. Energy Information Administration | http://www.eia.gov/electricity/data/browser/ | U.S. Energy Information Administration | 67160 | 2019 |  |  | 665.88 | 740.386 | 740.462 | 784.38 | 750.66 | U.S. Energy Information Administration |  |  |  | 780.14 | 855.52 | HYDRO-V1 | HYDRO-V1 | HYDRO-V1 | HYDRO-V1 | HYDRO-V1 | 48.83%
USA | United States of America | Astra Wind Farm |  | USA0060856 | 163 | 34.7695 | -102.0524 | Wind |  |  |  | 2017.0 | Astra Wind LLC | U.S. Energy Information Administration | http://www.eia.gov/electricity/data/browser/ | U.S. Energy Information Administration |  | 2019 |  |  |  |  | 402.356 | 664.642 | 497.248 | U.S. Energy Information Administration |  |  |  |  | 478.68 | NO-ESTIMATION | NO-ESTIMATION | NO-ESTIMATION | NO-ESTIMATION | CAPACITY-FACTOR-V1 | 33.52%
USA | United States of America | Aragonne Wind LLC |  | USA0056336 | 90 | 34.8147 | -105.0108 | Wind |  |  |  | 2007.0 | Leeward Asset Management LLC | U.S. Energy Information Administration | http://www.eia.gov/electricity/data/browser/ | U.S. Energy Information Administration | 55100 | 2019 | 261.913 | 263.987 | 236.848 | 268.201 | 272.99 | 264.206 | 282.408 | U.S. Energy Information Administration | 297.93 | 278.12 | 244.33 | 272.84 | 283.04 | NO-ESTIMATION | NO-ESTIMATION | NO-ESTIMATION | NO-ESTIMATION | CAPACITY-FACTOR-V1 | 35.9%
USA | United States of America | Drift Sand Wind Project LLC |  | USA0059065 | 108 | 34.8278 | -97.9572 | Wind |  |  |  | 2017.0 | Enel Green Power NA Inc. | U.S. Energy Information Administration | http://www.eia.gov/electricity/data/browser/ | U.S. Energy Information Administration | 69255 | 2019 |  |  |  | 60.133 | 459.551 | 445.601 | 451.2874 | U.S. Energy Information Administration |  |  |  |  | 317.16 | NO-ESTIMATION | NO-ESTIMATION | NO-ESTIMATION | NO-ESTIMATION | CAPACITY-FACTOR-V1 | 33.52%
USA | United States of America | Blue Canyon Windpower |  | USA0056081 | 74.3 | 34.8508 | -98.5773 | Wind |  |  |  | 2003.9999999999998 | Blue Canyon Windpower LLC | U.S. Energy Information Administration | http://www.eia.gov/electricity/data/browser/ | U.S. Energy Information Administration | 50725 | 2019 | 261.998 | 272.342 | 236.371 | 254.21200000000002 | 247.58700000000002 | 231.372 | 231.1 | U.S. Energy Information Administration | 279.08 | 253.65 | 256.66 | 253.69 | 235.72 | NO-ESTIMATION | NO-ESTIMATION | NO-ESTIMATION | NO-ESTIMATION | CAPACITY-FACTOR-V1 | 36.22%
USA | United States of America | Blue Canyon Windpower II |  | USA0056335 | 151 | 34.8661 | -98.6056 | Wind |  |  |  | 2006.0 | Blue Canyon Windpower II LLC | U.S. Energy Information Administration | http://www.eia.gov/electricity/data/browser/ | U.S. Energy Information Administration | 50725 | 2019 | 532.394 | 545.294 | 497.693 | 529.086 | 530.465 | 495.517 | 464.318 | U.S. Energy Information Administration | 516.91 | 498.93 | 439.52 | 454.17 | 492.48 | HYDRO-V1 | HYDRO-V1 | HYDRO-V1 | HYDRO-V1 | HYDRO-V1 | 37.23%
USA | United States of America | Pacific Wind LLC |  | USA0057757 | 151.7 | 34.8914 | -118.4325 | Wind |  |  |  | 2012.0 | EDF Renewable Asset Holdings Inc. | U.S. Energy Information Administration | http://www.eia.gov/electricity/data/browser/ | U.S. Energy Information Administration | 55141 | 2019 | 323.214 | 317.093 | 267.079 | 328.829 | 309.819 | 312.028 | 303.673 | U.S. Energy Information Administration | 453.94 | 459.01 | 421.74 | 412.26 | 430.75 | NO-ESTIMATION | NO-ESTIMATION | NO-ESTIMATION | NO-ESTIMATION | CAPACITY-FACTOR-V1 | 32.41%
USA | United States of America | Blue Canyon Windpower VI LLC |  | USA0057616 | 100 | 34.9104 | -98.5599 | Wind |  |  |  | 2012.0 | Blue Canyon Windpower VI LLC | U.S. Energy Information Administration | http://www.eia.gov/electricity/data/browser/ | U.S. Energy Information Administration | 50725 | 2019 | 402.493 | 424.776 | 379.7 | 409.65000000000003 | 383.248 | 378.77500000000003 | 384.937 | U.S. Energy Information Administration | 387.70 | 392.44 | 319.80 | 369.56 | 349.48 | HYDRO-V1 | HYDRO-V1 | HYDRO-V1 | HYDRO-V1 | HYDRO-V1 | 39.89%
USA | United States of America | Manzana Wind LLC |  | USA0057484 | 189 | 34.9349 | -118.4612 | Wind |  |  |  | 2013.0 | Avangrid Renewables LLC | U.S. Energy Information Administration | http://www.eia.gov/electricity/data/browser/ | U.S. Energy Information Administration | 60958 | 2019 | 536.323 | 530.041 | 456.255 | 540.522 | 504.32 | 513.851 | 490.486 | U.S. Energy Information Administration |  | 643.16 | 668.71 | 553.50 | 522.03 | HYDRO-V1 | HYDRO-V1 | HYDRO-V1 | HYDRO-V1 | HYDRO-V1 | 31.53%
USA | United States of America | UL Advanced Wind Turbine Test Facility |  | USA0061589 | 3.5 | 34.9660 | -101.7841 | Wind |  |  |  | 2017.9428571428573 | West Texas A&M University | U.S. Energy Information Administration | http://www.eia.gov/electricity/data/browser/ | U.S. Energy Information Administration |  | 2019 | [5 empty] | 2.869 | 6.38 | U.S. Energy Information Administration |  |  |  |  | 10.27 | NO-ESTIMATION | NO-ESTIMATION | NO-ESTIMATION | NO-ESTIMATION | CAPACITY-FACTOR-V1 | 33.5%
USA | United States of America | Caprock Wind Farm |  | USA0056293 | 80 | 34.9806 | -103.3539 | Wind |  |  |  | 2005.0 | Leeward Asset Management LLC | U.S. Energy Information Administration | http://www.eia.gov/electricity/data/browser/ | U.S. Energy Information Administration | 49783 | 2019 | 320.829 | 316.68 | 296.624 | 324.918 | 317.735 | 330.326 | 320.798 | U.S. Energy Information Administration | 237.50 | 260.31 | 231.45 | 251.44 | 237.59 | NO-ESTIMATION | NO-ESTIMATION | NO-ESTIMATION | NO-ESTIMATION | CAPACITY-FACTOR-V1 | 33.9%
USA | United States of America | Brookfield Tehachapi 1 |  | USA0057962 | 102 | 35.0083 | -118.2414 | Wind |  |  |  | 2012.0 | Consolidated Edison Development Inc. | U.S. Energy Information Administration | http://www.eia.gov/electricity/data/browser/ | U.S. Energy Information Administration |  | 2019 | 277.666 | 280.834 | 237.35 | 286.428 | 254.83100000000002 | 275.149 | 246.957 | U.S. Energy Information Administration | 327.77 | 313.31 | 292.82 | 278.73 | 290.15 | NO-ESTIMATION | NO-ESTIMATION | NO-ESTIMATION | NO-ESTIMATION | CAPACITY-FACTOR-V1 | 32.47%
USA | United States of America | Alta Wind Energy Center IV |  | USA0057293 | 102 | 35.0086 | -118.2422 | Wind |  |  |  | 2011.0 | NRG Yield LLC | U.S. Energy Information Administration | http://www.eia.gov/electricity/data/browser/ | U.S. Energy Information Administration | 56708 | 2019 | 178.77700000000002 | 168.32 | 134.744 | 183.393 | 162.752 | 178.715 | 150.299 | U.S. Energy Information Administration | 318.18 | 282.40 | 280.25 | 279.04 | 286.92 | HYDRO-V1 | HYDRO-V1 | HYDRO-V1 | HYDRO-V1 | HYDRO-V1 | 32.11%
USA | United States of America | Alta Wind Energy Center V |  | USA0057294 | 168 | 35.0086 | -118.2422 | Wind |  |  |  | 2011.0 | NRG Yield LLC | U.S. Energy Information Administration | http://www.eia.gov/electricity/data/browser/ | U.S. Energy Information Administration | 56708 | 2019 | 283.238 | 269.901 | 220.012 | 293.378 | 263.466 | 284.839 | 311.896 | U.S. Energy Information Administration | 478.49 | 444.54 | 442.20 | 411.60 | 438.57 | HYDRO-V1 | HYDRO-V1 | HYDRO-V1 | HYDRO-V1 | HYDRO-V1 | 29.8%
USA | United States of America | Alta Wind Energy Center II |  | USA0057291 | 150 | 35.0239 | -118.2953 | Wind |  |  |  | 2011.0 | NRG Yield LLC | U.S. Energy Information Administration | http://www.eia.gov/electricity/data/browser/ | U.S. Energy Information Administration | 56708 | 2019 | 348.908 | 328.958 | 279.829 | 360.216 | 325.932 | 349.772 | 366.72 | U.S. Energy Information Administration | 464.99 | 410.81 | 411.73 | 415.71 | 404.23 | HYDRO-V1 | HYDRO-V1 | HYDRO-V1 | HYDRO-V1 | HYDRO-V1 | 30.76%
USA | United States of America | Alta Wind Energy Center III |  | USA0057292 | 150 | 35.0239 | -118.2953 | Wind |  |  |  | 2011.0 | NRG Yield LLC | U.S. Energy Information Administration | http://www.eia.gov/electricity/data/browser/ | U.S. Energy Information Administration | 56708 | 2019 | 361.051 | 349.245 | 300.282 | 380.46500000000003 | 350.502 | 361.029 | 261.255 | U.S. Energy Information Administration | 464.99 | 410.81 | 411.73 | 415.71 | 404.23 | HYDRO-V1 | HYDRO-V1 | HYDRO-V1 | HYDRO-V1 | HYDRO-V1 | 30.76%
USA | United States of America | Alta Wind VIII |  | USA0057835 | 150 | 35.0267 | -118.2348 | Wind |  |  |  | 2012.0 | Brookfield Renewable Trading and Marketing LP | U.S. Energy Information Administration | http://www.eia.gov/electricity/data/browser/ | U.S. Energy Information Administration | 56708 | 2019 | 285.358 | 282.719 | 231.524 | 294.789 | 251.38 | 270.077 | 237.117 | U.S. Energy Information Administration | 422.63 | 442.65 | 429.75 | 397.06 | 414.17 | HYDRO-V1 | HYDRO-V1 | HYDRO-V1 | HYDRO-V1 | HYDRO-V1 | 31.52%
USA | United States of America | Pinyon Pine II |  | USA0057837 | 132 | 35.0268 | -118.2233 | Wind |  |  |  | 2012.0 | Pinyon Pines Wind II LLC | U.S. Energy Information Administration | http://www.eia.gov/electricity/data/browser/ | U.S. Energy Information Administration |  | 2019 | 258.485 | 255.597 | 202.586 | 250.43800000000002 | 230.44 | 244.263 | 203.749 | U.S. Energy Information Administration | 343.73 | 368.21 | 362.26 | 326.87 | 336.6 | NO-ESTIMATION | NO-ESTIMATION | NO-ESTIMATION | NO-ESTIMATION | CAPACITY-FACTOR-V1 | 29.11%
USA | United States of America | Mustang Hills LLC |  | USA0057833 | 150 | 35.0309 | -118.2932 | Wind |  |  |  | 2012.0 | RWE Renewables Americas LLC | U.S. Energy Information Administration | http://www.eia.gov/electricity/data/browser/ | U.S. Energy Information Administration | 65557 | 2019 | 302.869 | 304.728 | 252.832 | 314.587 | 289.326 | 303.482 | 264.116 | U.S. Energy Information Administration | 475.55 | 438.18 | 429.17 | 405.73 | 408.98 | NO-ESTIMATION | NO-ESTIMATION | NO-ESTIMATION | NO-ESTIMATION | CAPACITY-FACTOR-V1 | 31.12%
USA | United States of America | Alta Wind Energy Center I |  | USA0057282 | 150 | 35.0337 | -118.3534 | Wind |  |  |  | 2011.0 | NRG Yield LLC | U.S. Energy Information Administration | http://www.eia.gov/electricity/data/browser/ | U.S. Energy Information Administration | 56708 | 2019 | 398.985 | 403.255 | 341.12 | 413.363 | 366.51800000000003 | 399.302 | 366.019 | U.S. Energy Information Administration | 439.46 | 428.92 | 385.54 | 433.68 | 403.07 | NO-ESTIMATION | NO-ESTIMATION | NO-ESTIMATION | NO-ESTIMATION | CAPACITY-FACTOR-V1 | 30.68%
USA | United States of America | Pinyon Pine I |  | USA0057834 | 168 | 35.0434 | -118.2118 | Wind |  |  |  | 2012.0 | Pinyon Pines Wind I LLC | U.S. Energy Information Administration | http://www.eia.gov/electricity/data/browser/ | U.S. Energy Information Administration | 66477 | 2019 | 363.653 | 365.507 | 288.517 | 346.699 | 319.57800000000003 | 339.37 | 275.335 | U.S. Energy Information Administration | 487.84 | 485.49 | 464.45 | 427.79 | 421.63 | NO-ESTIMATION | NO-ESTIMATION | NO-ESTIMATION | NO-ESTIMATION | CAPACITY-FACTOR-V1 | 28.65%
USA | United States of America | Oak Creek Energy Systems I |  | USA0050754 | 34.5 | 35.0439 | -118.2764 | Wind |  |  |  | 1996.6666666666667 | Oak Creek Energy System Inc II | U.S. Energy Information Administration | http://www.eia.gov/electricity/data/browser/ | U.S. Energy Information Administration | 39987 | 2019 | 62.709 | 55.517 | 54.537 | 65.658 | 62.262 | 64.995 | 58.543 | U.S. Energy Information Administration | 77.65 | 71.43 | 76.26 | 77.03 | 72.06 | SOLAR-V1-NO-AGE | SOLAR-V1-NO-AGE | SOLAR-V1-NO-AGE | SOLAR-V1-NO-AGE | SOLAR-V1-NO-AGE | 23.84%
USA | United States of America | Mojave 16 |  | USA0050821 | 48 | 35.0450 | -118.2642 | Wind |  |  |  | 1990.0 | Terra-Gen Operating Co-Wind | U.S. Energy Information Administration | http://www.eia.gov/electricity/data/browser/ | U.S. Energy Information Administration | 46567 | 2019 | 44.089 | 35.493 | 27.245 | 36.9 | 34.238 | 62.516 | 52.089 | U.S. Energy Information Administration | 73.00 | 60.47 | 63.99 | 70.96 | 43.18 | HYDRO-V1 | HYDRO-V1 | HYDRO-V1 | HYDRO-V1 | HYDRO-V1 | 10.27%
USA | United States of America | Mojave 18 |  | USA0050823 | 40.5 | 35.0460 | -118.2757 | Wind |  |  |  | 1990.0 | Terra-Gen Operating Co-Wind | U.S. Energy Information Administration | http://www.eia.gov/electricity/data/browser/ | U.S. Energy Information Administration | 46569 | 2019 | 53.356 | 48.069 | 38.621 | 48.832 | 42.156 | 58.346000000000004 | 49.167 | U.S. Energy Information Administration | 69.42 | 60.47 | 63.74 | 70.96 | 42.79 | HYDRO-V1 | HYDRO-V1 | HYDRO-V1 | HYDRO-V1 | HYDRO-V1 | 12.06%
USA | United States of America | Voyager Wind I |  | USA0060594 | 131.1 | 35.0461 | -118.2827 | Wind |  |  |  | 2020.0 | Terra-Gen Operating Co-Wind | U.S. Energy Information Administration | http://www.eia.gov/electricity/data/browser/ | U.S. Energy Information Administration |  | 2019 | [6 empty] | 6.728 | U.S. Energy Information Administration |  |  |  |  | 385 | HYDRO-V1 | HYDRO-V1 | HYDRO-V1 | HYDRO-V1 | HYDRO-V1 | 33.52%
USA | United States of America | TPC Windfarms LLC |  | USA0054647 | 28.7 | 35.0500 | -118.2572 | Wind |  |  |  | 1987.0 | Terra-Gen Operating Co-Wind | U.S. Energy Information Administration | http://www.eia.gov/electricity/data/browser/ | U.S. Energy Information Administration | 46564 | 2019 | 55.077 | 72.897 | 74.71600000000001 | 58.94 | 55.586 | 64.43900000000001 | 52.248 | U.S. Energy Information Administration | 70.16 | 40.30 | 43.41 | 47.97 | 43.33 | HYDRO-V1 | HYDRO-V1 | HYDRO-V1 | HYDRO-V1 | HYDRO-V1 | 17.23%
USA | United States of America | Difwind Farms Ltd VI |  | USA0054686 | 27.1 | 35.0506 | -118.1714 | Wind |  |  |  | 1987.0 | Terra-Gen Operating Co-Wind | U.S. Energy Information Administration | http://www.eia.gov/electricity/data/browser/ | U.S. Energy Information Administration |  | 2019 | 38.733000000000004 | 36.69 | 34.06 | 37.61 |  | 34.847 | 23.451 | U.S. Energy Information Administration | 67.40 | 41.42 | 38.49 | 44.52 | 44.29 | HYDRO-V1 | HYDRO-V1 | HYDRO-V1 | HYDRO-V1 | HYDRO-V1 | 18.66%
USA | United States of America | Mojave 4 |  | USA0052142 | 29 | 35.0506 | -118.2572 | Wind |  |  |  | 1991.0 | Terra-Gen Operating Co-Wind | U.S. Energy Information Administration | http://www.eia.gov/electricity/data/browser/ | U.S. Energy Information Administration |  | 2019 | 74.058 | 74.81 | 65.278 | 79.678 | 70.584 | 62.891 | 51.515 | U.S. Energy Information Administration | 71.79 | 58.68 | 62.76 | 72.32 | 58.42 | HYDRO-V1 | HYDRO-V1 | HYDRO-V1 | HYDRO-V1 | HYDRO-V1 | 23%
USA | United States of America | Windland |  | USA0050386 | 15.3 | 35.0522 | -118.3581 | Wind |  |  |  | 1983.0 | Terra-Gen Operating Co-Wind | U.S. Energy Information Administration | http://www.eia.gov/electricity/data/browser/ | U.S. Energy Information Administration |  | 2019 | 34.916000000000004 | 33.912 | 27.259 | 35.82513 | 34.41042 | 32.5908 | 31.592 | U.S. Energy Information Administration | 19.92 | 23.07 | 26.38 | 25.44 | 27.29 | HYDRO-V1 | HYDRO-V1 | HYDRO-V1 | HYDRO-V1 | HYDRO-V1 | 20.36%
USA | United States of America | Windstar 1 |  | USA0057774 | 120 | 35.0542 | -118.3547 | Wind |  |  |  | 2012.0 | Brookfield Renewable Trading and Marketing LP | U.S. Energy Information Administration | http://www.eia.gov/electricity/data/browser/ | U.S. Energy Information Administration | 54090 | 2019 | 310.045 | 284.942 | 249.711 | 299.341 | 285.384 | 290.314 | 267.298 | U.S. Energy Information Administration | 352.42 | 357.71 | 323.92 | 322.50 | 320.25 | HYDRO-V1 | HYDRO-V1 | HYDRO-V1 | HYDRO-V1 | HYDRO-V1 | 30.47%
USA | United States of America | CTV Power Purchase Contract Trust |  | USA0054300 | 4.6 | 35.0583 | -118.3083 | Wind |  |  |  | 2003.6086956521742 | Brookfield Renewable Trading and Marketing LP | U.S. Energy Information Administration | http://www.eia.gov/electricity/data/browser/ | U.S. Energy Information Administration | 61939 | 2019 | 10.22 | 10.849 | 10.14 | 10.620000000000001 | 9.945 | 11.812 | 11.048 | U.S. Energy Information Administration | 12.14 | 9.94 | 14.53 | 11.07 | 8.64 | HYDRO-V1 | HYDRO-V1 | HYDRO-V1 | HYDRO-V1 | HYDRO-V1 | 21.44%
USA | United States of America | Coram Energy LLC (ECT) |  | USA0054298 | 7.5 | 35.0583 | -118.3417 | Wind |  |  |  | 2005.0 | Brookfield Renewable Trading and Marketing LP | U.S. Energy Information Administration | http://www.eia.gov/electricity/data/browser/ | U.S. Energy Information Administration | 51957 | 2019 | 26.587 | 22.464000000000002 | 20.437 | 28.310000000000002 | 25.885 | 26.476 | 25.544 | U.S. Energy Information Administration | 18.54 | 20.12 | 17.71 | 25.02 | 21.38 | HYDRO-V1 | HYDRO-V1 | HYDRO-V1 | HYDRO-V1 | HYDRO-V1 | 32.54%
USA | United States of America | Alta Wind X |  | USA0058394 | 138 | 35.0600 | -118.2000 | Wind |  |  |  | 2014.0 | NRG Yield LLC | U.S. Energy Information Administration | http://www.eia.gov/electricity/data/browser/ | U.S. Energy Information Administration | 56708 | 2019 |  | 328.08 | 309.408 | 364.926 | 340.379 | 373.532 | 366.641 | U.S. Energy Information Administration |  |  | 428.96 | 391.54 | 383.37 | HYDRO-V1 | HYDRO-V1 | HYDRO-V1 | HYDRO-V1 | HYDRO-V1 | 31.71%
USA | United States of America | Rising Tree Wind Farm III |  | USA0059236 | 99 | 35.0606 | -118.2433 | Wind |  |  |  | 2015.0 | Rising Tree Wind Farm III LLC | U.S. Energy Information Administration | http://www.eia.gov/electricity/data/browser/ | U.S. Energy Information Administration | 67505 | 2019 |  |  | 183.84900000000002 | 321.253 | 334.837 | 354.105 | 265.527 | U.S. Energy Information Administration |  |  |  | 321.80 | 323.95 | NO-ESTIMATION | NO-ESTIMATION | NO-ESTIMATION | NO-ESTIMATION | CAPACITY-FACTOR-V1 | 37.35%
USA | United States of America | Tehachapi Wind Resource I |  | USA0010191 | 8.7 | 35.0606 | -118.3897 | Wind |  |  |  | 1985.0000000000002 | CalWind Resources Inc | U.S. Energy Information Administration | http://www.eia.gov/electricity/data/browser/ | U.S. Energy Information Administration |  | 2019 | 13.228 | 13.895 | 12.097 | 15.248000000000001 | 14.072000000000001 | 14.337 | 14.038 | U.S. Energy Information Administration | 10.57 | 11.06 | 12.32 | 13.52 | 12.9 | HYDRO-V1 | HYDRO-V1 | HYDRO-V1 | HYDRO-V1 | HYDRO-V1 | 16.93%
USA | United States of America | Voyager Wind III |  | USA0061583 | 43.2 | 35.0608 | -118.2647 | Wind |  |  |  | 2019.0 | Terra-Gen Operating Co-Wind | U.S. Energy Information Administration | http://www.eia.gov/electricity/data/browser/ | U.S. Energy Information Administration |  | 2019 | [5 empty] | 1.098 | 135.389 | U.S. Energy Information Administration |  |  |  |  | 126.86 | SOLAR-V1-NO-AGE | SOLAR-V1-NO-AGE | SOLAR-V1-NO-AGE | SOLAR-V1-NO-AGE | SOLAR-V1-NO-AGE | 33.52%
USA | United States of America | Oasis Wind |  | USA0056302 | 59 | 35.0609 | -118.2924 | Wind |  |  |  | 2005.0 | Terra-Gen Operating Co-Wind | U.S. Energy Information Administration | http://www.eia.gov/electricity/data/browser/ | U.S. Energy Information Administration | 54177 | 2019 | 139.369 | 158.538 | 151.583 | 178.931 | 172.388 | 171.892 | 148.722 | U.S. Energy Information Administration | 174.99 | 168.66 | 162.56 | 174.05 | 192.02 | HYDRO-V1 | HYDRO-V1 | HYDRO-V1 | HYDRO-V1 | HYDRO-V1 | 37.15%
USA | United States of America | Alta Wind XI |  | USA0058395 | 90 | 35.0650 | -118.3900 | Wind |  |  |  | 2014.0 | NRG Yield LLC | U.S. Energy Information Administration | http://www.eia.gov/electricity/data/browser/ | U.S. Energy Information Administration | 56708 | 2019 |  | 249.985 | 222.142 | 276.368 | 248.865 | 261.386 | 246.686 | U.S. Energy Information Administration |  |  | 288.58 | 283.86 | 250.94 | HYDRO-V1 | HYDRO-V1 | HYDRO-V1 | HYDRO-V1 | HYDRO-V1 | 31.83%
USA | United States of America | Coram Tehachapi |  | USA0054750 | 6.5 | 35.0663 | -118.3394 | Wind |  |  |  | 1992.0 | Brookfield Renewable Trading and Marketing LP | U.S. Energy Information Administration | http://www.eia.gov/electricity/data/browser/ | U.S. Energy Information Administration | 37647 | 2019 | 12.552 | 13.236 | 13.012 | 14.093 | 12.553 | 12.579 | 11.167 | U.S. Energy Information Administration | 11.14 | 10.33 | 12.17 | 13.02 | 10.02 | NO-ESTIMATION | NO-ESTIMATION | NO-ESTIMATION | NO-ESTIMATION | CAPACITY-FACTOR-V1 | 17.6%
USA | United States of America | Mojave 3 |  | USA0052143 | 23.5 | 35.0680 | -118.2898 | Wind |  |  |  | 1991.0 | Terra-Gen Operating Co-Wind | U.S. Energy Information Administration | http://www.eia.gov/electricity/data/browser/ | U.S. Energy Information Administration | 46563 | 2019 | 61.721000000000004 | 66.75966000000001 | 53.314 | 64.184 | 56.668 | 59.211 | 48.016 | U.S. Energy Information Administration | 55.92 | 50.85 | 54.14 | 61.27 | 50.3 | HYDRO-V1 | HYDRO-V1 | HYDRO-V1 | HYDRO-V1 | HYDRO-V1 | 24.43%
USA | United States of America | Victory Garden (Tehachapi) |  | USA0050532 | 18.8 | 35.0686 | -118.3833 | Wind |  |  |  | 1983.4361702127658 | Wind Stream Operations LLC | U.S. Energy Information Administration | http://www.eia.gov/electricity/data/browser/ | U.S. Energy Information Administration | 36025 | 2019 | 25.055 | 25.41 | 20.576 | 20.41 | 22.929000000000002 | 22.219 | 20.612 | U.S. Energy Information Administration | 22.85 | 28.50 | 29.47 | 29.46 | 27.04 | HYDRO-V1 | HYDRO-V1 | HYDRO-V1 | HYDRO-V1 | HYDRO-V1 | 16.42%
USA | United States of America | Ridgetop Energy LLC |  | USA0010597 | 29 | 35.0697 | -118.3167 | Wind |  |  |  | 1984.0 | Terra-Gen Operating Co-Wind | U.S. Energy Information Administration | http://www.eia.gov/electricity/data/browser/ | U.S. Energy Information Administration | 57424 | 2019 | 63.019 | 66.775 | 53.707 | 55.674 | 48.346000000000004 | 45.134 | 43.666 | U.S. Energy Information Administration | 44.74 | 41.81 | 46.45 | 55.00 | 48.64 | HYDRO-V1 | HYDRO-V1 | HYDRO-V1 | HYDRO-V1 | HYDRO-V1 | 19.15%
USA | United States of America | Voyager Wind II |  | USA0061582 | 128.7 | 35.0734 | -118.2686 | Wind |  |  |  | 2019.0 | Terra-Gen Operating Co-Wind | U.S. Energy Information Administration | http://www.eia.gov/electricity/data/browser/ | U.S. Energy Information Administration |  | 2019 | [5 empty] | 12.868 | 458.595 | U.S. Energy Information Administration |  |  |  |  | 377.95 | NO-ESTIMATION | NO-ESTIMATION | NO-ESTIMATION | NO-ESTIMATION | NO-ESTIMATION | 33.52%
USA | United States of America | Ridgetop |  | USA0054931 | 46.8 | 35.0740 | -118.3153 | Wind |  |  |  | 1994.0 | Terra-Gen Operating Co-Wind | U.S. Energy Information Administration | http://www.eia.gov/electricity/data/browser/ | U.S. Energy Information Administration | 57424 | 2019 | 132.885 | 144.769 | 132.125 | 151.962 | 144.091 | 137.76 | 133.872 | U.S. Energy Information Administration | 113.92 | 107.97 | 108.76 | 129.01 | 107.14 | NO-ESTIMATION | NO-ESTIMATION | NO-ESTIMATION | NO-ESTIMATION | CAPACITY-FACTOR-V1 | 26.13%
USA | United States of America | Cameron Ridge LLC |  | USA0010586 | 59.6 | 35.0750 | -118.3158 | Wind |  |  |  | 1985.0 | Terra-Gen Operating Co-Wind | U.S. Energy Information Administration | http://www.eia.gov/electricity/data/browser/ | U.S. Energy Information Administration | 45208 | 2019 | 162.659 | 176.326 | 152.363 | 173.868 | 167.738 | 151.385 | 153.82 | U.S. Energy Information Administration | 145.06 | 138.00 | 149.40 | 155.00 | 151.03 | HYDRO-V1 | HYDRO-V1 | HYDRO-V1 | HYDRO-V1 | HYDRO-V1 | 28.93%
USA | United States of America | Coram Energy LLC |  | USA0054299 | 3 | 35.0750 | -118.3417 | Wind |  |  |  | 2005.0 | Brookfield Renewable Trading and Marketing LP | U.S. Energy Information Administration | http://www.eia.gov/electricity/data/browser/ | U.S. Energy Information Administration | 51957 | 2019 | 9.583 | 8.317 | 8.592 | 11.855 | 10.144 | 11.56 | 9.717 | U.S. Energy Information Administration | 6.12 | 7.67 | 6.72 | 9.98 | 7.9 | HYDRO-V1 | HYDRO-V1 | HYDRO-V1 | HYDRO-V1 | HYDRO-V1 | 30.06%
USA | United States of America | Mojave 5 |  | USA0052144 | 22.5 | 35.0760 | -118.2487 | Wind |  |  |  | 1991.0 | Terra-Gen Operating Co-Wind | U.S. Energy Information Administration | http://www.eia.gov/electricity/data/browser/ | U.S. Energy Information Administration | 46565 | 2019 | 62.235 | 68.967 | 55.853 | 65.104 | 56.622 | 55.605000000000004 | 42.302 | U.S. Energy Information Administration | 59.03 | 48.86 | 52.68 | 59.46 | 48.66 | HYDRO-V1 | HYDRO-V1 | HYDRO-V1 | HYDRO-V1 | HYDRO-V1 | 24.69%
USA | United States of America | Victory Garden Phase IV LLC |  | USA0052160 | 22 | 35.0760 | -118.3664 | Wind |  |  |  | 1990.0 | Terra-Gen Operating Co-Wind | U.S. Energy Information Administration | http://www.eia.gov/electricity/data/browser/ | U.S. Energy Information Administration | 37654 | 2019 | 43.618 | 37.462 | 31.613 | 34.213 | 31.493000000000002 | 29.02 | 24.566 | U.S. Energy Information Administration | 39.53 | 40.52 | 40.88 | 39.43 | 22.04 | NO-ESTIMATION | NO-ESTIMATION | NO-ESTIMATION | NO-ESTIMATION | CAPACITY-FACTOR-V1 | 11.44%
USA | United States of America | ZCO |  | USA0056276 | 1.6 | 35.0772 | -118.3811 | Wind |  |  |  | 1986.0000000000002 | Wind Stream Operations LLC | U.S. Energy Information Administration | http://www.eia.gov/electricity/data/browser/ | U.S. Energy Information Administration | 63108 | 2019 |  |  | 1.209 | 1.704 | 1.629 | 1.877 | 1.659 | U.S. Energy Information Administration | 1.42 | 1.36 | 1.63 | 1.22 | 1.6 | NO-ESTIMATION | NO-ESTIMATION | NO-ESTIMATION | NO-ESTIMATION | CAPACITY-FACTOR-V1 | 11.42%
USA | United States of America | Rising Tree Wind Farm |  | USA0057621 | 79.2 | 35.0775 | -118.2183 | Wind |  |  |  | 2015.0 | Rising Tree Wind Farm LLC | U.S. Energy Information Administration | http://www.eia.gov/electricity/data/browser/ | U.S. Energy Information Administration | 67505 | 2019 |  |  | 206.53300000000002 | 243.489 | 248.107 | 266.019 | 237.336 | U.S. Energy Information Administration |  |  |  | 253.59 | 249.34 | NO-ESTIMATION | NO-ESTIMATION | NO-ESTIMATION | NO-ESTIMATION | CAPACITY-FACTOR-V1 | 35.94%
USA | United States of America | Voyager Wind IV |  | USA0061584 | 21.6 | 35.0779 | -118.2497 | Wind |  |  |  | 2019.0 | Terra-Gen Operating Co-Wind | U.S. Energy Information Administration | http://www.eia.gov/electricity/data/browser/ | U.S. Energy Information Administration |  | 2019 | [5 empty] | 1.572 | 77.355 | U.S. Energy Information Administration |  |  |  |  | 63.43 | HYDRO-V1 | HYDRO-V1 | HYDRO-V1 | HYDRO-V1 | HYDRO-V1 | 33.52%
USA | United States of America | Terra-Gen 251 Wind LLC |  | USA0052161 | 18.4 | 35.0853 | -118.3547 | Wind |  |  |  | 1987.0 | Terra-Gen Operating Co-Wind | U.S. Energy Information Administration | http://www.eia.gov/electricity/data/browser/ | U.S. Energy Information Administration |  | 2019 | 27.785 | 26.082 | 21.592 | 22.832 | 23.268 | 20.381 | 16.304 | U.S. Energy Information Administration | 31.45 | 22.12 | 23.61 | 21.61 | 21.04 | HYDRO-V1 | HYDRO-V1 | HYDRO-V1 | HYDRO-V1 | HYDRO-V1 | 13.05%
USA | United States of America | Rising Tree Wind Farm II |  | USA0059235 | 19.8 | 35.0889 | -118.2064 | Wind |  |  |  | 2015.0 | Rising Tree Wind Farm II LLC | U.S. Energy Information Administration | http://www.eia.gov/electricity/data/browser/ | U.S. Energy Information Administration | 67505 | 2019 |  |  | 46.891 | 59.197 | 54.592 | 57.864000000000004 | 54.25 | U.S. Energy Information Administration |  |  |  | 63.59 | 63.08 | HYDRO-V1 | HYDRO-V1 | HYDRO-V1 | HYDRO-V1 | HYDRO-V1 | 36.37%
USA | United States of America | Helzel & Schwarzhoff 88 Wind Farm |  | USA0052165 | 1.8 | 35.0908 | -118.3936 | Wind |  |  |  | 1987.0 | Terra-Gen 251 Wind LLC | U.S. Energy Information Administration | http://www.eia.gov/electricity/data/browser/ | U.S. Energy Information Administration |  | 2019 | 2.818 | 2.58 | 2.124 | 1.717 | 1.87 | 1.566 | 1.312 | U.S. Energy Information Administration | 2.56 | 1.90 | 2.04 | 1.73 | 1.48 | NO-ESTIMATION | NO-ESTIMATION | NO-ESTIMATION | NO-ESTIMATION | NO-ESTIMATION | 9.386%
USA | United States of America | Helzel & Schwarzhoff 86 |  | USA0056275 | 2.4 | 35.0925 | -118.3952 | Wind |  |  |  | 1987.0000000000002 | Wind Stream Operations LLC | U.S. Energy Information Administration | http://www.eia.gov/electricity/data/browser/ | U.S. Energy Information Administration | 63107 | 2019 | 3.168 | 3.203 | 0.266 | 2.492 | 2.316 | 3.799 | 2.037 | U.S. Energy Information Administration | 3.30 | 2.62 | 2.83 | 2.41 | 1.86 | HYDRO-V1 | HYDRO-V1 | HYDRO-V1 | HYDRO-V1 | HYDRO-V1
USA | United States of America | 85 A |  | USA0052162 | 14.1 | 35.1011 | -118.3372 | Wind |  |  |  | 1985.0 | Tehachapi Wind Wall LLC | U.S. Energy Information Administration | http://www.eia.gov/electricity/data/browser/ | U.S. Energy Information Administration |  | 2019 | 18.64 | 16.839 | 13.347 | 16.012 | 16.521 | 15.766 | 12.194 | U.S. Energy Information Administration | 18.01 | 17.18 | 19.54 | 20.71 | 22.04 | HYDRO-V1 | HYDRO-V1 | HYDRO-V1 | HYDRO-V1 | HYDRO-V1 | 17.84%
USA | United States of America | 85 B |  | USA0052163 | 21.2 | 35.1011 | -118.3372 | Wind |  |  |  | 1985.0 | Tehachapi Wind Wall LLC | U.S. Energy Information Administration | http://www.eia.gov/electricity/data/browser/ | U.S. Energy Information Administration |  | 2019 | 25.968 | 22.336000000000002 | 17.296 | 20.601 | 16.355 | 18.824 | 16.181 | U.S. Energy Information Administration | 21.49 | 19.64 | 22.46 | 23.40 | 23.01 | HYDRO-V1 | HYDRO-V1 | HYDRO-V1 | HYDRO-V1 | HYDRO-V1 | 12.39%
USA | United States of America | Tehachapi Wind Resource II |  | USA0054909 | 21.9 | 35.1061 | -118.3114 | Wind |  |  |  | 1999.27397260274 | CalWind Resources Inc | U.S. Energy Information Administration | http://www.eia.gov/electricity/data/browser/ | U.S. Energy Information Administration |  | 2019 | 48.656 | 46.726 | 35.278 | 48.993 | 48.641 | 48.422000000000004 | 47.619 | U.S. Energy Information Administration | 45.95 | 41.53 | 44.41 | 44.23 | 38.8 | HYDRO-V1 | HYDRO-V1 | HYDRO-V1 | HYDRO-V1 | HYDRO-V1 | 20.22%
USA | United States of America | Terra-Gen VG Wind LLC |  | USA0056570 | 7.4 | 35.1161 | -118.3789 | Wind |  |  |  | 1984.0 | Terra-Gen Operating Co-Wind | U.S. Energy Information Administration | http://www.eia.gov/electricity/data/browser/ | U.S. Energy Information Administration |  | 2019 | 19.004 | 14.1 | 12.337 | 13.321 | 10.091000000000001 | 11.114 | 11.354 | U.S. Energy Information Administration | 9.11 | 9.17 | 12.56 | 11.93 | 10.68 | HYDRO-V1 | HYDRO-V1 | HYDRO-V1 | HYDRO-V1 | HYDRO-V1 | 16.48%
USA | United States of America | Rocky Ridge Wind Project |  | USA0058078 | 148.8 | 35.1356 | -99.0031 | Wind |  |  |  | 2012.0 | Rocky Ridge Wind Project LLC | U.S. Energy Information Administration | http://www.eia.gov/electricity/data/browser/ | U.S. Energy Information Administration | 61643 | 2019 | 603.866 | 630.275 | 562.605 | 615.758 | 569.881 | 583.198 | 586.439 | U.S. Energy Information Administration | 557.52 | 575.30 | 500.94 | 534.76 | 482.53 | HYDRO-V1 | HYDRO-V1 | HYDRO-V1 | HYDRO-V1 | HYDRO-V1 | 37.02%
USA | United States of America | Kingman 1 |  | USA0057775 | 10.5 | 35.1458 | -114.0675 | Wind | Solar |  |  | 2011.0 | Brookfield Renewable Trading and Marketing LP | U.S. Energy Information Administration | http://www.eia.gov/electricity/data/browser/ | U.S. Energy Information Administration |  | 2019 | 22.609 | 0.0 | 0.0 | 0.0 | 0.0 | 0.0 | 28.607 | U.S. Energy Information Administration | 32.47 | 29.67 | 29.28 | 31.00 | 30.43 | NO-ESTIMATION | NO-ESTIMATION | NO-ESTIMATION | NO-ESTIMATION | CAPACITY-FACTOR-V1 | 33.08%
USA | United States of America | GE - Tehachapi |  | USA0057566 | 5.3 | 35.1553 | -118.3694 | Wind |  |  |  | 2016.5849056603774 | GE Wind Energy LLC | U.S. Energy Information Administration | http://www.eia.gov/electricity/data/browser/ | U.S. Energy Information Administration |  | 2019 | 1.236 | 0.0 | 0.0 | 3.373 | 3.89 | 3.879 |  | U.S. Energy Information Administration |  |  | 4.58 | 4.29 | 3.56 | HYDRO-V1 | HYDRO-V1 | HYDRO-V1 | HYDRO-V1 | HYDRO-V1
USA | United States of America | Mesalands Comm College Wind Turbine |  | USA0057106 | 1.5 | 35.1700 | -103.7400 | Wind |  |  |  | 2009.0 | Mesalands Community College | U.S. Energy Information Administration | http://www.eia.gov/electricity/data/browser/ | U.S. Energy Information Administration | 58591 | 2019 | 3.141 | 3.107 | 2.837 | 2.7720000000000002 | 2.761 | 2.981 | 2.899 | U.S. Energy Information Administration | 5.49 | 4.72 | 3.65 | 4.70 | 4.51 | HYDRO-V1 | HYDRO-V1 | HYDRO-V1 | HYDRO-V1 | HYDRO-V1 | 34.32%
USA | United States of America | Salt Fork Wind Project LLC |  | USA0060657 | 174 | 35.1817 | -100.9344 | Wind |  |  |  | 2017.0 | Southern Power Co | U.S. Energy Information Administration | http://www.eia.gov/electricity/data/browser/ | U.S. Energy Information Administration | 69318 | 2019 |  |  |  | 55.811 | 694.344 | 750.59 | 722.359 | U.S. Energy Information Administration |  |  |  |  | 510.99 | SOLAR-V1-NO-AGE | SOLAR-V1-NO-AGE | SOLAR-V1-NO-AGE | SOLAR-V1-NO-AGE | SOLAR-V1-NO-AGE | 33.52%
USA | United States of America | Little Elk Wind Project LLC |  | USA0058999 | 74 | 35.1947 | -98.9072 | Wind |  |  |  | 2016.0 | Enel Green Power NA Inc. | U.S. Energy Information Administration | http://www.eia.gov/electricity/data/browser/ | U.S. Energy Information Administration |  | 2019 |  |  | 11.803 | 350.90000000000003 | 314.498 | 333.098 | 336.042 | U.S. Energy Information Administration |  |  |  |  | 315.96 | HYDRO-V1 | HYDRO-V1 | HYDRO-V1 | HYDRO-V1 | HYDRO-V1 | 48.74%
USA | United States of America | Canadian Breaks LLC |  | USA0063030 | 210.1 | 35.2002 | -102.3155 | Wind |  |  |  | 2020.0 | RWE Renewables Americas LLC | U.S. Energy Information Administration | http://www.eia.gov/electricity/data/browser/ | U.S. Energy Information Administration |  | 2019 | [6 empty] | 34.126 | U.S. Energy Information Administration |  |  |  |  | 617 | HYDRO-V1 | HYDRO-V1 | HYDRO-V1 | HYDRO-V1 | HYDRO-V1 | 33.52%
USA | United States of America | Route 66 Wind Plant |  | USA0058681 | 150 | 35.2053 | -101.4342 | Wind |  |  |  | 2015.0 | Novatus Energy | U.S. Energy Information Administration | http://www.eia.gov/electricity/data/browser/ | U.S. Energy Information Administration | 67494 | 2019 |  |  | 247.70000000000002 | 686.63 | 562.864 | 599.421 | 596.499 | U.S. Energy Information Administration |  |  |  | 645.81 | 639.43 | HYDRO-V1 | HYDRO-V1 | HYDRO-V1 | HYDRO-V1 | HYDRO-V1 | 48.66%
USA | United States of America | Spinning Spur Wind LLC |  | USA0057973 | 161 | 35.2375 | -102.2031 | Wind |  |  |  | 2012.0 | EDF Renewable Asset Holdings Inc. | U.S. Energy Information Administration | http://www.eia.gov/electricity/data/browser/ | U.S. Energy Information Administration | 62834 | 2019 | 687.016 | 712.566 | 666.4250000000001 | 686.636 | 679.474 | 723.423 | 712.287 | U.S. Energy Information Administration | 621.09 | 687.37 | 584.19 | 612.77 | 594.59 | HYDRO-V1 | HYDRO-V1 | HYDRO-V1 | HYDRO-V1 | HYDRO-V1 | 42.16%
USA | United States of America | Grandview Wind Farm LLC |  | USA0058596 | 211.2 | 35.2383 | -101.3108 | Wind |  |  |  | 2015.0 | RWE Renewables Americas LLC | U.S. Energy Information Administration | http://www.eia.gov/electricity/data/browser/ | U.S. Energy Information Administration |  | 2019 |  |  | 824.386 | 928.407 | 835.373 | 944.008 | 900.333 | U.S. Energy Information Administration |  |  |  | 899.35 | 873.73 | SOLAR-V1-NO-AGE | SOLAR-V1-NO-AGE | SOLAR-V1-NO-AGE | SOLAR-V1-NO-AGE | SOLAR-V1-NO-AGE | 47.23%
USA | United States of America | Golden Spread Panhandle Wnd Rch |  | USA0057866 | 78.2 | 35.2436 | -102.2100 | Wind |  |  |  | 2011.0 | Golden Spread Electric Cooperative Inc | U.S. Energy Information Administration | http://www.eia.gov/electricity/data/browser/ | U.S. Energy Information Administration |  | 2019 | 320.76 | 295.277 | 281.223 | 255.525 | 201.775 | 288.583 | 255.517 | U.S. Energy Information Administration | 304.71 | 321.36 | 265.55 | 283.32 | 278.04 | HYDRO-V1 | HYDRO-V1 | HYDRO-V1 | HYDRO-V1 | HYDRO-V1 | 40.59%
USA | United States of America | Colbeck's Corner LLC |  | USA0059068 | 200 | 35.2542 | -101.1866 | Wind |  |  |  | 2016.0 | RWE Renewables Americas LLC | U.S. Energy Information Administration | http://www.eia.gov/electricity/data/browser/ | U.S. Energy Information Administration | 68271 | 2019 |  |  |  | 558.408 | 838.357 | 884.986 | 843.756 | U.S. Energy Information Administration |  |  |  |  | 834.33 | SOLAR-V1-NO-AGE | SOLAR-V1-NO-AGE | SOLAR-V1-NO-AGE | SOLAR-V1-NO-AGE | SOLAR-V1-NO-AGE | 47.62%
USA | United States of America | Sky River LLC |  | USA0050536 | 76.9 | 35.2608 | -118.2469 | Wind |  |  |  | 1991.0000000000002 | Sky River LLC | U.S. Energy Information Administration | http://www.eia.gov/electricity/data/browser/ | U.S. Energy Information Administration | 32795 | 2019 | 162.677 | 172.09 | 130.55700000000002 | 136.626 | 138.302 | 121.86 | 99.861 | U.S. Energy Information Administration | 146.00 | 140.43 | 145.20 | 148.26 | 137.68 | SOLAR-V1-NO-AGE | SOLAR-V1-NO-AGE | SOLAR-V1-NO-AGE | SOLAR-V1-NO-AGE | SOLAR-V1-NO-AGE | 20.44%
USA | United States of America | Red Mesa Wind LLC |  | USA0057357 | 102.4 | 35.2689 | -107.3828 | Wind |  |  |  | 2011.0000000000002 | Red Mesa Wind LLC | U.S. Energy Information Administration | http://www.eia.gov/electricity/data/browser/ | U.S. Energy Information Administration | 67099 | 2019 | 233.231 | 233.31 | 184.348 | 214.0 | 215.606 | 212.929 | 219.898 | U.S. Energy Information Administration | 348.52 | 320.80 | 254.66 | 282.99 | 283.42 | SOLAR-V1-NO-AGE | SOLAR-V1-NO-AGE | SOLAR-V1-NO-AGE | SOLAR-V1-NO-AGE | SOLAR-V1-NO-AGE | 31.6%
USA | United States of America | Spinning Spur Wind II |  | USA0058774 | 161 | 35.2769 | -102.6828 | Wind |  |  |  | 2014.0 | EDF Renewable Asset Holdings Inc. | U.S. Energy Information Administration | http://www.eia.gov/electricity/data/browser/ | U.S. Energy Information Administration | 62834 | 2019 |  | 232.131 | 547.504 | 611.912 | 596.215 | 573.097 | 579.722 | U.S. Energy Information Administration |  |  | 608.25 | 656.84 | 646.85 | NO-ESTIMATION | NO-ESTIMATION | NO-ESTIMATION | NO-ESTIMATION | CAPACITY-FACTOR-V1 | 45.86%
USA | United States of America | Minco Wind I LLC |  | USA0057590 | 99.2 | 35.2803 | -97.9756 | Wind |  |  |  | 2011.0 | FPLE Wind LLC | U.S. Energy Information Administration | http://www.eia.gov/electricity/data/browser/ | U.S. Energy Information Administration | 61797 | 2019 | 377.004 | 387.866 | 335.026 | 371.378 | 301.747 | 305.867 | 281.073 | U.S. Energy Information Administration | 394.87 | 402.43 | 311.67 | 340.07 | 324.74 | NO-ESTIMATION | NO-ESTIMATION | NO-ESTIMATION | NO-ESTIMATION | NO-ESTIMATION | 37.37%
USA | United States of America | Redbed Plains Wind Farm |  | USA0061221 | 99.1 | 35.2908 | -97.8540 | Wind |  |  |  | 2017.0 | Redbed Plains Wind Farm LLC | U.S. Energy Information Administration | http://www.eia.gov/electricity/data/browser/ | U.S. Energy Information Administration |  | 2019 |  |  |  |  | 129.986 | 426.951 | 439.956 | U.S. Energy Information Administration |  |  |  |  | 291.03 | NO-ESTIMATION | NO-ESTIMATION | NO-ESTIMATION | NO-ESTIMATION | CAPACITY-FACTOR-V1 | 33.52%
USA | United States of America | Spinning Spur Wind III |  | USA0058775 | 194 | 35.2950 | -102.7211 | Wind |  |  |  | 2015.0 | EDF Renewable Asset Holdings Inc. | U.S. Energy Information Administration | http://www.eia.gov/electricity/data/browser/ | U.S. Energy Information Administration | 62834 | 2019 |  |  | 224.955 | 814.3720000000001 | 811.106 | 845.2620000000001 | 823.455 | U.S. Energy Information Administration |  |  |  | 797.92 | 823.46 | NO-ESTIMATION | NO-ESTIMATION | NO-ESTIMATION | NO-ESTIMATION | CAPACITY-FACTOR-V1 | 48.45%
USA | United States of America | Pantex |  | USA0058404 | 11.5 | 35.3228 | -101.5325 | Wind |  |  |  | 2014.0 | Pantex (NNSA) | U.S. Energy Information Administration | http://www.eia.gov/electricity/data/browser/ | U.S. Energy Information Administration | 66622 | 2019 |  | 23.52636 | 30.707 | 48.09 | 41.96 | 50.39 | 47.512 | U.S. Energy Information Administration |  |  | 45.89 | 45.97 | 42.21 | NO-ESTIMATION | NO-ESTIMATION | NO-ESTIMATION | NO-ESTIMATION | NO-ESTIMATION | 41.9%
USA | United States of America | Minco Wind II LLC |  | USA0057956 | 100.8 | 35.3253 | -98.0714 | Wind |  |  |  | 2011.0 | FPLE Wind LLC | U.S. Energy Information Administration | http://www.eia.gov/electricity/data/browser/ | U.S. Energy Information Administration | 61797 | 2019 | 364.796 | 395.687 | 342.25 | 382.093 | 360.168 | 350.822 | 351.081 | U.S. Energy Information Administration | 397.59 | 407.48 | 309.70 | 344.10 | 328.53 | NO-ESTIMATION | NO-ESTIMATION | NO-ESTIMATION | NO-ESTIMATION | CAPACITY-FACTOR-V1 | 37.21%
USA | United States of America | North Sky River Energy LLC |  | USA0058154 | 162 | 35.3478 | -118.1864 | Wind |  |  |  | 2013.0 | North Sky River Energy LLC | U.S. Energy Information Administration | http://www.eia.gov/electricity/data/browser/ | U.S. Energy Information Administration | 65036 | 2019 | 433.521 | 455.14300000000003 | 405.375 | 464.374 | 465.596 | 455.093 | 425.137 | U.S. Energy Information Administration |  | 485.69 | 469.55 | 456.79 | 437.4 | HYDRO-V1 | HYDRO-V1 | HYDRO-V1 | HYDRO-V1 | HYDRO-V1 | 30.82%
USA | United States of America | High Plains |  | USA0056834 | 10 | 35.3503 | -101.5400 | Wind |  |  |  | 2008.0 | High Plains Wind Power LLC | U.S. Energy Information Administration | http://www.eia.gov/electricity/data/browser/ | U.S. Energy Information Administration |  | 2019 | 31.084 | 28.987000000000002 | 26.516000000000002 | 29.794 | 28.715 | 22.083000000000002 | 19.498 | U.S. Energy Information Administration | 31.54 | 26.83 | 27.84 | 29.26 | 28.37 | NO-ESTIMATION | NO-ESTIMATION | NO-ESTIMATION | NO-ESTIMATION | NO-ESTIMATION | 32.39%
USA | United States of America | Minco Wind III LLC |  | USA0058203 | 100.8 | 35.3724 | -98.1827 | Wind |  |  |  | 2013.0 | FPLE Wind LLC | U.S. Energy Information Administration | http://www.eia.gov/electricity/data/browser/ | U.S. Energy Information Administration | 61797 | 2019 | 423.985 | 462.466 | 419.916 | 459.315 | 450.67400000000004 | 430.254 | 421.033 | U.S. Energy Information Administration |  | 445.81 | 356.37 | 387.80 | 376.05 | NO-ESTIMATION | NO-ESTIMATION | NO-ESTIMATION | NO-ESTIMATION | CAPACITY-FACTOR-V1 | 42.59%
USA | United States of America | Minco Wind IV LLC |  | USA0061836 | 130 | 35.3810 | -98.2696 | Wind |  |  |  | 2019.0 | Minco Wind IV LLC | U.S. Energy Information Administration | http://www.eia.gov/electricity/data/browser/ | U.S. Energy Information Administration |  | 2019 | [5 empty] | 44.468 | 567.585 | U.S. Energy Information Administration |  |  |  |  | 381.77 | HYDRO-V1 | HYDRO-V1 | HYDRO-V1 | HYDRO-V1 | HYDRO-V1 | 33.52%
USA | United States of America | Majestic II Wind |  | USA0058363 | 79.6 | 35.3860 | -101.5786 | Wind |  |  |  | 2012.0 | NextEra Energy Majestic Wind | U.S. Energy Information Administration | http://www.eia.gov/electricity/data/browser/ | U.S. Energy Information Administration |  | 2019 | 342.862 | 332.595 | 293.48 | 286.803 | 296.592 | 348.322 | 327.94 | U.S. Energy Information Administration | 352.78 | 335.78 | 291.98 | 293.41 | 282.74 | NO-ESTIMATION | NO-ESTIMATION | NO-ESTIMATION | NO-ESTIMATION | CAPACITY-FACTOR-V1 | 40.55%
USA | United States of America | Majestic 1 Wind Farm |  | USA0056648 | 79.5 | 35.3919 | -101.5300 | Wind |  |  |  | 2009.0 | NextEra Energy Majestic Wind | U.S. Energy Information Administration | http://www.eia.gov/electricity/data/browser/ | U.S. Energy Information Administration |  | 2019 | 304.681 | 334.13 | 285.94100000000003 | 306.233 | 307.371 | 325.858 | 305.672 | U.S. Energy Information Administration | 296.55 | 279.16 | 268.10 | 275.70 | 256.81 | HYDRO-V1 | HYDRO-V1 | HYDRO-V1 | HYDRO-V1 | HYDRO-V1 | 36.88%
USA | United States of America | Perrin Ranch Wind LLC |  | USA0058155 | 99.2 | 35.4156 | -112.2711 | Wind |  |  |  | 2011.9999999999998 | Perrin Ranch Wind LLC | U.S. Energy Information Administration | http://www.eia.gov/electricity/data/browser/ | U.S. Energy Information Administration | 61985 | 2019 | 209.94 | 208.802 | 191.845 | 222.162 | 234.607 | 212.667 | 220.756 | U.S. Energy Information Administration | 321.57 | 311.77 | 280.93 | 275.96 | 267.96 | HYDRO-V1 | HYDRO-V1 | HYDRO-V1 | HYDRO-V1 | HYDRO-V1 | 30.84%
USA | United States of America | Pattern Panhandle Wind LLC |  | USA0058242 | 218 | 35.4275 | -101.2531 | Wind |  |  |  | 2014.0 | Pattern Operators LP | U.S. Energy Information Administration | http://www.eia.gov/electricity/data/browser/ | U.S. Energy Information Administration | 67283 | 2019 |  | 353.175 | 751.318 | 822.264 | 768.069 | 764.04 | 729.363 | U.S. Energy Information Administration |  |  | 830.16 | 871.73 | 793.96 | HYDRO-V1 | HYDRO-V1 | HYDRO-V1 | HYDRO-V1 | HYDRO-V1 | 41.58%
USA | United States of America | Pattern Panhandle Wind 2 LLC |  | USA0058720 | 181.7 | 35.4428 | -101.3728 | Wind |  |  |  | 2014.0 | Pattern Operators LP | U.S. Energy Information Administration | http://www.eia.gov/electricity/data/browser/ | U.S. Energy Information Administration | 67283 | 2019 |  | 116.806 | 787.638 | 838.533 | 788.585 | 762.506 | 747.346 | U.S. Energy Information Administration |  |  | 699.14 | 768.63 | 656.83 | HYDRO-V1 | HYDRO-V1 | HYDRO-V1 | HYDRO-V1 | HYDRO-V1 | 41.27%
USA | United States of America | Elk City LLC |  | USA0057346 | 198.1 | 35.4642 | -99.8983 | Wind |  |  |  | 2010.5007571933365 | Elk City LLC | U.S. Energy Information Administration | http://www.eia.gov/electricity/data/browser/ | U.S. Energy Information Administration |  | 2019 | 689.279 | 792.648 | 687.907 | 699.488 | 650.979 | 715.869 | 738.105 | U.S. Energy Information Administration | 784.06 | 761.60 | 652.97 | 698.21 | 698.97 | HYDRO-V1 | HYDRO-V1 | HYDRO-V1 | HYDRO-V1 | HYDRO-V1 | 40.28%
USA | United States of America | Llano Estacado Wind Ranch |  | USA0055579 | 80 | 35.4677 | -101.2533 | Wind |  |  |  | 2002.0 | Llano Estacado Wind Ranch | U.S. Energy Information Administration | http://www.eia.gov/electricity/data/browser/ | U.S. Energy Information Administration |  | 2019 | 264.529 | 259.869 | 209.123 | 198.781 | 121.412 | 113.65 | 118.242 | U.S. Energy Information Administration | 262.87 | 239.07 | 221.83 | 228.37 | 238.63 | HYDRO-V1 | HYDRO-V1 | HYDRO-V1 | HYDRO-V1 | HYDRO-V1 | 34.05%
USA | United States of America | Weatherford Wind Energy Center |  | USA0056273 | 147 | 35.5094 | -98.7346 | Wind |  |  |  | 2005.2755102040817 | FPL Energy Weatherford LLC | U.S. Energy Information Administration | http://www.eia.gov/electricity/data/browser/ | U.S. Energy Information Administration | 52467 | 2019 | 566.266 | 407.731 | 525.913 | 570.008 | 568.037 | 556.261 | 512.229 | U.S. Energy Information Administration | 488.77 | 482.06 | 438.17 | 491.53 | 476.9 | HYDRO-V1 | HYDRO-V1 | HYDRO-V1 | HYDRO-V1 | HYDRO-V1 | 37.03%
USA | United States of America | Dempsey Ridge Wind Farm |  | USA0056665 | 132 | 35.5298 | -99.8145 | Wind |  |  |  | 2012.0 | Acciona Wind Energy USA LLC | U.S. Energy Information Administration | http://www.eia.gov/electricity/data/browser/ | U.S. Energy Information Administration | 61643 | 2019 | 395.629 | 446.681 | 386.074 | 426.02500000000003 | 320.02500000000003 | 358.807 | 344.066 | U.S. Energy Information Administration | 503.13 | 531.63 | 471.74 | 464.43 | 454.01 | HYDRO-V1 | HYDRO-V1 | HYDRO-V1 | HYDRO-V1 | HYDRO-V1 | 39.26%
USA | United States of America | Red Hills Wind Project LLC |  | USA0056804 | 123 | 35.5350 | -99.3828 | Wind |  |  |  | 2009.0 | Acciona Wind Energy USA LLC | U.S. Energy Information Administration | http://www.eia.gov/electricity/data/browser/ | U.S. Energy Information Administration | 58857 | 2019 | 425.606 | 413.455 | 388.047 | 414.421 | 403.07300000000004 | 407.047 | 403.497 | U.S. Energy Information Administration | 431.58 | 417.26 | 378.10 | 426.05 | 415.88 | HYDRO-V1 | HYDRO-V1 | HYDRO-V1 | HYDRO-V1 | HYDRO-V1 | 38.6%
USA | United States of America | Canadian Hills Wind |  | USA0057987 | 298.5 | 35.6297 | -98.0247 | Wind |  |  |  | 2013.0 | Canadian Hills Wind LLC | U.S. Energy Information Administration | http://www.eia.gov/electricity/data/browser/ | U.S. Energy Information Administration | 63949 | 2019 | 1100.423 | 1097.176 | 935.418 | 1113.969 | 1043.337 | 1015.943 | 1041.785 | U.S. Energy Information Administration |  | 1146.82 | 1016.32 | 1050.36 | 1072.34 | HYDRO-V1 | HYDRO-V1 | HYDRO-V1 | HYDRO-V1 | HYDRO-V1 | 41.01%
USA | United States of America | Miami Wind Energy Center |  | USA0058765 | 288.6 | 35.6539 | -100.5386 | Wind |  |  |  | 2014.0 | Invenergy Services LLC | U.S. Energy Information Administration | http://www.eia.gov/electricity/data/browser/ | U.S. Energy Information Administration | 68162 | 2019 |  | 352.903 | 1069.655 | 1147.513 | 1134.494 | 1136.338 | 1117.107 | U.S. Energy Information Administration |  |  | 1056.52 | 1145.52 | 1014.72 | SOLAR-V1-NO-AGE | SOLAR-V1-NO-AGE | SOLAR-V1-NO-AGE | SOLAR-V1-NO-AGE | SOLAR-V1-NO-AGE | 40.14%
USA | United States of America | Suzlon Project VIII LLC |  | USA0057741 | 4.2 | 35.7500 | -102.2800 | Wind |  |  |  | 2013.0 | Suzlon Project VIII LLC | U.S. Energy Information Administration | http://www.eia.gov/electricity/data/browser/ | U.S. Energy Information Administration |  | 2019 | 9.644 | 8.666 | 11.312 | 16.678 | 10.929 | 10.035 | 12.671 | U.S. Energy Information Administration |  | 16.90 | 14.27 | 16.43 | 14.7 | SOLAR-V1-NO-AGE | SOLAR-V1-NO-AGE | SOLAR-V1-NO-AGE | SOLAR-V1-NO-AGE | SOLAR-V1-NO-AGE | 39.95%
USA | United States of America | Kingfisher Wind LLC |  | USA0058902 | 298 | 35.7703 | -97.7997 | Wind |  |  |  | 2016.0 | Kingfisher Wind LLC | U.S. Energy Information Administration | http://www.eia.gov/electricity/data/browser/ | U.S. Energy Information Administration | 67007 | 2019 |  |  |  | 919.143 | 1063.653 | 1092.665 | 1089.681 | U.S. Energy Information Administration |  |  |  |  | 1075.07 | NO-ESTIMATION | NO-ESTIMATION | NO-ESTIMATION | NO-ESTIMATION | NO-ESTIMATION | 41.18%
USA | United States of America | T-Bone Wind (10) LLC |  | USA0056836 | 10 | 35.8081 | -101.9986 | Wind |  |  |  | 2008.0 | GlidePath Power Operations LLC | U.S. Energy Information Administration | http://www.eia.gov/electricity/data/browser/ | U.S. Energy Information Administration | 60682 | 2019 | 27.341 | 28.661 | 23.746000000000002 | 27.776 | 27.557000000000002 | 19.054000000000002 | 16.623 | U.S. Energy Information Administration | 31.26 | 29.18 | 24.63 | 28.72 | 29.99 | NO-ESTIMATION | NO-ESTIMATION | NO-ESTIMATION | NO-ESTIMATION | NO-ESTIMATION | 34.24%
USA | United States of America | Ribeye Wind (11) LLC |  | USA0056835 | 10 | 35.8119 | -101.9789 | Wind |  |  |  | 2008.0 | GlidePath Power Operations LLC | U.S. Energy Information Administration | http://www.eia.gov/electricity/data/browser/ | U.S. Energy Information Administration | 60681 | 2019 | 26.682000000000002 | 28.971 | 24.174 | 27.643 | 27.905 | 22.131 | 19.265 | U.S. Energy Information Administration | 31.26 | 29.18 | 24.63 | 28.72 | 29.99 | NO-ESTIMATION | NO-ESTIMATION | NO-ESTIMATION | NO-ESTIMATION | CAPACITY-FACTOR-V1 | 34.24%
USA | United States of America | Taloga Wind LLC |  | USA0057261 | 130 | 35.8556 | -98.9683 | Wind |  |  |  | 2011.0 | NRG Energy Gas & Wind Holdings Inc | U.S. Energy Information Administration | http://www.eia.gov/electricity/data/browser/ | U.S. Energy Information Administration | 60696 | 2019 | 471.675 | 477.62100000000004 | 432.303 | 453.831 | 402.02500000000003 | 403.569 | 359.807 | U.S. Energy Information Administration | 525.20 | 510.71 | 433.38 | 465.43 | 455.47 | HYDRO-V1 | HYDRO-V1 | HYDRO-V1 | HYDRO-V1 | HYDRO-V1 | 40%
USA | United States of America | Little Pringle II Wind Farm |  | USA0057264 | 10 | 35.9249 | -101.5414 | Wind |  |  |  | 2010.0 | DeWind Co. | U.S. Energy Information Administration | http://www.eia.gov/electricity/data/browser/ | U.S. Energy Information Administration | 58821 | 2019 | 26.52 | 23.549 | 18.989 | 15.563 | 9.72 | 0.0 | 0 | U.S. Energy Information Administration | 35.13 | 31.82 | 25.92 | 24.53 | 27.88 | NO-ESTIMATION | NO-ESTIMATION | NO-ESTIMATION | NO-ESTIMATION | CAPACITY-FACTOR-V1 | 31.83%
USA | United States of America | Sunray Wind I |  | USA0057326 | 49.5 | 35.9454 | -101.9005 | Wind |  |  |  | 2009.0 | Diamond Shamrock Refining Company LP | U.S. Energy Information Administration | http://www.eia.gov/electricity/data/browser/ | U.S. Energy Information Administration | 58332 | 2019 | 189.866 | 191.46 | 164.42000000000002 | 186.976 | 167.297 | 168.644 | 164.433 | U.S. Energy Information Administration | 185.65 | 182.01 | 151.00 | 179.49 | 170.58 | NO-ESTIMATION | NO-ESTIMATION | NO-ESTIMATION | NO-ESTIMATION | CAPACITY-FACTOR-V1 | 39.34%
USA | United States of America | Tri-Tip Wind (9) LLC |  | USA0056837 | 10 | 35.9614 | -101.8033 | Wind |  |  |  | 2008.0 | GlidePath Power Operations LLC | U.S. Energy Information Administration | http://www.eia.gov/electricity/data/browser/ | U.S. Energy Information Administration | 60683 | 2019 | 27.978 | 28.996000000000002 | 25.6 | 28.566 | 28.627 | 23.215 | 19.765 | U.S. Energy Information Administration | 31.39 | 26.69 | 24.63 | 29.83 | 29.99 | HYDRO-V1 | HYDRO-V1 | HYDRO-V1 | HYDRO-V1 | HYDRO-V1 | 34.24%
USA | United States of America | Little Pringle I Wind Farm |  | USA0057263 | 10 | 35.9643 | -101.5402 | Wind |  |  |  | 2010.0 | DeWind Co. | U.S. Energy Information Administration | http://www.eia.gov/electricity/data/browser/ | U.S. Energy Information Administration | 58821 | 2019 | 26.183 | 26.913 | 16.236 | 13.731 | 11.564 | 0.0 | 0 | U.S. Energy Information Administration | 35.13 | 31.82 | 25.92 | 24.53 | 27.88 | HYDRO-V1 | HYDRO-V1 | HYDRO-V1 | HYDRO-V1 | HYDRO-V1 | 31.83%
USA | United States of America | Mammoth Plains |  | USA0059284 | 199 | 35.9789 | -98.7103 | Wind |  |  |  | 2015.0 | Mammoth Plains Wind Project | U.S. Energy Information Administration | http://www.eia.gov/electricity/data/browser/ | U.S. Energy Information Administration | 67137 | 2019 |  | 49.437 | 797.659 | 834.668 | 788.789 | 826.7710000000001 | 816.919 | U.S. Energy Information Administration |  |  |  | 846.69 | 844.69 | NO-ESTIMATION | NO-ESTIMATION | NO-ESTIMATION | NO-ESTIMATION | NO-ESTIMATION | 48.46%
USA | United States of America | Brisket Wind (8) LLC |  | USA0056838 | 10 | 36.0075 | -101.8614 | Wind |  |  |  | 2008.0 | GlidePath Power Operations LLC | U.S. Energy Information Administration | http://www.eia.gov/electricity/data/browser/ | U.S. Energy Information Administration | 62648 | 2019 | 28.908 | 30.508 | 26.781 | 29.856 | 29.265 | 23.749 | 20.826 | U.S. Energy Information Administration | 31.56 | 29.18 | 24.63 | 30.56 | 29.3 | NO-ESTIMATION | NO-ESTIMATION | NO-ESTIMATION | NO-ESTIMATION | CAPACITY-FACTOR-V1 | 33.45%
USA | United States of America | Flat Iron Wind (7) LLC |  | USA0056839 | 10 | 36.0264 | -101.9000 | Wind |  |  |  | 2008.0 | GlidePath Power Operations LLC | U.S. Energy Information Administration | http://www.eia.gov/electricity/data/browser/ | U.S. Energy Information Administration | 58740 | 2019 | 29.165 | 30.731 | 26.724 | 30.631 | 29.044 | 24.314 | 21.24 | U.S. Energy Information Administration | 31.26 | 25.60 | 24.63 | 30.56 | 26.94 | NO-ESTIMATION | NO-ESTIMATION | NO-ESTIMATION | NO-ESTIMATION | CAPACITY-FACTOR-V1 | 30.75%
USA | United States of America | Crossroads Wind Farm |  | USA0057332 | 227 | 36.0350 | -98.7222 | Wind |  |  |  | 2012.0 | Oklahoma Gas & Electric Co | U.S. Energy Information Administration | http://www.eia.gov/electricity/data/browser/ | U.S. Energy Information Administration | 61562 | 2019 | 882.35 | 919.033 | 803.518 | 773.976 | 814.82 | 751.255 | 820.318 | U.S. Energy Information Administration | 899.66 | 914.19 | 821.03 | 793.48 | 759.12 | NO-ESTIMATION | NO-ESTIMATION | NO-ESTIMATION | NO-ESTIMATION | CAPACITY-FACTOR-V1 | 38.18%
USA | United States of America | Red Dirt Wind Project |  | USA0061270 | 299.3 | 36.1000 | -97.8000 | Wind |  |  |  | 2018.0 | Red Dirt Wind Project LLC | U.S. Energy Information Administration | http://www.eia.gov/electricity/data/browser/ | U.S. Energy Information Administration |  | 2019 | [5 empty] | 1057.813 | 1050.6133 | U.S. Energy Information Administration |  |  |  |  | 878.96 | NO-ESTIMATION | NO-ESTIMATION | NO-ESTIMATION | NO-ESTIMATION | CAPACITY-FACTOR-V1 | 33.52%
USA | United States of America | Buffalo Mountain |  | USA0007927 | 1.8 | 36.1210 | -84.3387 | Wind |  |  |  | 2000.0000000000002 | Tennessee Valley Authority | U.S. Energy Information Administration | http://www.eia.gov/electricity/data/browser/ | U.S. Energy Information Administration | 46140 | 2019 | 0.0 | 0.0 | 0.0 | 0.0 | 0.0 | 0.0 | 0 | U.S. Energy Information Administration | 2.37 | 1.88 | 2.04 | 1.73 | 1.27 | NO-ESTIMATION | NO-ESTIMATION | NO-ESTIMATION | NO-ESTIMATION | NO-ESTIMATION
USA | United States of America | Seiling Wind I |  | USA0059311 | 199 | 36.1225 | -98.9922 | Wind |  |  |  | 2015.0 | NextEra Energy Seiling Wind | U.S. Energy Information Administration | http://www.eia.gov/electricity/data/browser/ | U.S. Energy Information Administration | 67461 | 2019 |  | 58.839 | 751.148 | 873.154 | 750.999 | 812.963 | 798.68 | U.S. Energy Information Administration |  |  |  | 864.82 | 844.69 | HYDRO-V1 | HYDRO-V1 | HYDRO-V1 | HYDRO-V1 | HYDRO-V1 | 48.46%
USA | United States of America | Seiling Wind II |  | USA0059312 | 98.6 | 36.1225 | -98.9922 | Wind |  |  |  | 2015.0000000000002 | NextEra Energy Seiling Wind | U.S. Energy Information Administration | http://www.eia.gov/electricity/data/browser/ | U.S. Energy Information Administration | 67461 | 2019 |  | 27.219 | 373.175 | 434.274 | 357.641 | 395.594 | 398.978 | U.S. Energy Information Administration |  |  |  | 445.56 | 429.57 | HYDRO-V1 | HYDRO-V1 | HYDRO-V1 | HYDRO-V1 | HYDRO-V1 | 49.73%
USA | United States of America | Buffalo Mountain Energy Center |  | USA0056493 | 27 | 36.1271 | -84.3442 | Wind |  |  |  | 2005.0 | Invenergy Services LLC | U.S. Energy Information Administration | http://www.eia.gov/electricity/data/browser/ | U.S. Energy Information Administration |  | 2019 | 46.745 | 51.14 | 45.841 | 37.747 | 43.327 | 41.009 | 37.976 | U.S. Energy Information Administration | 45.10 | 46.81 | 42.42 | 57.95 | 52.8 | HYDRO-V1 | HYDRO-V1 | HYDRO-V1 | HYDRO-V1 | HYDRO-V1 | 22.32%
USA | United States of America | Great Western Wind Energy LLC |  | USA0060574 | 225 | 36.1665 | -99.5960 | Wind |  |  |  | 2017.0 | EDF Renewable Asset Holdings Inc. | U.S. Energy Information Administration | http://www.eia.gov/electricity/data/browser/ | U.S. Energy Information Administration | 69975 | 2019 |  |  |  | 11.522 | 856.065 | 984.1750000000001 | 990.78 | U.S. Energy Information Administration |  |  |  |  | 660.76 | NO-ESTIMATION | NO-ESTIMATION | NO-ESTIMATION | NO-ESTIMATION | CAPACITY-FACTOR-V1 | 33.52%
USA | United States of America | Persimmon Creek Wind Farm 1 LLC |  | USA0061876 | 198.6 | 36.1743 | -99.3492 | Wind |  |  |  | 2018.0 | Persimmon Creek Wind Farm 1 LLC | U.S. Energy Information Administration | http://www.eia.gov/electricity/data/browser/ | U.S. Energy Information Administration |  | 2019 | [5 empty] | 279.097 | 925.805 | U.S. Energy Information Administration |  |  |  |  | 583.23 | HYDRO-V1 | HYDRO-V1 | HYDRO-V1 | HYDRO-V1 | HYDRO-V1 | 33.52%
USA | United States of America | Palo Duro Wind |  | USA0059475 | 249.9 | 36.2439 | -101.0014 | Wind |  |  |  | 2015.0 | Palo Duro Wind | U.S. Energy Information Administration | http://www.eia.gov/electricity/data/browser/ | U.S. Energy Information Administration | 58823 | 2019 |  | 84.655 | 1029.2 | 1054.267 | 1036.071 | 1128.864 | 1077.653 | U.S. Energy Information Administration |  |  |  | 1019.80 | 968.43 | HYDRO-V1 | HYDRO-V1 | HYDRO-V1 | HYDRO-V1 | HYDRO-V1 | 44.24%
USA | United States of America | Foundation Scheid Vineyards |  | USA0061067 | 1.9 | 36.2745 | -121.1916 | Wind |  |  |  | 2017.0 | Foundation CA Fund VIII Manager LLC | U.S. Energy Information Administration | http://www.eia.gov/electricity/data/browser/ | U.S. Energy Information Administration |  | 2019 |  |  |  |  | 0.845 | 3.8120000000000003 | 4.04 | U.S. Energy Information Administration |  |  |  |  | 5.57 | HYDRO-V1 | HYDRO-V1 | HYDRO-V1 | HYDRO-V1 | HYDRO-V1 | 33.47%
USA | United States of America | Keenan II Renewable Energy Co LLC |  | USA0057358 | 151.8 | 36.2761 | -99.4908 | Wind |  |  |  | 2011.0000000000002 | CPV Keenan II Renewable Energy Co LLC | U.S. Energy Information Administration | http://www.eia.gov/electricity/data/browser/ | U.S. Energy Information Administration | 58974 | 2019 | 571.872 | 603.586 | 573.618 | 602.985 | 610.093 | 577.229 | 586.001 | U.S. Energy Information Administration | 628.57 | 592.13 | 518.15 | 567.06 | 543.47 | NO-ESTIMATION | NO-ESTIMATION | NO-ESTIMATION | NO-ESTIMATION | CAPACITY-FACTOR-V1 | 40.87%
USA | United States of America | Armadillo Flats Wind Project LLC |  | USA0061926 | 247.3 | 36.3010 | -97.5670 | Wind |  |  |  | 2019.0 | Armadillo Flats Wind Project LLC | U.S. Energy Information Administration | http://www.eia.gov/electricity/data/browser/ | U.S. Energy Information Administration |  | 2019 | [5 empty] | 30.957 | 881.992 | U.S. Energy Information Administration |  |  |  |  | 726.25 | HYDRO-V1 | HYDRO-V1 | HYDRO-V1 | HYDRO-V1 | HYDRO-V1 | 33.52%
USA | United States of America | Desert Wind Farm LLC |  | USA0059968 | 208 | 36.3100 | -76.4200 | Wind |  |  |  | 2017.0 | Avangrid Renewables LLC | U.S. Energy Information Administration | http://www.eia.gov/electricity/data/browser/ | U.S. Energy Information Administration |  | 2019 |  |  |  | 6.2330000000000005 | 470.743 | 542.772 | 523.139 | U.S. Energy Information Administration |  |  |  |  | 610.84 | HYDRO-V1 | HYDRO-V1 | HYDRO-V1 | HYDRO-V1 | HYDRO-V1 | 33.52%
USA | United States of America | OU Spirit Wind Farm |  | USA0057286 | 101.2 | 36.3338 | -99.4801 | Wind |  |  |  | 2010.0 | Oklahoma Gas & Electric Co | U.S. Energy Information Administration | http://www.eia.gov/electricity/data/browser/ | U.S. Energy Information Administration | 58641 | 2019 | 360.057 | 347.469 | 303.897 | 319.988 | 308.332 | 306.396 | 331.548 | U.S. Energy Information Administration | 390.77 | 372.99 | 320.28 | 353.66 | 335.85 | NO-ESTIMATION | NO-ESTIMATION | NO-ESTIMATION | NO-ESTIMATION | CAPACITY-FACTOR-V1 | 37.88%
USA | United States of America | Porterhouse Wind (4) LLC |  | USA0056560 | 79.8 | 36.4144 | -101.3864 | Wind |  |  |  | 2008.0 | GlidePath Power Operations LLC | U.S. Energy Information Administration | http://www.eia.gov/electricity/data/browser/ | U.S. Energy Information Administration | 62643 | 2019 | 237.604 | 252.875 | 227.541 | 249.811 | 246.548 | 195.672 | 141.892 | U.S. Energy Information Administration | 269.52 | 270.21 | 238.93 | 264.96 | 246.23 | HYDRO-V1 | HYDRO-V1 | HYDRO-V1 | HYDRO-V1 | HYDRO-V1 | 35.22%
USA | United States of America | City of Soledad Water Reclamation |  | USA0059329 | 1 | 36.4211 | -121.3403 | Wind |  |  |  | 2014.0 | Foundation CA Fund VII Manager LLC | U.S. Energy Information Administration | http://www.eia.gov/electricity/data/browser/ | U.S. Energy Information Administration | 68084 | 2019 |  | 0.33957 | 2.932 | 4.291 | 3.15 | 4.127 | 4.314 | U.S. Energy Information Administration |  |  | 2.07 | 4.22 | 3.01 | HYDRO-V1 | HYDRO-V1 | HYDRO-V1 | HYDRO-V1 | HYDRO-V1 | 34.36%
USA | United States of America | Filet Wind (5) LLC |  | USA0056561 | 10 | 36.4453 | -101.8761 | Wind |  |  |  | 2006.0 | GlidePath Power Operations LLC | U.S. Energy Information Administration | http://www.eia.gov/electricity/data/browser/ | U.S. Energy Information Administration | 62644 | 2019 | 27.712 | 30.235 | 25.36 | 25.436 | 20.044 | 20.475 | 10.247 | U.S. Energy Information Administration | 28.92 | 26.46 | 28.35 | 26.00 | 26.12 | NO-ESTIMATION | NO-ESTIMATION | NO-ESTIMATION | NO-ESTIMATION | CAPACITY-FACTOR-V1 | 29.82%
USA | United States of America | Foundation California Training Facility |  | USA0061442 | 1.8 | 36.4640 | -121.3820 | Wind |  |  |  | 2018.0 | Foundation CA Fund IX Manager LLC | U.S. Energy Information Administration | http://www.eia.gov/electricity/data/browser/ | U.S. Energy Information Administration |  | 2019 | [5 empty] | 1.1460000000000001 | 5.557 | U.S. Energy Information Administration |  |  |  |  | 5.28 | NO-ESTIMATION | NO-ESTIMATION | NO-ESTIMATION | NO-ESTIMATION | CAPACITY-FACTOR-V1 | 33.49%
USA | United States of America | Tenderloin Wind (6) LLC |  | USA0056562 | 10 | 36.4669 | -101.8222 | Wind |  |  |  | 2007.0 | GlidePath Power Operations LLC | U.S. Energy Information Administration | http://www.eia.gov/electricity/data/browser/ | U.S. Energy Information Administration | 62645 | 2019 | 32.147 | 31.558 | 27.934 | 28.685000000000002 | 20.108 | 21.067 | 15.877 | U.S. Energy Information Administration | 29.06 | 26.54 | 28.12 | 27.94 | 26.43 | HYDRO-V1 | HYDRO-V1 | HYDRO-V1 | HYDRO-V1 | HYDRO-V1 | 30.17%
USA | United States of America | Aeolus Wind Facility |  | USA0056225 | 3 | 36.4725 | -101.3278 | Wind |  |  |  | 2004.0 | Aeolus Wind LLC | U.S. Energy Information Administration | http://www.eia.gov/electricity/data/browser/ | U.S. Energy Information Administration |  | 2019 | 1.50678 | 0.729 | 3.0100000000000002 | 2.408 | 1.111 | 3.099 | 6.102 | U.S. Energy Information Administration | 8.65 | 7.84 | 8.68 | 7.27 | 8.25 | HYDRO-V1 | HYDRO-V1 | HYDRO-V1 | HYDRO-V1 | HYDRO-V1 | 31.39%
USA | United States of America | Foundation SaIinas Valley State Prison |  | USA0061444 | 1.8 | 36.4740 | -121.3710 | Wind |  |  |  | 2018.0 | Foundation CA Fund IX Manager LLC | U.S. Energy Information Administration | http://www.eia.gov/electricity/data/browser/ | U.S. Energy Information Administration |  | 2019 | [5 empty] | 0.767 | 5.464 | U.S. Energy Information Administration |  |  |  |  | 5.28 | HYDRO-V1 | HYDRO-V1 | HYDRO-V1 | HYDRO-V1 | HYDRO-V1 | 33.49%
USA | United States of America | Breckinridge Wind Project LLC |  | USA0058994 | 98.8 | 36.4769 | -97.6856 | Wind |  |  |  | 2015.0 | NextEra Energy Resources Breckinridge | U.S. Energy Information Administration | http://www.eia.gov/electricity/data/browser/ | U.S. Energy Information Administration | 68018 | 2019 |  |  | 161.892 | 449.761 | 440.22700000000003 | 425.361 | 402.784 | U.S. Energy Information Administration |  |  |  | 404.71 | 392.21 | HYDRO-V1 | HYDRO-V1 | HYDRO-V1 | HYDRO-V1 | HYDRO-V1 | 45.32%
USA | United States of America | Great Plains Windpark LLC |  | USA0056905 | 114 | 36.4964 | -101.3917 | Wind |  |  |  | 2009.0 | Great Plains Windpark Legacy LLC | U.S. Energy Information Administration | http://www.eia.gov/electricity/data/browser/ | U.S. Energy Information Administration | 58482 | 2019 | 369.087 | 351.60200000000003 | 280.498 | 240.852 | 176.099 | 330.784 | 277.995 | U.S. Energy Information Administration | 380.32 | 406.48 | 346.42 | 344.78 | 364.81 | HYDRO-V1 | HYDRO-V1 | HYDRO-V1 | HYDRO-V1 | HYDRO-V1 | 36.53%
USA | United States of America | DeWind Frisco |  | USA0057517 | 20 | 36.4985 | -101.6053 | Wind |  |  |  | 2012.0 | DeWind Co. | U.S. Energy Information Administration | http://www.eia.gov/electricity/data/browser/ | U.S. Energy Information Administration | 64606 | 2019 | 50.204 | 50.317 | 34.546 | 28.858 | 13.303 | 0.0 | 0 | U.S. Energy Information Administration | 85.91 | 83.34 | 73.55 | 63.20 | 65.35 | SOLAR-V1-NO-AGE | SOLAR-V1-NO-AGE | SOLAR-V1-NO-AGE | SOLAR-V1-NO-AGE | SOLAR-V1-NO-AGE | 37.3%
USA | United States of America | Foundation Mann Packing |  | USA0061443 | 1.8 | 36.5040 | -121.4540 | Wind |  |  |  | 2019.0 | Foundation CA Fund IX Manager LLC | U.S. Energy Information Administration | http://www.eia.gov/electricity/data/browser/ | U.S. Energy Information Administration |  | 2019 | [6 empty] | 4.186 | U.S. Energy Information Administration |  |  |  |  | 5.28 | SOLAR-V1-NO-AGE | SOLAR-V1-NO-AGE | SOLAR-V1-NO-AGE | SOLAR-V1-NO-AGE | SOLAR-V1-NO-AGE | 33.49%
USA | United States of America | Taylor Farms |  | USA0059330 | 1 | 36.5050 | -121.4517 | Wind |  |  |  | 2014.0 | Foundation CA Fund VII Manager LLC | U.S. Energy Information Administration | http://www.eia.gov/electricity/data/browser/ | U.S. Energy Information Administration | 68742 | 2019 |  | 0.21 | 2.44 | 3.891 | 2.983 | 3.87 | 3.971 | U.S. Energy Information Administration |  |  | 2.07 | 4.03 | 2.32 | SOLAR-V1-NO-AGE | SOLAR-V1-NO-AGE | SOLAR-V1-NO-AGE | SOLAR-V1-NO-AGE | SOLAR-V1-NO-AGE | 26.48%
USA | United States of America | Balko Wind LLC |  | USA0058900 | 299.7 | 36.5181 | -100.8472 | Wind |  |  |  | 2015.0 | Balko Wind LLC | U.S. Energy Information Administration | http://www.eia.gov/electricity/data/browser/ | U.S. Energy Information Administration | 67460 | 2019 |  |  | 437.627 | 1115.176 | 1050.678 | 1168.299 | 1101.259 | U.S. Energy Information Administration |  |  |  | 1113.47 | 1138.81 | NO-ESTIMATION | NO-ESTIMATION | NO-ESTIMATION | NO-ESTIMATION | CAPACITY-FACTOR-V1 | 43.38%
USA | United States of America | Goodwell Wind Project LLC |  | USA0058998 | 200 | 36.5414 | -101.5656 | Wind |  |  |  | 2016.0 | Enel Green Power NA Inc. | U.S. Energy Information Administration | http://www.eia.gov/electricity/data/browser/ | U.S. Energy Information Administration | 67459 | 2019 |  |  | 68.867 | 860.932 | 853.4250000000001 | 888.206 | 851.7393 | U.S. Energy Information Administration |  |  |  |  | 843.14 | HYDRO-V1 | HYDRO-V1 | HYDRO-V1 | HYDRO-V1 | HYDRO-V1 | 48.12%
USA | United States of America | KODE Novus I |  | USA0057516 | 80 | 36.5439 | -101.3936 | Wind |  |  |  | 2012.0 | DeWind Co. | U.S. Energy Information Administration | http://www.eia.gov/electricity/data/browser/ | U.S. Energy Information Administration | 63398 | 2019 | 176.472 | 242.59300000000002 | 214.63 | 147.30145000000002 | 0.919 | 8.605 | 45.697 | U.S. Energy Information Administration | 339.59 | 341.42 | 283.14 | 269.26 | 286.5 | HYDRO-V1 | HYDRO-V1 | HYDRO-V1 | HYDRO-V1 | HYDRO-V1 | 40.88%
USA | United States of America | KODE Novus II |  | USA0057889 | 40 | 36.5490 | -101.4959 | Wind |  |  |  | 2013.0 | DeWind Co. | U.S. Energy Information Administration | http://www.eia.gov/electricity/data/browser/ | U.S. Energy Information Administration | 63398 | 2019 | 94.22800000000001 | 130.212 | 105.655 | 47.4706 | 0.0 | 8.605 | 45.697 | U.S. Energy Information Administration |  | 167.34 | 145.26 | 148.29 | 139.41 | HYDRO-V1 | HYDRO-V1 | HYDRO-V1 | HYDRO-V1 | HYDRO-V1 | 39.79%
USA | United States of America | Thunder Ranch Wind Project |  | USA0061269 | 297.8 | 36.5508 | -97.0589 | Wind |  |  |  | 2018.0 | Thunder Ranch Wind Project LLC | U.S. Energy Information Administration | http://www.eia.gov/electricity/data/browser/ | U.S. Energy Information Administration |  | 2019 | [5 empty] | 1153.75 | 1145.9648 | U.S. Energy Information Administration |  |  |  |  | 874.55 | HYDRO-V1 | HYDRO-V1 | HYDRO-V1 | HYDRO-V1 | HYDRO-V1 | 33.52%
USA | United States of America | Bluestem |  | USA0060256 | 198 | 36.5522 | -100.5876 | Wind |  |  |  | 2017.0 | Bluestem Wind Energy LLC | U.S. Energy Information Administration | http://www.eia.gov/electricity/data/browser/ | U.S. Energy Information Administration | 69956 | 2019 |  |  |  | 13.474 | 794.183 | 837.775 | 814.186 | U.S. Energy Information Administration |  |  |  |  | 581.47 | HYDRO-V1 | HYDRO-V1 | HYDRO-V1 | HYDRO-V1 | HYDRO-V1 | 33.52%
USA | United States of America | Chisholm View Wind Project |  | USA0058041 | 300 | 36.5747 | -97.6736 | Wind |  |  |  | 2013.8639999999998 | Chisholm View Wind Project | U.S. Energy Information Administration | http://www.eia.gov/electricity/data/browser/ | U.S. Energy Information Administration | 61645 | 2019 | 828.782 | 883.1030000000001 | 789.7 | 832.5740000000001 | 1028.922 | 1028.165 | 940.2359 | U.S. Energy Information Administration |  | 1098.52 | 985.59 | 1146.91 | 1021.33 | NO-ESTIMATION | NO-ESTIMATION | NO-ESTIMATION | NO-ESTIMATION | CAPACITY-FACTOR-V1 | 38.86%
USA | United States of America | Oklahoma Wind Energy Center |  | USA0056094 | 102 | 36.6040 | -99.3400 | Wind |  |  |  | 2003.0 | FPL Energy Oklahoma Wind LLC | U.S. Energy Information Administration | http://www.eia.gov/electricity/data/browser/ | U.S. Energy Information Administration | 50978 | 2019 | 262.281 | 282.083 | 267.98900000000003 | 279.175 | 219.415 | 187.863 | 182.809 | U.S. Energy Information Administration | 327.75 | 321.30 | 291.76 | 278.62 | 315.63 | HYDRO-V1 | HYDRO-V1 | HYDRO-V1 | HYDRO-V1 | HYDRO-V1 | 35.32%
USA | United States of America | Centennial Wind Farm |  | USA0056380 | 120 | 36.6377 | -99.6019 | Wind |  |  |  | 2007.0 | Oklahoma Gas & Electric Co | U.S. Energy Information Administration | http://www.eia.gov/electricity/data/browser/ | U.S. Energy Information Administration | 55634 | 2019 | 388.053 | 379.362 | 318.46 | 336.35200000000003 | 245.186 | 281.431 | 263.119 | U.S. Energy Information Administration | 394.80 | 401.88 | 354.94 | 390.88 | 375.68 | NO-ESTIMATION | NO-ESTIMATION | NO-ESTIMATION | NO-ESTIMATION | NO-ESTIMATION | 35.74%
USA | United States of America | Sleeping Bear LLC |  | USA0056621 | 94.5 | 36.6403 | -99.5006 | Wind |  |  |  | 2007.0 | NRG Energy Gas & Wind Holdings Inc | U.S. Energy Information Administration | http://www.eia.gov/electricity/data/browser/ | U.S. Energy Information Administration | 49242 | 2019 | 308.396 | 310.01800000000003 | 280.617 | 289.642 | 274.423 | 269.646 | 241.08 | U.S. Energy Information Administration | 317.62 | 312.67 | 277.96 | 316.42 | 303.14 | NO-ESTIMATION | NO-ESTIMATION | NO-ESTIMATION | NO-ESTIMATION | CAPACITY-FACTOR-V1 | 36.62%
USA | United States of America | Osage Wind LLC |  | USA0058683 | 150.4 | 36.7069 | -96.7003 | Wind |  |  |  | 2015.0 | Enel Green Power NA Inc. | U.S. Energy Information Administration | http://www.eia.gov/electricity/data/browser/ | U.S. Energy Information Administration |  | 2019 |  |  | 299.141 | 570.937 | 600.078 | 559.804 | 565.518 | U.S. Energy Information Administration |  |  |  | 549.40 | 579.67 | HYDRO-V1 | HYDRO-V1 | HYDRO-V1 | HYDRO-V1 | HYDRO-V1 | 44%
USA | United States of America | Buffalo Bear LLC |  | USA0056946 | 18.9 | 36.7767 | -99.6353 | Wind |  |  |  | 2009.0 | NRG Energy Gas & Wind Holdings Inc | U.S. Energy Information Administration | http://www.eia.gov/electricity/data/browser/ | U.S. Energy Information Administration | 58724 | 2019 | 63.982 | 63.311 | 57.205 | 60.798 | 61.223 | 57.582 | 65.489 | U.S. Energy Information Administration | 62.62 | 63.39 | 54.10 | 61.97 | 61.74 | NO-ESTIMATION | NO-ESTIMATION | NO-ESTIMATION | NO-ESTIMATION | NO-ESTIMATION | 37.29%
USA | United States of America | Frontier Windpower |  | USA0060218 | 200 | 36.8389 | -97.1810 | Wind |  |  |  | 2017.0 | Frontier Windpower LLC | U.S. Energy Information Administration | http://www.eia.gov/electricity/data/browser/ | U.S. Energy Information Administration | 69906 | 2019 |  |  |  | 24.545 | 675.157 | 652.718 | 637.795 | U.S. Energy Information Administration |  |  |  |  | 587.34 | SOLAR-V1-NO-AGE | SOLAR-V1-NO-AGE | SOLAR-V1-NO-AGE | SOLAR-V1-NO-AGE | SOLAR-V1-NO-AGE | 33.52%
USA | United States of America | NextEra-Blackwell Wind LLC |  | USA0058209 | 59.8 | 36.8467 | -97.4175 | Wind |  |  |  | 2013.0 | Blackwell Wind LLC | U.S. Energy Information Administration | http://www.eia.gov/electricity/data/browser/ | U.S. Energy Information Administration | 61748 | 2019 | 234.132 | 255.013 | 228.481 | 238.018 | 240.893 | 220.984 | 165.266 | U.S. Energy Information Administration |  | 271.98 | 205.30 | 228.35 | 212.76 | SOLAR-V1-NO-AGE | SOLAR-V1-NO-AGE | SOLAR-V1-NO-AGE | SOLAR-V1-NO-AGE | SOLAR-V1-NO-AGE | 40.61%
USA | United States of America | Grant Wind LLC |  | USA0060013 | 151.8 | 36.9271 | -97.6963 | Wind |  |  |  | 2016.0000000000002 | Southern Power Co | U.S. Energy Information Administration | http://www.eia.gov/electricity/data/browser/ | U.S. Energy Information Administration | 69737 | 2019 |  |  |  | 405.759 | 419.672 | 565.336 | 580.506 | U.S. Energy Information Administration |  |  |  |  | 598.85 | SOLAR-V1-NO-AGE | SOLAR-V1-NO-AGE | SOLAR-V1-NO-AGE | SOLAR-V1-NO-AGE | SOLAR-V1-NO-AGE | 45.03%
USA | United States of America | Rock Falls Wind Farm LLC |  | USA0061261 | 154.5 | 36.9272 | -97.4271 | Wind |  |  |  | 2018.0 | EDF Renewable Asset Holdings Inc. | U.S. Energy Information Administration | http://www.eia.gov/electricity/data/browser/ | U.S. Energy Information Administration |  | 2019 |  |  |  |  | 45.648 | 572.768 | 461.969 | U.S. Energy Information Administration |  |  |  |  | 453.72 | SOLAR-V1-NO-AGE | SOLAR-V1-NO-AGE | SOLAR-V1-NO-AGE | SOLAR-V1-NO-AGE | SOLAR-V1-NO-AGE | 33.52%
USA | United States of America | Grant Plains Wind LLC |  | USA0060545 | 147.2 | 36.9708 | -97.7053 | Wind |  |  |  | 2017.0 | Southern Power Co | U.S. Energy Information Administration | http://www.eia.gov/electricity/data/browser/ | U.S. Energy Information Administration | 69737 | 2019 |  |  |  | 17.214 | 520.988 | 537.396 | 538.753 | U.S. Energy Information Administration |  |  |  |  | 432.28 | SOLAR-V1-NO-AGE | SOLAR-V1-NO-AGE | SOLAR-V1-NO-AGE | SOLAR-V1-NO-AGE | SOLAR-V1-NO-AGE | 33.52%
USA | United States of America | Kay Wind LLC |  | USA0059460 | 299 | 36.9842 | -97.1336 | Wind |  |  |  | 2016.0 | Southern Power Co | U.S. Energy Information Administration | http://www.eia.gov/electricity/data/browser/ | U.S. Energy Information Administration | 68806 | 2019 |  |  | 62.502 | 1055.23 | 1031.8790000000001 | 1012.985 | 984.598 | U.S. Energy Information Administration |  |  |  |  | 1121.5 | SOLAR-V1-NO-AGE | SOLAR-V1-NO-AGE | SOLAR-V1-NO-AGE | SOLAR-V1-NO-AGE | SOLAR-V1-NO-AGE | 42.82%
USA | United States of America | Dinosaur Point |  | USA0010005 | 17.4 | 37.0478 | -121.1708 | Wind |  |  |  | 1988.0 | International Turbine Res Inc | U.S. Energy Information Administration | http://www.eia.gov/electricity/data/browser/ | U.S. Energy Information Administration | 23224 | 2019 | 24.822 | 24.587 | 27.126 |  | 21.03 | 9.474 | 13.972 | U.S. Energy Information Administration | 30.66 | 30.73 | 20.28 | 26.15 | 26.23 | HYDRO-V1 | HYDRO-V1 | HYDRO-V1 | HYDRO-V1 | HYDRO-V1 | 17.21%
USA | United States of America | Slate Creek Wind Project LLC |  | USA0059837 | 150 | 37.1146 | -97.2376 | Wind |  |  |  | 2016.0 | EDF Renewable Asset Holdings Inc. | U.S. Energy Information Administration | http://www.eia.gov/electricity/data/browser/ | U.S. Energy Information Administration | 68242 | 2019 |  |  | 38.554 | 626.713 | 613.968 | 607.79 | 573.875 | U.S. Energy Information Administration |  |  |  |  | 611.7 | HYDRO-V1 | HYDRO-V1 | HYDRO-V1 | HYDRO-V1 | HYDRO-V1 | 46.55%
USA | United States of America | Flat Ridge 2 Wind Energy LLC |  | USA0057787 | 470.4 | 37.3665 | -98.2611 | Wind |  |  |  | 2012.0 | AE Power Services LLC | U.S. Energy Information Administration | http://www.eia.gov/electricity/data/browser/ | U.S. Energy Information Administration | 64462 | 2019 | 1830.876 | 1921.8600000000001 | 1737.974 | 1767.7160000000001 | 1759.999 | 1863.8020000000001 | 1729.783 | U.S. Energy Information Administration | 1813.16 | 1794.00 | 1550.61 | 1586.72 | 1591.97 | HYDRO-V1 | HYDRO-V1 | HYDRO-V1 | HYDRO-V1 | HYDRO-V1 | 38.63%
USA | United States of America | Flat Ridge Wind Farm |  | USA0056819 | 50 | 37.3692 | -98.4603 | Wind |  |  |  | 2009.0 | Evergy Kansas Central Inc | U.S. Energy Information Administration | http://www.eia.gov/electricity/data/browser/ | U.S. Energy Information Administration |  | 2019 | 127.869 | 131.894 | 146.968 | 145.288 | 149.633 | 144.762 | 153.571 | U.S. Energy Information Administration | 177.65 | 172.51 | 148.54 | 158.89 | 167.97 | HYDRO-V1 | HYDRO-V1 | HYDRO-V1 | HYDRO-V1 | HYDRO-V1 | 38.35%
USA | United States of America | Flat Ridge Wind Energy LLC |  | USA0056879 | 49.7 | 37.3764 | -98.4583 | Wind |  |  |  | 2009.0 | AE Power Services LLC | U.S. Energy Information Administration | http://www.eia.gov/electricity/data/browser/ | U.S. Energy Information Administration |  | 2019 | 136.776 | 133.776 | 140.907 | 159.431 | 161.942 | 129.959 | 119.379 | U.S. Energy Information Administration | 175.45 | 172.51 | 148.54 | 158.89 | 167.97 | NO-ESTIMATION | NO-ESTIMATION | NO-ESTIMATION | NO-ESTIMATION | CAPACITY-FACTOR-V1 | 38.58%
USA | United States of America | Caney River Wind Project |  | USA0057858 | 200 | 37.4600 | -96.4200 | Wind |  |  |  | 2011.0 | Caney River Wind Project | U.S. Energy Information Administration | http://www.eia.gov/electricity/data/browser/ | U.S. Energy Information Administration | 60044 | 2019 | 732.626 | 744.546 | 686.086 | 696.326 | 736.597 | 637.9830000000001 | 656.5925 | U.S. Energy Information Administration | 778.88 | 786.79 | 630.13 | 665.36 | 622.26 | NO-ESTIMATION | NO-ESTIMATION | NO-ESTIMATION | NO-ESTIMATION | NO-ESTIMATION | 35.52%
USA | United States of America | CP Bloom Wind LLC |  | USA0059888 | 178.2 | 37.4863 | -99.9247 | Wind |  |  |  | 2017.0 | Capital Power Corporation | U.S. Energy Information Administration | http://www.eia.gov/electricity/data/browser/ | U.S. Energy Information Administration |  | 2019 |  |  |  |  | 380.705 | 711.351 | 717.146 | U.S. Energy Information Administration |  |  |  |  | 523.32 | NO-ESTIMATION | NO-ESTIMATION | NO-ESTIMATION | NO-ESTIMATION | NO-ESTIMATION | 33.52%
USA | United States of America | Shooting Star |  | USA0058018 | 104 | 37.5189 | -99.4464 | Wind |  |  |  | 2012.0 | Shooting Star Power Partners LLC | U.S. Energy Information Administration | http://www.eia.gov/electricity/data/browser/ | U.S. Energy Information Administration | 63519 | 2019 | 386.682 | 390.395 | 428.055 | 436.63100000000003 | 434.672 | 438.302 | 437.359 | U.S. Energy Information Administration | 446.93 | 446.44 | 363.10 | 392.05 | 368.74 | NO-ESTIMATION | NO-ESTIMATION | NO-ESTIMATION | NO-ESTIMATION | CAPACITY-FACTOR-V1 | 40.47%
USA | United States of America | Greensburg |  | USA0057118 | 12.5 | 37.5499 | -99.3444 | Wind |  |  |  | 2010.0 | Greensburg Wind Farm LLC | U.S. Energy Information Administration | http://www.eia.gov/electricity/data/browser/ | U.S. Energy Information Administration | 59726 | 2019 | 40.592 | 42.19 | 39.07 | 39.76 | 42.242 | 40.313 | 37.279 | U.S. Energy Information Administration | 47.28 | 42.47 | 36.38 | 39.52 | 37.57 | SOLAR-V1-NO-AGE | SOLAR-V1-NO-AGE | SOLAR-V1-NO-AGE | SOLAR-V1-NO-AGE | SOLAR-V1-NO-AGE | 34.31%
USA | United States of America | Pratt Wind LLC |  | USA0061957 | 243.5 | 37.5500 | -98.8000 | Wind |  |  |  | 2019.0 | Pratt Wind LLC | U.S. Energy Information Administration | http://www.eia.gov/electricity/data/browser/ | U.S. Energy Information Administration |  | 2019 | [5 empty] | 59.378 | 1038.877 | U.S. Energy Information Administration |  |  |  |  | 715.09 | SOLAR-V1-NO-AGE | SOLAR-V1-NO-AGE | SOLAR-V1-NO-AGE | SOLAR-V1-NO-AGE | SOLAR-V1-NO-AGE | 33.52%
USA | United States of America | Kingman Wind |  | USA0060639 | 214.8 | 37.5867 | -98.5793 | Wind |  |  |  | 2017.0 | Kingman Wind Energy LLC | U.S. Energy Information Administration | http://www.eia.gov/electricity/data/browser/ | U.S. Energy Information Administration | 69983 | 2019 |  |  |  | 24.47 | 896.586 | 861.2330000000001 | 860.162 | U.S. Energy Information Administration |  |  |  |  | 630.81 | SOLAR-V1-NO-AGE | SOLAR-V1-NO-AGE | SOLAR-V1-NO-AGE | SOLAR-V1-NO-AGE | SOLAR-V1-NO-AGE | 33.52%
USA | United States of America | Ninnescah Wind Energy LLC |  | USA0060620 | 208.3 | 37.5867 | -98.5793 | Wind |  |  |  | 2017.0 | Ninnescah Wind Energy LLC | U.S. Energy Information Administration | http://www.eia.gov/electricity/data/browser/ | U.S. Energy Information Administration | 66723 | 2019 |  |  |  | 37.061 | 929.143 | 869.466 | 873.23 | U.S. Energy Information Administration |  |  |  |  | 611.72 | SOLAR-V1-NO-AGE | SOLAR-V1-NO-AGE | SOLAR-V1-NO-AGE | SOLAR-V1-NO-AGE | SOLAR-V1-NO-AGE | 33.52%
USA | United States of America | Gray County Wind Energy |  | USA0055734 | 112 | 37.6133 | -100.3782 | Wind |  |  |  | 2001.0 | Gray County Wind Energy LLC | U.S. Energy Information Administration | http://www.eia.gov/electricity/data/browser/ | U.S. Energy Information Administration | 47732 | 2019 | 70.46000000000001 | 138.714 | 293.526 | 240.653 | 175.52100000000002 | 254.995 | 206.415 | U.S. Energy Information Administration | 314.39 | 334.79 | 285.74 | 303.93 | 291.06 | HYDRO-V1 | HYDRO-V1 | HYDRO-V1 | HYDRO-V1 | HYDRO-V1 | 29.67%
USA | United States of America | Ensign Wind LLC |  | USA0058137 | 98.9 | 37.6145 | -100.2787 | Wind |  |  |  | 2012.0 | NextEra Energy Resources Ensign Wind | U.S. Energy Information Administration | http://www.eia.gov/electricity/data/browser/ | U.S. Energy Information Administration |  | 2019 | 394.99 | 432.79900000000004 | 418.125 | 443.606 | 435.171 | 443.898 | 418.59 | U.S. Energy Information Administration | 418.12 | 414.58 | 349.24 | 380.28 | 367.15 | NO-ESTIMATION | NO-ESTIMATION | NO-ESTIMATION | NO-ESTIMATION | CAPACITY-FACTOR-V1 | 42.38%
USA | United States of America | Teichert Materials-Teichert Vernalis |  | USA0057594 | 1 | 37.6167 | -121.3564 | Wind |  |  |  | 2010.0 | Foundation HA Energy Generation LLC | U.S. Energy Information Administration | http://www.eia.gov/electricity/data/browser/ | U.S. Energy Information Administration |  | 2019 | 2.148 | 1.83 | 1.598 | 1.563 | 1.839 | 1.92 | 2.006 | U.S. Energy Information Administration | 2.09 | 2.13 | 2.11 | 1.80 | 2.05 | NO-ESTIMATION | NO-ESTIMATION | NO-ESTIMATION | NO-ESTIMATION | CAPACITY-FACTOR-V1 | 23.4%
USA | United States of America | Buffalo Dunes Wind Project |  | USA0058474 | 249.8 | 37.6208 | -101.0761 | Wind |  |  |  | 2014.0 | Buffalo Dunes Wind Project LLC | U.S. Energy Information Administration | http://www.eia.gov/electricity/data/browser/ | U.S. Energy Information Administration | 65546 | 2019 | 0.0 | 817.092 | 897.21 | 919.201 | 813.922 | 918.166 | 875.9217 | U.S. Energy Information Administration |  |  | 969.83 | 935.74 | 846.94 | NO-ESTIMATION | NO-ESTIMATION | NO-ESTIMATION | NO-ESTIMATION | CAPACITY-FACTOR-V1 | 38.7%
USA | United States of America | Peak View Wind Farm |  | USA0060143 | 60.8 | 37.7104 | -104.5055 | Wind |  |  |  | 2016.0 | Black Hills Colorado Electric LLC | U.S. Energy Information Administration | http://www.eia.gov/electricity/data/browser/ | U.S. Energy Information Administration | 60565 | 2019 |  |  |  | 32.855000000000004 | 194.5 | 209.308 | 206.635 | U.S. Energy Information Administration |  |  |  |  | 248.98 | NO-ESTIMATION | NO-ESTIMATION | NO-ESTIMATION | NO-ESTIMATION | CAPACITY-FACTOR-V1 | 46.75%
USA | United States of America | Golden Hills Wind |  | USA0060049 | 85.9 | 37.7133 | -121.6404 | Wind |  |  |  | 2016.0000000000002 | Golden Hills Wind LLC | U.S. Energy Information Administration | http://www.eia.gov/electricity/data/browser/ | U.S. Energy Information Administration | 102225 | 2019 |  |  | 8.227 | 282.731 | 283.463 | 306.466 | 287.655 | U.S. Energy Information Administration |  |  |  |  | 280.5 | NO-ESTIMATION | NO-ESTIMATION | NO-ESTIMATION | NO-ESTIMATION | CAPACITY-FACTOR-V1 | 37.28%
USA | United States of America | Foundation ST |  | USA0057626 | 2 | 37.7142 | -121.5217 | Wind |  |  |  | 2011.0 | Foundation HA Energy Generation LLC | U.S. Energy Information Administration | http://www.eia.gov/electricity/data/browser/ | U.S. Energy Information Administration |  | 2019 | 2.1390000000000002 | 2.235 | 2.324 | 2.719 | 3.5 | 2.662 | 2.693 | U.S. Energy Information Administration | 5.17 | 4.71 | 4.95 | 3.95 | 4.24 | HYDRO-V1 | HYDRO-V1 | HYDRO-V1 | HYDRO-V1 | HYDRO-V1 | 24.2%
USA | United States of America | Diablo Winds LLC |  | USA0056271 | 18 | 37.7637 | -121.6144 | Wind |  |  |  | 2005.0 | GlidePath Power Operations LLC | U.S. Energy Information Administration | http://www.eia.gov/electricity/data/browser/ | U.S. Energy Information Administration |  | 2019 | 65.334 | 58.266 | 60.768 | 63.351 | 58.306000000000004 | 63.301 | 54.003 | U.S. Energy Information Administration | 51.86 | 52.93 | 48.80 | 64.23 | 61.12 | HYDRO-V1 | HYDRO-V1 | HYDRO-V1 | HYDRO-V1 | HYDRO-V1 | 38.76%
USA | United States of America | Busch Ranch II Wind Farm |  | USA0062445 | 59.4 | 37.7664 | -104.4295 | Wind |  |  |  | 2019.0 | Black Hills Electric Generation LLC | U.S. Energy Information Administration | http://www.eia.gov/electricity/data/browser/ | U.S. Energy Information Administration |  | 2019 | [6 empty] | 24.222 | U.S. Energy Information Administration |  |  |  |  | 174.44 | SOLAR-V1-NO-AGE | SOLAR-V1-NO-AGE | SOLAR-V1-NO-AGE | SOLAR-V1-NO-AGE | SOLAR-V1-NO-AGE | 33.52%
USA | United States of America | Golden Hills North Wind Energy Center |  | USA0061222 | 46 | 37.7692 | -121.6302 | Wind |  |  |  | 2017.0 | Golden Hills Interconnection Wind LLC | U.S. Energy Information Administration | http://www.eia.gov/electricity/data/browser/ | U.S. Energy Information Administration |  | 2019 |  |  |  |  | 10.223 | 181.45600000000002 | 170.581 | U.S. Energy Information Administration |  |  |  |  | 135.08 | SOLAR-V1-NO-AGE | SOLAR-V1-NO-AGE | SOLAR-V1-NO-AGE | SOLAR-V1-NO-AGE | SOLAR-V1-NO-AGE | 33.52%
USA | United States of America | Huerfano River Wind |  | USA0058548 | 8 | 37.7722 | -104.8322 | Wind |  |  |  | 2013.0 | Huerfano River Wind LLC | U.S. Energy Information Administration | http://www.eia.gov/electricity/data/browser/ | U.S. Energy Information Administration |  | 2019 | 6.327 | 15.808 | 15.201 | 17.115000000000002 | 16.561 | 17.105 | 19.048 | U.S. Energy Information Administration |  | 29.59 | 26.42 | 19.88 | 20.82 | HYDRO-V1 | HYDRO-V1 | HYDRO-V1 | HYDRO-V1 | HYDRO-V1 | 29.71%
USA | United States of America | Twin Buttes II Wind |  | USA0061040 | 75 | 37.7730 | -102.5460 | Wind |  |  |  | 2018.0 | Avangrid Renewables LLC | U.S. Energy Information Administration | http://www.eia.gov/electricity/data/browser/ | U.S. Energy Information Administration |  | 2019 |  |  |  |  | 12.321 | 290.922 | 309.704 | U.S. Energy Information Administration |  |  |  |  | 220.25 | HYDRO-V1 | HYDRO-V1 | HYDRO-V1 | HYDRO-V1 | HYDRO-V1 | 33.52%
USA | United States of America | Vasco Winds |  | USA0057700 | 78.2 | 37.7908 | -121.7181 | Wind |  |  |  | 2011.9999999999998 | Vasco Winds LLC | U.S. Energy Information Administration | http://www.eia.gov/electricity/data/browser/ | U.S. Energy Information Administration |  | 2019 | 245.245 | 234.927 | 247.877 | 236.4 | 228.841 | 241.332 | 236.975 | U.S. Energy Information Administration | 256.22 | 244.24 | 220.98 | 225.02 | 222.74 | SOLAR-V1-NO-AGE | SOLAR-V1-NO-AGE | SOLAR-V1-NO-AGE | SOLAR-V1-NO-AGE | SOLAR-V1-NO-AGE | 32.52%
USA | United States of America | Busch Ranch Wind Energy Farm |  | USA0057980 | 29 | 37.8011 | -104.4919 | Wind |  |  |  | 2012.0 | Black Hills Colorado Electric LLC | U.S. Energy Information Administration | http://www.eia.gov/electricity/data/browser/ | U.S. Energy Information Administration | 63362 | 2019 | 91.32900000000001 | 96.637 | 82.087 | 95.452 | 89.947 | 93.615 | 90.567 | U.S. Energy Information Administration | 100.50 | 100.53 | 85.17 | 91.14 | 88.52 | NO-ESTIMATION | NO-ESTIMATION | NO-ESTIMATION | NO-ESTIMATION | CAPACITY-FACTOR-V1 | 34.84%
USA | United States of America | Buena Vista Energy LLC |  | USA0056446 | 38 | 37.8050 | -121.6672 | Wind |  |  |  | 2007.0 | Leeward Asset Management LLC | U.S. Energy Information Administration | http://www.eia.gov/electricity/data/browser/ | U.S. Energy Information Administration | 55840 | 2019 | 102.827 | 91.212 | 102.998 | 94.98 | 86.416 | 98.294 | 87.875 | U.S. Energy Information Administration | 108.23 | 101.48 | 98.78 | 110.52 | 103.79 | NO-ESTIMATION | NO-ESTIMATION | NO-ESTIMATION | NO-ESTIMATION | CAPACITY-FACTOR-V1 | 31.18%
USA | United States of America | Ironwood Wind |  | USA0057639 | 167.9 | 37.8183 | -99.7754 | Wind |  |  |  | 2011.9999999999998 | Ironwood Windpower LLC | U.S. Energy Information Administration | http://www.eia.gov/electricity/data/browser/ | U.S. Energy Information Administration | 61143 | 2019 | 578.073 | 641.952 | 629.417 | 654.51 | 633.977 | 620.896 | 589.544 | U.S. Energy Information Administration | 719.63 | 727.74 | 612.51 | 631.13 | 599.79 | NO-ESTIMATION | NO-ESTIMATION | NO-ESTIMATION | NO-ESTIMATION | CAPACITY-FACTOR-V1 | 40.78%
USA | United States of America | Western Plains Wind Farm |  | USA0060689 | 280.6 | 37.8548 | -99.6798 | Wind |  |  |  | 2017.0 | Evergy Kansas Central Inc | U.S. Energy Information Administration | http://www.eia.gov/electricity/data/browser/ | U.S. Energy Information Administration |  | 2019 |  |  |  |  | 916.11 | 1100.9470000000001 | 1130.116 | U.S. Energy Information Administration |  |  |  |  | 824.04 | NO-ESTIMATION | NO-ESTIMATION | NO-ESTIMATION | NO-ESTIMATION | NO-ESTIMATION | 33.52%
USA | United States of America | Cimarron Wind Energy LLC |  | USA0057762 | 165.6 | 37.8739 | -100.2803 | Wind |  |  |  | 2012.0000000000002 | Cimarron Wind Energy LLC | U.S. Energy Information Administration | http://www.eia.gov/electricity/data/browser/ | U.S. Energy Information Administration | 61193 | 2019 | 550.57 | 719.895 | 699.248 | 702.412 | 695.643 | 653.134 | 652.121 | U.S. Energy Information Administration | 705.34 | 713.34 | 602.27 | 630.28 | 613.84 | SOLAR-V1-NO-AGE | SOLAR-V1-NO-AGE | SOLAR-V1-NO-AGE | SOLAR-V1-NO-AGE | SOLAR-V1-NO-AGE | 42.31%
USA | United States of America | Latigo Wind Park |  | USA0059965 | 62.1 | 37.8867 | -109.3684 | Wind |  |  |  | 2016.0 | Sustainable Power Group LLC | U.S. Energy Information Administration | http://www.eia.gov/electricity/data/browser/ | U.S. Energy Information Administration | 67105 | 2019 |  |  |  | 104.485 | 153.70600000000002 | 155.251 | 165.201 | U.S. Energy Information Administration |  |  |  |  | 187.08 | SOLAR-V1-NO-AGE | SOLAR-V1-NO-AGE | SOLAR-V1-NO-AGE | SOLAR-V1-NO-AGE | SOLAR-V1-NO-AGE | 34.39%
USA | United States of America | Cimarron Windpower II |  | USA0057663 | 131 | 37.9013 | -100.3720 | Wind |  |  |  | 2012.0 | Cimarron Windpower II LLC | U.S. Energy Information Administration | http://www.eia.gov/electricity/data/browser/ | U.S. Energy Information Administration | 63813 | 2019 | 503.44100000000003 | 570.0 | 549.7330000000001 | 568.086 | 553.819 | 550.09 | 534.182 | U.S. Energy Information Administration | 501.29 | 521.19 | 486.44 | 482.98 | 465.82 | NO-ESTIMATION | NO-ESTIMATION | NO-ESTIMATION | NO-ESTIMATION | CAPACITY-FACTOR-V1 | 40.59%
USA | United States of America | Prairie Queen Wind Farm |  | USA0062488 | 199.3 | 37.9788 | -95.2244 | Wind |  |  |  | 2019.0 | Prairie Queen Wind Farm LLC | U.S. Energy Information Administration | http://www.eia.gov/electricity/data/browser/ | U.S. Energy Information Administration |  | 2019 | [6 empty] | 318.89 | U.S. Energy Information Administration |  |  |  |  | 585.29 | HYDRO-V1 | HYDRO-V1 | HYDRO-V1 | HYDRO-V1 | HYDRO-V1 | 33.52%
USA | United States of America | Lamar Plant |  | USA0000508 | 8 | 38.0333 | -102.5379 | Wind | Oil |  |  | 1989.875 | City of Lamar - (CO) | U.S. Energy Information Administration | http://www.eia.gov/electricity/data/browser/ | U.S. Energy Information Administration |  | 2019 | 0.0 | 0.0 | 0.0 | 0.0 | 0.0 | 0.0 | 9.95 | U.S. Energy Information Administration |  |  |  |  | 23.49 | SOLAR-V1-NO-AGE | SOLAR-V1-NO-AGE | SOLAR-V1-NO-AGE | SOLAR-V1-NO-AGE | SOLAR-V1-NO-AGE | 33.52%
USA | United States of America | Beech Ridge Energy LLC |  | USA0057151 | 100.5 | 38.0878 | -80.4925 | Wind |  |  |  | 2010.0 | Invenergy Services LLC | U.S. Energy Information Administration | http://www.eia.gov/electricity/data/browser/ | U.S. Energy Information Administration | 54707 | 2019 | 226.031 | 283.747 | 276.044 | 274.621 | 279.778 | 279.635 | 230.745 | U.S. Energy Information Administration | 260.55 | 331.94 | 248.97 | 294.33 | 294.54 | SOLAR-V1-NO-AGE | SOLAR-V1-NO-AGE | SOLAR-V1-NO-AGE | SOLAR-V1-NO-AGE | SOLAR-V1-NO-AGE | 33.46%
USA | United States of America | Solano Wind |  | USA0007526 | 228.2 | 38.1164 | -121.7690 | Wind |  |  |  | 2009.2234881682734 | Sacramento Municipal Util Dist | U.S. Energy Information Administration | http://www.eia.gov/electricity/data/browser/ | U.S. Energy Information Administration | 58687 | 2019 | 617.658 | 562.35 | 570.308 | 562.352 | 532.777 | 564.7810000000001 | 522.352 | U.S. Energy Information Administration | 627.75 | 569.73 | 576.92 | 596.91 | 588.85 | NO-ESTIMATION | NO-ESTIMATION | NO-ESTIMATION | NO-ESTIMATION | CAPACITY-FACTOR-V1 | 29.46%
USA | United States of America | EDF Renewable Windfarm V Inc |  | USA0054453 | 15.5 | 38.1167 | -121.8333 | Wind |  |  |  | 1990.0 | EDF Renewable Asset Holdings Inc. | U.S. Energy Information Administration | http://www.eia.gov/electricity/data/browser/ | U.S. Energy Information Administration |  | 2019 | 33.518 | 31.274 | 30.211000000000002 | 26.039 | 23.308 | 3.484 | 12.66 | U.S. Energy Information Administration | 30.00 | 28.51 | 29.09 | 27.27 | 19.78 | NO-ESTIMATION | NO-ESTIMATION | NO-ESTIMATION | NO-ESTIMATION | CAPACITY-FACTOR-V1 | 14.57%
USA | United States of America | High Winds LLC |  | USA0056075 | 162 | 38.1381 | -121.8053 | Wind |  |  |  | 2003.1000000000001 | FPLE High Winds LLC | U.S. Energy Information Administration | http://www.eia.gov/electricity/data/browser/ | U.S. Energy Information Administration | 50575 | 2019 | 383.36400000000003 | 331.41200000000003 | 346.77500000000003 | 314.276 | 308.459 | 345.306 | 296.582 | U.S. Energy Information Administration | 433.34 | 495.30 | 514.32 | 397.12 | 323.23 | HYDRO-V1 | HYDRO-V1 | HYDRO-V1 | HYDRO-V1 | HYDRO-V1 | 22.78%
USA | United States of America | Vestas Towers America Inc. |  | USA0057643 | 1.8 | 38.1728 | -104.6200 | Wind |  |  |  | 2010.0 | Vestas Towers America Inc | U.S. Energy Information Administration | http://www.eia.gov/electricity/data/browser/ | U.S. Energy Information Administration |  | 2019 | 2.6541900000000003 | 3.402 | 2.751 | 3.378 | 2.898 | 3.122 | 2.8028 | U.S. Energy Information Administration | 3.94 | 4.24 | 3.75 | 4.13 | 3.96 | HYDRO-V1 | HYDRO-V1 | HYDRO-V1 | HYDRO-V1 | HYDRO-V1 | 25.11%
USA | United States of America | Foundation AB |  | USA0057791 | 1.5 | 38.2322 | -122.0928 | Wind |  |  |  | 2011.0 | Foundation HA Energy Generation LLC | U.S. Energy Information Administration | http://www.eia.gov/electricity/data/browser/ | U.S. Energy Information Administration |  | 2019 | 3.327 | 2.62 | 2.17 | 2.61 | 3.35 | 2.581 | 2.729 | U.S. Energy Information Administration | 4.01 | 3.47 | 2.84 | 3.41 | 3.4 | HYDRO-V1 | HYDRO-V1 | HYDRO-V1 | HYDRO-V1 | HYDRO-V1 | 25.88%
USA | United States of America | Anheuser-Busch #2 |  | USA0059331 | 1.6 | 38.2336 | -122.0925 | Wind |  |  |  | 2014.0 | Foundation CA Fund VII Manager LLC | U.S. Energy Information Administration | http://www.eia.gov/electricity/data/browser/ | U.S. Energy Information Administration |  | 2019 |  | 0.074 | 2.463 | 3.936 | 3.4330000000000003 | 3.509 | 3.67 | U.S. Energy Information Administration |  |  | 4.02 | 4.13 | 3.37 | NO-ESTIMATION | NO-ESTIMATION | NO-ESTIMATION | NO-ESTIMATION | CAPACITY-FACTOR-V1 | 24.04%
USA | United States of America | Waverly Wind Farm LLC |  | USA0057614 | 199 | 38.2569 | -95.8142 | Wind |  |  |  | 2016.0 | Waverly Wind Farm LLC | U.S. Energy Information Administration | http://www.eia.gov/electricity/data/browser/ | U.S. Energy Information Administration | 67704 | 2019 |  |  |  | 769.197 | 837.74 | 783.3580000000001 | 750.772 | U.S. Energy Information Administration |  |  |  |  | 790.61 | HYDRO-V1 | HYDRO-V1 | HYDRO-V1 | HYDRO-V1 | HYDRO-V1 | 45.35%
USA | United States of America | Foundation Superior Farms |  | USA0058104 | 1 | 38.4200 | -121.8181 | Wind |  |  |  | 2013.0 | Foundation CA Fund VI Manager LLC | U.S. Energy Information Administration | http://www.eia.gov/electricity/data/browser/ | U.S. Energy Information Administration | 66430 | 2019 | 1.594 | 1.602 | 1.5210000000000001 | 1.425 | 1.442 | 1.592 | 1.479 | U.S. Energy Information Administration |  | 3.80 | 3.52 | 2.14 | 2.15 | HYDRO-V1 | HYDRO-V1 | HYDRO-V1 | HYDRO-V1 | HYDRO-V1 | 24.54%
USA | United States of America | Alexander Wind Farm LLC |  | USA0058666 | 50.7 | 38.4247 | -99.5075 | Wind |  |  |  | 2016.0000000000002 | SRIV Partnership LLC | U.S. Energy Information Administration | http://www.eia.gov/electricity/data/browser/ | U.S. Energy Information Administration | 61750 | 2019 |  |  | 18.96 | 203.443 | 218.555 | 208.48000000000002 | 218.361 | U.S. Energy Information Administration |  |  |  |  | 224.32 | HYDRO-V1 | HYDRO-V1 | HYDRO-V1 | HYDRO-V1 | HYDRO-V1 | 50.51%
USA | United States of America | Central Plains Wind Farm |  | USA0056818 | 99 | 38.5032 | -101.1615 | Wind |  |  |  | 2009.0 | Evergy Kansas Central Inc | U.S. Energy Information Administration | http://www.eia.gov/electricity/data/browser/ | U.S. Energy Information Administration | 50748 | 2019 | 299.05 | 293.767 | 275.377 | 276.422 | 274.815 | 276.90000000000003 | 236.922 | U.S. Energy Information Administration | 357.11 | 367.52 | 325.70 | 307.98 | 298.11 | SOLAR-V1-NO-AGE | SOLAR-V1-NO-AGE | SOLAR-V1-NO-AGE | SOLAR-V1-NO-AGE | SOLAR-V1-NO-AGE | 34.37%
USA | United States of America | Diamond Vista Wind Project LLC |  | USA0061789 | 299.3 | 38.5656 | -97.0406 | Wind |  |  |  | 2019.0000000000002 | Enel Green Power Diamond Vista Wind Project LLC | U.S. Energy Information Administration | http://www.eia.gov/electricity/data/browser/ | U.S. Energy Information Administration |  | 2019 | [6 empty] | 1061.6412 | U.S. Energy Information Administration |  |  |  |  | 878.96 | HYDRO-V1 | HYDRO-V1 | HYDRO-V1 | HYDRO-V1 | HYDRO-V1 | 33.52%
USA | United States of America | Milford Wind Corridor Stage II LLC |  | USA0057107 | 102 | 38.5852 | -112.9310 | Wind |  |  |  | 2011.0 | Milford Wind Corridor Stage II LLC | U.S. Energy Information Administration | http://www.eia.gov/electricity/data/browser/ | U.S. Energy Information Administration | 56867 | 2019 | 155.246 | 199.197 | 187.583 | 214.357 | 212.006 | 197.1 | 200.272 | U.S. Energy Information Administration | 323.93 | 293.92 | 280.25 | 271.98 | 267.29 | NO-ESTIMATION | NO-ESTIMATION | NO-ESTIMATION | NO-ESTIMATION | NO-ESTIMATION | 29.91%
USA | United States of America | Foundation Cemex Madison |  | USA0058112 | 1 | 38.6928 | -121.9325 | Wind |  |  |  | 2012.0 | Foundation CA Fund V Manager LLC | U.S. Energy Information Administration | http://www.eia.gov/electricity/data/browser/ | U.S. Energy Information Administration |  | 2019 | 1.703 | 1.538 | 1.4040000000000001 | 1.571 | 1.808 | 1.701 | 1.718 | U.S. Energy Information Administration | 3.57 | 3.97 | 2.11 | 2.06 | 2.14 | NO-ESTIMATION | NO-ESTIMATION | NO-ESTIMATION | NO-ESTIMATION | CAPACITY-FACTOR-V1 | 24.43%
USA | United States of America | Cedar Bluff Wind LLC |  | USA0060069 | 198.6 | 38.6976 | -99.7293 | Wind |  |  |  | 2016.0 | Cedar Bluff Wind LLC | U.S. Energy Information Administration | http://www.eia.gov/electricity/data/browser/ | U.S. Energy Information Administration | 68805 | 2019 |  |  | 69.296 | 814.638 | 812.798 | 769.12 | 826.36 | U.S. Energy Information Administration |  |  |  |  | 779.95 | NO-ESTIMATION | NO-ESTIMATION | NO-ESTIMATION | NO-ESTIMATION | CAPACITY-FACTOR-V1 | 44.83%
USA | United States of America | University of Delaware Wind Turbine |  | USA0057176 | 2 | 38.7829 | -75.1649 | Wind |  |  |  | 2010.0 | First State Marine Wind | U.S. Energy Information Administration | http://www.eia.gov/electricity/data/browser/ | U.S. Energy Information Administration |  | 2019 | 4.458 | 5.051 | 5.126 | 5.321 | 4.965 | 5.207 | 5.27 | U.S. Energy Information Administration | 6.66 | 5.51 | 5.56 | 6.15 | 6.04 | NO-ESTIMATION | NO-ESTIMATION | NO-ESTIMATION | NO-ESTIMATION | CAPACITY-FACTOR-V1 | 34.47%
USA | United States of America | Post Rock Wind Power Project LLC |  | USA0057678 | 201 | 38.8417 | -98.2994 | Wind |  |  |  | 2012.0 | Pattern Operators LP | U.S. Energy Information Administration | http://www.eia.gov/electricity/data/browser/ | U.S. Energy Information Administration | 62821 | 2019 | 855.914 | 844.719 | 780.778 | 761.5600000000001 | 780.674 | 723.674 | 755.909 | U.S. Energy Information Administration | 836.17 | 832.64 | 709.96 | 659.57 | 655.69 | NO-ESTIMATION | NO-ESTIMATION | NO-ESTIMATION | NO-ESTIMATION | CAPACITY-FACTOR-V1 | 37.24%
USA | United States of America | Fort Hays State University Wind Farm |  | USA0061540 | 4 | 38.8743 | -99.4052 | Wind |  |  |  | 2013.0 | Fort Hays State University | U.S. Energy Information Administration | http://www.eia.gov/electricity/data/browser/ | U.S. Energy Information Administration |  | 2019 |  |  |  |  | 14.974 | 15.6 | 16.9 | U.S. Energy Information Administration |  | 16.60 | 14.26 | 13.33 | 13.18 | NO-ESTIMATION | NO-ESTIMATION | NO-ESTIMATION | NO-ESTIMATION | CAPACITY-FACTOR-V1 | 37.61%
USA | United States of America | Smoky Hills Wind Project Phase II |  | USA0056985 | 148.5 | 38.8927 | -98.1689 | Wind |  |  |  | 2008.0 | Smoky Hills Wind Project II LLC | U.S. Energy Information Administration | http://www.eia.gov/electricity/data/browser/ | U.S. Energy Information Administration | 50546 | 2019 | 554.311 | 540.292 | 546.299 | 531.88 | 545.289 | 384.236 | 46.014 | U.S. Energy Information Administration | 509.95 | 466.12 | 434.61 | 487.95 | 475.45 | NO-ESTIMATION | NO-ESTIMATION | NO-ESTIMATION | NO-ESTIMATION | CAPACITY-FACTOR-V1 | 36.55%
USA | United States of America | Golden West Power Partners LLC |  | USA0059974 | 250 | 38.9350 | -104.2120 | Wind |  |  |  | 2015.0 | Golden West Power Partners LLC | U.S. Energy Information Administration | http://www.eia.gov/electricity/data/browser/ | U.S. Energy Information Administration | 59901 | 2019 |  |  | 184.53 | 852.605 | 845.902 | 869.041 | 759.309 | U.S. Energy Information Administration |  |  |  | 855.04 | 816.66 | SOLAR-V1-NO-AGE | SOLAR-V1-NO-AGE | SOLAR-V1-NO-AGE | SOLAR-V1-NO-AGE | SOLAR-V1-NO-AGE | 37.29%
USA | United States of America | Buckeye Wind Energy Center |  | USA0058767 | 205.7 | 39.0039 | -99.4142 | Wind |  |  |  | 2015.0 | Invenergy Services LLC | U.S. Energy Information Administration | http://www.eia.gov/electricity/data/browser/ | U.S. Energy Information Administration |  | 2019 |  |  | 278.87 | 820.019 | 793.989 | 759.01 | 806.882 | U.S. Energy Information Administration |  |  |  | 771.91 | 761.94 | SOLAR-V1-NO-AGE | SOLAR-V1-NO-AGE | SOLAR-V1-NO-AGE | SOLAR-V1-NO-AGE | SOLAR-V1-NO-AGE | 42.28%
USA | United States of America | Laurel Mountain Hybrid |  | USA0057447 | 113.6 | 39.0072 | -79.8866 | Wind | Storage |  |  | 2011.0 | AES Wind Generation Inc | U.S. Energy Information Administration | http://www.eia.gov/electricity/data/browser/ | U.S. Energy Information Administration | 58124 | 2019 | 0.0 | 0.0 | 222.352 | 213.28099999999998 | 241.65099999999998 | 239.32700000000003 | 227.084 | U.S. Energy Information Administration | 408.14 | 389.70 | 418.51 | 399.40 | 391.31 | SOLAR-V1-NO-AGE | SOLAR-V1-NO-AGE | SOLAR-V1-NO-AGE | SOLAR-V1-NO-AGE | SOLAR-V1-NO-AGE | 39.32%
USA | United States of America | Spring Valley Wind Project |  | USA0057192 | 150 | 39.1042 | -114.4922 | Wind |  |  |  | 2012.0 | Pattern Operators LP | U.S. Energy Information Administration | http://www.eia.gov/electricity/data/browser/ | U.S. Energy Information Administration | 55780 | 2019 | 250.549 | 300.134 | 309.724 | 343.865 | 361.36400000000003 | 312.348 | 329.399 | U.S. Energy Information Administration | 510.60 | 497.73 | 473.39 | 418.86 | 425.93 | SOLAR-V1-NO-AGE | SOLAR-V1-NO-AGE | SOLAR-V1-NO-AGE | SOLAR-V1-NO-AGE | SOLAR-V1-NO-AGE | 32.41%
USA | United States of America | New Creek Wind |  | USA0060132 | 103 | 39.2006 | -79.1406 | Wind |  |  |  | 2017.0 | New Creek Wind LLC | U.S. Energy Information Administration | http://www.eia.gov/electricity/data/browser/ | U.S. Energy Information Administration | 60694 | 2019 |  |  |  | 19.435 | 246.345 | 316.535 | 301.531 | U.S. Energy Information Administration |  |  |  |  | 302.48 | NO-ESTIMATION | NO-ESTIMATION | NO-ESTIMATION | NO-ESTIMATION | CAPACITY-FACTOR-V1 | 33.52%
USA | United States of America | NedPower Mount Storm |  | USA0056495 | 264 | 39.2175 | -79.2094 | Wind |  |  |  | 2008.378787878788 | NedPower Mt Storm LLC | U.S. Energy Information Administration | http://www.eia.gov/electricity/data/browser/ | U.S. Energy Information Administration | 50361 | 2019 | 600.277 | 604.75 | 618.493 | 633.024 | 566.611 | 611.33 | 579.69 | U.S. Energy Information Administration | 774.72 | 749.38 | 813.61 | 769.95 | 761.82 | HYDRO-V1 | HYDRO-V1 | HYDRO-V1 | HYDRO-V1 | HYDRO-V1 | 32.94%
USA | United States of America | Roth Rock Wind Farm LLC |  | USA0057239 | 40 | 39.2544 | -79.4672 | Wind |  |  |  | 2011.0 | Roth Rock Wind Farm LLC | U.S. Energy Information Administration | http://www.eia.gov/electricity/data/browser/ | U.S. Energy Information Administration | 58387 | 2019 | 118.57000000000001 | 111.798 | 101.378 | 99.398 | 108.468 | 109.095 | 100.476 | U.S. Energy Information Administration | 135.69 | 124.59 | 130.16 | 128.94 | 125.82 | HYDRO-V1 | HYDRO-V1 | HYDRO-V1 | HYDRO-V1 | HYDRO-V1 | 35.91%
USA | United States of America | Roth Rock North Wind Farm LLC |  | USA0057240 | 10 | 39.2872 | -79.4344 | Wind |  |  |  | 2011.0 | Roth Rock Wind Farm LLC | U.S. Energy Information Administration | http://www.eia.gov/electricity/data/browser/ | U.S. Energy Information Administration | 58387 | 2019 | 27.728 | 27.942 | 25.428 | 24.765 | 27.099 | 27.212 | 25.119 | U.S. Energy Information Administration | 33.17 | 30.12 | 32.94 | 32.51 | 31.73 | NO-ESTIMATION | NO-ESTIMATION | NO-ESTIMATION | NO-ESTIMATION | CAPACITY-FACTOR-V1 | 36.22%
USA | United States of America | Solomon Forks Wind Project LLC |  | USA0061984 | 275.6 | 39.3060 | -101.0744 | Wind |  |  |  | 2019.0 | Engie North America | U.S. Energy Information Administration | http://www.eia.gov/electricity/data/browser/ | U.S. Energy Information Administration |  | 2019 | [6 empty] | 397.903 | U.S. Energy Information Administration |  |  |  |  | 809.36 | NO-ESTIMATION | NO-ESTIMATION | NO-ESTIMATION | NO-ESTIMATION | CAPACITY-FACTOR-V1 | 33.52%
USA | United States of America | Carousel Wind Farm LLC |  | USA0059975 | 150 | 39.3340 | -102.1730 | Wind |  |  |  | 2015.0 | Carousel Wind Farm LLC | U.S. Energy Information Administration | http://www.eia.gov/electricity/data/browser/ | U.S. Energy Information Administration | 67998 | 2019 |  |  | 73.7 | 579.696 | 649.0120000000001 | 654.325 | 610.661 | U.S. Energy Information Administration |  |  |  | 557.71 | 515.71 | HYDRO-V1 | HYDRO-V1 | HYDRO-V1 | HYDRO-V1 | HYDRO-V1 | 39.25%
USA | United States of America | Kit Carson Windpower |  | USA0057244 | 51 | 39.3383 | -102.3533 | Wind |  |  |  | 2010.0 | Kit Carson Windpower LLC | U.S. Energy Information Administration | http://www.eia.gov/electricity/data/browser/ | U.S. Energy Information Administration | 59978 | 2019 | 182.62800000000001 | 192.909 | 171.382 | 185.296 | 175.696 | 178.574 | 164.812 | U.S. Energy Information Administration | 155.06 | 180.92 | 147.37 | 161.43 | 146.23 | HYDRO-V1 | HYDRO-V1 | HYDRO-V1 | HYDRO-V1 | HYDRO-V1 | 32.73%
USA | United States of America | Jersey-Atlantic Wind Farm |  | USA0056300 | 7.5 | 39.3822 | -74.4475 | Wind |  |  |  | 2006.0 | Leeward Asset Management LLC | U.S. Energy Information Administration | http://www.eia.gov/electricity/data/browser/ | U.S. Energy Information Administration | 55018 | 2019 | 10.877 | 20.834 | 20.328 | 20.131 | 21.534 | 21.461000000000002 | 20.936 | U.S. Energy Information Administration | 20.74 | 20.23 | 20.21 | 20.00 | 20.34 | HYDRO-V1 | HYDRO-V1 | HYDRO-V1 | HYDRO-V1 | HYDRO-V1 | 30.96%
USA | United States of America | Fair Wind |  | USA0059147 | 30 | 39.4046 | -79.2911 | Wind |  |  |  | 2015.0 | Fair Wind Power Partners LLC | U.S. Energy Information Administration | http://www.eia.gov/electricity/data/browser/ | U.S. Energy Information Administration | 68887 | 2019 |  |  | 10.806000000000001 | 91.215 | 104.028 | 108.781 | 97.514 | U.S. Energy Information Administration |  |  |  | 106.23 | 104.58 | NO-ESTIMATION | NO-ESTIMATION | NO-ESTIMATION | NO-ESTIMATION | NO-ESTIMATION | 39.79%
USA | United States of America | Criterion |  | USA0057300 | 70 | 39.4047 | -79.2900 | Wind |  |  |  | 2011.0 | Criterion Power Partners LLC | U.S. Energy Information Administration | http://www.eia.gov/electricity/data/browser/ | U.S. Energy Information Administration | 50727 | 2019 | 175.372 | 174.598 | 170.193 | 182.56300000000002 | 189.723 | 194.413 | 171.616 | U.S. Energy Information Administration | 234.71 | 211.79 | 222.75 | 221.55 | 213.99 | NO-ESTIMATION | NO-ESTIMATION | NO-ESTIMATION | NO-ESTIMATION | CAPACITY-FACTOR-V1 | 34.9%
USA | United States of America | Cedar Point Wind |  | USA0057315 | 252 | 39.4218 | -103.6781 | Wind |  |  |  | 2011.0 | Cedar Point LLC | U.S. Energy Information Administration | http://www.eia.gov/electricity/data/browser/ | U.S. Energy Information Administration | 61495 | 2019 | 757.472 | 764.234 | 645.035 | 661.318 | 743.686 | 726.6560000000001 | 589.976 | U.S. Energy Information Administration | 932.09 | 734.26 | 691.57 | 704.02 | 688.04 | NO-ESTIMATION | NO-ESTIMATION | NO-ESTIMATION | NO-ESTIMATION | CAPACITY-FACTOR-V1 | 31.17%
USA | United States of America | Cloud County Wind Farm |  | USA0056784 | 201 | 39.4375 | -97.6644 | Wind |  |  |  | 2009.0 | Cloud County Windfarm LLC | U.S. Energy Information Administration | http://www.eia.gov/electricity/data/browser/ | U.S. Energy Information Administration |  | 2019 | 628.885 | 651.9060000000001 | 574.616 | 579.953 | 610.894 | 568.456 | 547.94 | U.S. Energy Information Administration | 706.97 | 695.26 | 586.66 | 592.54 | 555.42 | NO-ESTIMATION | NO-ESTIMATION | NO-ESTIMATION | NO-ESTIMATION | NO-ESTIMATION | 31.54%
USA | United States of America | Pinnacle Wind Force LLC |  | USA0057595 | 55.2 | 39.4450 | -79.0300 | Wind |  |  |  | 2012.0 | NRG Energy Gas & Wind Holdings Inc | U.S. Energy Information Administration | http://www.eia.gov/electricity/data/browser/ | U.S. Energy Information Administration | 61955 | 2019 | 181.065 | 180.216 | 170.294 | 173.382 | 183.616 | 168.849 | 156.67 | U.S. Energy Information Administration | 193.26 | 181.71 | 134.04 | 189.50 | 179.25 | HYDRO-V1 | HYDRO-V1 | HYDRO-V1 | HYDRO-V1 | HYDRO-V1 | 37.07%
USA | United States of America | Pike County Wind Power |  | USA0056376 | 1.7 | 39.6189 | -90.8461 | Wind |  |  |  | 2005.0 | Illinois Rural Electric Coop | U.S. Energy Information Administration | http://www.eia.gov/electricity/data/browser/ | U.S. Energy Information Administration | 53038 | 2019 | 3.547 | 3.094 | 3.533 | 3.216 | 3.602 | 3.087 | 2.666 | U.S. Energy Information Administration | 4.17 | 4.15 | 3.92 | 3.98 | 3.83 | HYDRO-V1 | HYDRO-V1 | HYDRO-V1 | HYDRO-V1 | HYDRO-V1 | 25.72%
USA | United States of America | Fourmile Ridge |  | USA0058904 | 40 | 39.6411 | -79.0111 | Wind |  |  |  | 2015.0 | Fourmile Wind Energy LLC | U.S. Energy Information Administration | http://www.eia.gov/electricity/data/browser/ | U.S. Energy Information Administration | 67521 | 2019 |  |  | 126.79 | 129.173 | 132.031 | 130.483 | 125.544 | U.S. Energy Information Administration |  |  |  | 143.05 | 137.69 | HYDRO-V1 | HYDRO-V1 | HYDRO-V1 | HYDRO-V1 | HYDRO-V1 | 39.3%
USA | United States of America | Marshall Wind Farm |  | USA0059084 | 73.8 | 39.7011 | -96.3608 | Wind |  |  |  | 2016.0 | BHE Renewables LLC | U.S. Energy Information Administration | http://www.eia.gov/electricity/data/browser/ | U.S. Energy Information Administration |  | 2019 |  |  |  | 195.067 | 306.609 | 288.918 | 283.378 | U.S. Energy Information Administration |  |  |  |  | 309.7 | NO-ESTIMATION | NO-ESTIMATION | NO-ESTIMATION | NO-ESTIMATION | CAPACITY-FACTOR-V1 | 47.9%
USA | United States of America | Ringer Hill Wind Farm LLC |  | USA0060329 | 39.9 | 39.7447 | -79.1881 | Wind |  |  |  | 2017.0000000000002 | Ringer Hill Wind LLC | U.S. Energy Information Administration | http://www.eia.gov/electricity/data/browser/ | U.S. Energy Information Administration | 70076 | 2019 |  |  |  | 4.571 | 93.053 | 112.546 | 100.832 | U.S. Energy Information Administration |  |  |  |  | 117.17 | HYDRO-V1 | HYDRO-V1 | HYDRO-V1 | HYDRO-V1 | HYDRO-V1 | 33.52%
USA | United States of America | Osborn Wind Energy |  | USA0060672 | 200.9 | 39.7477 | -94.4735 | Wind |  |  |  | 2016.9999999999998 | Osborn Wind Energy LLC | U.S. Energy Information Administration | http://www.eia.gov/electricity/data/browser/ | U.S. Energy Information Administration | 70255 | 2019 |  |  |  | 26.949 | 730.169 | 717.352 | 710.98 | U.S. Energy Information Administration |  |  |  |  | 661.03 | SOLAR-V1-NO-AGE | SOLAR-V1-NO-AGE | SOLAR-V1-NO-AGE | SOLAR-V1-NO-AGE | SOLAR-V1-NO-AGE | 37.56%
USA | United States of America | South Chestnut LLC |  | USA0056796 | 50.4 | 39.7513 | -79.7271 | Wind |  |  |  | 2012.0000000000002 | Avangrid Renewables LLC | U.S. Energy Information Administration | http://www.eia.gov/electricity/data/browser/ | U.S. Energy Information Administration | 61498 | 2019 | 108.348 | 118.26 | 111.839 | 109.193 | 115.339 | 108.415 | 102.726 | U.S. Energy Information Administration | 173.73 | 173.77 | 120.39 | 145.74 | 162.41 | NO-ESTIMATION | NO-ESTIMATION | NO-ESTIMATION | NO-ESTIMATION | NO-ESTIMATION | 36.79%
USA | United States of America | Twin Ridges Wind Farm |  | USA0057998 | 139.4 | 39.7606 | -78.8747 | Wind |  |  |  | 2013.0 | RWE Renewables Americas LLC | U.S. Energy Information Administration | http://www.eia.gov/electricity/data/browser/ | U.S. Energy Information Administration | 64997 | 2019 | 411.392 | 445.438 | 421.762 | 434.577 | 440.47 | 436.141 | 405.191 | U.S. Energy Information Administration |  | 467.38 | 374.30 | 450.12 | 460.77 | NO-ESTIMATION | NO-ESTIMATION | NO-ESTIMATION | NO-ESTIMATION | NO-ESTIMATION | 37.73%
USA | United States of America | Meyersdale Windpower LLC |  | USA0056052 | 30 | 39.7907 | -79.0020 | Wind |  |  |  | 2004.0 | GlidePath Power Operations LLC | U.S. Energy Information Administration | http://www.eia.gov/electricity/data/browser/ | U.S. Energy Information Administration | 50944 | 2019 | 80.279 | 86.81 | 74.089 | 79.172 | 76.07100000000001 | 73.208 | 71.047 | U.S. Energy Information Administration | 167.89 | 169.22 | 151.50 | 161.06 | 156.77 | NO-ESTIMATION | NO-ESTIMATION | NO-ESTIMATION | NO-ESTIMATION | NO-ESTIMATION | 59.65%
USA | United States of America | Casselman Wind Power Project |  | USA0056369 | 34.5 | 39.8500 | -79.1380 | Wind |  |  |  | 2008.0 | Avangrid Renewables LLC | U.S. Energy Information Administration | http://www.eia.gov/electricity/data/browser/ | U.S. Energy Information Administration | 56664 | 2019 | 94.308 | 97.98400000000001 | 90.934 | 90.562 | 96.763 | 97.027 | 89.458 | U.S. Energy Information Administration | 113.91 | 110.82 | 102.05 | 107.10 | 111.27 | HYDRO-V1 | HYDRO-V1 | HYDRO-V1 | HYDRO-V1 | HYDRO-V1 | 36.82%
USA | United States of America | Lookout Windpower LLC |  | USA0056700 | 37.8 | 39.8794 | -78.9183 | Wind |  |  |  | 2008.0 | NRG Energy Gas & Wind Holdings Inc | U.S. Energy Information Administration | http://www.eia.gov/electricity/data/browser/ | U.S. Energy Information Administration | 58723 | 2019 | 108.803 | 110.65 | 107.94200000000001 | 108.137 | 109.531 | 107.892 | 96.072 | U.S. Energy Information Administration | 125.72 | 120.65 | 103.74 | 118.63 | 120.2 | HYDRO-V1 | HYDRO-V1 | HYDRO-V1 | HYDRO-V1 | HYDRO-V1 | 36.3%
USA | United States of America | Mill Run Windpower LLC |  | USA0055805 | 15 | 39.9134 | -79.3936 | Wind |  |  |  | 2002.0 | GlidePath Power Operations LLC | U.S. Energy Information Administration | http://www.eia.gov/electricity/data/browser/ | U.S. Energy Information Administration | 47836 | 2019 | 34.214 | 17.645 | 17.796 | 32.771 | 38.783 | 34.107 | 19.796 | U.S. Energy Information Administration | 57.38 | 54.94 | 40.86 | 38.71 | 35.55 | HYDRO-V1 | HYDRO-V1 | HYDRO-V1 | HYDRO-V1 | HYDRO-V1 | 27.05%
USA | United States of America | DOE Golden NWTC Research Side Hybrid |  | USA0057693 | 7.8 | 39.9139 | -105.2153 | Wind | Solar | Storage |  | 2012.5641025641025 | DOE National Renewable Energy Laboratory | U.S. Energy Information Administration | http://www.eia.gov/electricity/data/browser/ | U.S. Energy Information Administration |  | 2019 | 5.211 | 0.20700000000000002 | 3.837 | 1.177 | 1.225 | 0.083 | 2.053 | U.S. Energy Information Administration | 28.66 | 22.37 | 23.12 | 23.57 | 22.87 | HYDRO-V1 | HYDRO-V1 | HYDRO-V1 | HYDRO-V1 | HYDRO-V1 | 33.47%
USA | United States of America | Hilltopper Wind Project |  | USA0061735 | 185 | 39.9529 | -89.3102 | Wind |  |  |  | 2019.0 | Hilltopper Wind Project LLC | U.S. Energy Information Administration | http://www.eia.gov/electricity/data/browser/ | U.S. Energy Information Administration |  | 2019 | [6 empty] | 591.0329 | U.S. Energy Information Administration |  |  |  |  | 543.29 | NO-ESTIMATION | NO-ESTIMATION | NO-ESTIMATION | NO-ESTIMATION | NO-ESTIMATION | 33.52%
USA | United States of America | PPL Frey Farm Landfill Wind |  | USA0057182 | 3.2 | 39.9592 | -76.4556 | Wind |  |  |  | 2011.0000000000002 | EPP Renewable Energy | U.S. Energy Information Administration | http://www.eia.gov/electricity/data/browser/ | U.S. Energy Information Administration | 55692 | 2019 | 6.463 | 6.313 | 6.140000000000001 | 6.651 | 6.2090000000000005 | 6.158 | 6.043 | U.S. Energy Information Administration | 7.99 | 6.51 | 6.00 | 6.97 | 6.81 | HYDRO-V1 | HYDRO-V1 | HYDRO-V1 | HYDRO-V1 | HYDRO-V1 | 24.29%
USA | United States of America | Brown County Wind Turbine |  | USA0057767 | 1.5 | 39.9733 | -90.6992 | Wind |  |  |  | 2011.0 | Adams Electric Cooperative | U.S. Energy Information Administration | http://www.eia.gov/electricity/data/browser/ | U.S. Energy Information Administration | 62652 | 2019 | 0.003 | 3.415 | 3.223 | 2.983 | 3.468 | 3.0500000000000003 | 3.12 | U.S. Energy Information Administration | 4.56 | 4.31 | 3.93 | 3.81 | 3.77 | HYDRO-V1 | HYDRO-V1 | HYDRO-V1 | HYDRO-V1 | HYDRO-V1 | 28.69%
USA | United States of America | Somerset Windpower LLC |  | USA0055803 | 9 | 39.9792 | -79.0128 | Wind |  |  |  | 2002.0 | GlidePath Power Operations LLC | U.S. Energy Information Administration | http://www.eia.gov/electricity/data/browser/ | U.S. Energy Information Administration | 59178 | 2019 | 21.51 | 8.944 | 15.754 | 16.332 | 17.224 | 17.555 | 7.777 | U.S. Energy Information Administration | 30.94 | 29.52 | 24.69 | 19.88 | 18.4 | HYDRO-V1 | HYDRO-V1 | HYDRO-V1 | HYDRO-V1 | HYDRO-V1 | 23.34%
USA | United States of America | Lost Creek Wind Energy Facility |  | USA0057189 | 150 | 39.9814 | -94.5181 | Wind |  |  |  | 2010.0 | Pattern Operators LP | U.S. Energy Information Administration | http://www.eia.gov/electricity/data/browser/ | U.S. Energy Information Administration | 59661 | 2019 | 446.019 | 448.88800000000003 | 410.171 | 418.07 | 416.218 | 392.757 | 398.979 | U.S. Energy Information Administration | 475.87 | 448.46 | 433.60 | 444.26 | 417.58 | NO-ESTIMATION | NO-ESTIMATION | NO-ESTIMATION | NO-ESTIMATION | NO-ESTIMATION | 31.78%
USA | United States of America | Flat Water Wind Farm LLC |  | USA0057283 | 60 | 40.0011 | -95.9289 | Wind |  |  |  | 2011.0 | Flat Water Wind Farm LLC | U.S. Energy Information Administration | http://www.eia.gov/electricity/data/browser/ | U.S. Energy Information Administration | 60037 | 2019 | 235.994 | 230.071 | 207.983 | 216.68 | 219.752 | 206.34900000000002 | 202.167 | U.S. Energy Information Administration | 238.70 | 224.18 | 178.23 | 188.52 | 200.98 | NO-ESTIMATION | NO-ESTIMATION | NO-ESTIMATION | NO-ESTIMATION | CAPACITY-FACTOR-V1 | 38.24%
USA | United States of America | Radfords Run Wind Farm |  | USA0059061 | 278 | 40.0111 | -89.0472 | Wind |  |  |  | 2018.0 | RWE Renewables Americas LLC | U.S. Energy Information Administration | http://www.eia.gov/electricity/data/browser/ | U.S. Energy Information Administration |  | 2019 |  |  |  |  | 85.48100000000001 | 1031.272 | 1112.703 | U.S. Energy Information Administration |  |  |  |  | 816.41 | HYDRO-V1 | HYDRO-V1 | HYDRO-V1 | HYDRO-V1 | HYDRO-V1 | 33.52%
USA | United States of America | Stony Creek Wind Farm LLC |  | USA0056980 | 52.5 | 40.0311 | -78.8153 | Wind |  |  |  | 2009.0 | RWE Renewables Americas LLC | U.S. Energy Information Administration | http://www.eia.gov/electricity/data/browser/ | U.S. Energy Information Administration | 59623 | 2019 | 150.671 | 158.96200000000002 | 147.775 | 143.141 | 153.22 | 153.885 | 148.703 | U.S. Energy Information Administration | 174.92 | 168.45 | 154.96 | 160.89 | 161.35 | NO-ESTIMATION | NO-ESTIMATION | NO-ESTIMATION | NO-ESTIMATION | CAPACITY-FACTOR-V1 | 35.08%
USA | United States of America | Steele Flats Wind Project LLC |  | USA0058594 | 74.8 | 40.0489 | -96.9522 | Wind |  |  |  | 2013.0 | Steele Flats Wind Project LLC | U.S. Energy Information Administration | http://www.eia.gov/electricity/data/browser/ | U.S. Energy Information Administration | 67316 | 2019 | 63.055 | 332.229 | 314.869 | 318.81 | 316.978 | 302.7 | 307.621 | U.S. Energy Information Administration |  | 313.66 | 293.73 | 276.54 | 252.67 | HYDRO-V1 | HYDRO-V1 | HYDRO-V1 | HYDRO-V1 | HYDRO-V1 | 38.56%
USA | United States of America | Headwaters Wind Farm LLC |  | USA0058416 | 200 | 40.0667 | -85.0133 | Wind |  |  |  | 2015.0 | Headwaters Wind Farm LLC | U.S. Energy Information Administration | http://www.eia.gov/electricity/data/browser/ | U.S. Energy Information Administration | 58228 | 2019 |  |  | 645.558 | 670.5070000000001 | 724.315 | 650.469 | 683.921 | U.S. Energy Information Administration |  |  |  | 681.59 | 658.86 | HYDRO-V1 | HYDRO-V1 | HYDRO-V1 | HYDRO-V1 | HYDRO-V1 | 37.61%
USA | United States of America | Spanish Fork Wind Park 2 LLC |  | USA0056751 | 18.9 | 40.0714 | -111.5822 | Wind |  |  |  | 2008.0 | NRG Energy Gas & Wind Holdings Inc | U.S. Energy Information Administration | http://www.eia.gov/electricity/data/browser/ | U.S. Energy Information Administration | 55521 | 2019 | 46.031 | 44.786 | 45.915 | 48.248 | 46.46 | 44.398 | 49.052 | U.S. Energy Information Administration | 31.93 | 53.89 | 30.50 | 55.00 | 54.96 | NO-ESTIMATION | NO-ESTIMATION | NO-ESTIMATION | NO-ESTIMATION | CAPACITY-FACTOR-V1 | 33.2%
USA | United States of America | Forward Windpower LLC |  | USA0056699 | 29.4 | 40.0853 | -78.8633 | Wind |  |  |  | 2008.0 | NRG Energy Gas & Wind Holdings Inc | U.S. Energy Information Administration | http://www.eia.gov/electricity/data/browser/ | U.S. Energy Information Administration |  | 2019 | 60.148 | 62.1 | 58.865 | 56.344 | 61.744 | 62.385 | 57.98 | U.S. Energy Information Administration | 96.79 | 94.44 | 85.97 | 91.27 | 94.22 | NO-ESTIMATION | NO-ESTIMATION | NO-ESTIMATION | NO-ESTIMATION | CAPACITY-FACTOR-V1 | 36.58%
USA | United States of America | Foundation Wal-Mart Red Bluff |  | USA0058105 | 1 | 40.1111 | -122.1939 | Wind |  |  |  | 2012.0 | Foundation CA Fund VI Manager LLC | U.S. Energy Information Administration | http://www.eia.gov/electricity/data/browser/ | U.S. Energy Information Administration | 65802 | 2019 | 1.025 | 1.76 | 1.889 | 1.985 | 1.995 | 1.6380000000000001 | 1.616 | U.S. Energy Information Administration | 3.69 | 3.85 | 2.88 | 2.15 | 2.13 | HYDRO-V1 | HYDRO-V1 | HYDRO-V1 | HYDRO-V1 | HYDRO-V1 | 24.32%
USA | United States of America | Whirlpool Corp-Greenville Wind Farm |  | USA0061660 | 4.5 | 40.1313 | -84.6099 | Wind |  |  |  | 2018.0 | OEE XXVI LLC | U.S. Energy Information Administration | http://www.eia.gov/electricity/data/browser/ | U.S. Energy Information Administration |  | 2019 | [5 empty] | 2.549 | 10.389 | U.S. Energy Information Administration |  |  |  |  | 13.21 | HYDRO-V1 | HYDRO-V1 | HYDRO-V1 | HYDRO-V1 | HYDRO-V1 | 33.51%
USA | United States of America | Union City Wind Turbine |  | USA0057637 | 1 | 40.1908 | -84.8172 | Wind |  |  |  | 2010.0 | Performance Services | U.S. Energy Information Administration | http://www.eia.gov/electricity/data/browser/ | U.S. Energy Information Administration |  | 2019 | 0.337 | 0.995 | 0.882 | 1.17 | 0.0 | 0.0 | 0 | U.S. Energy Information Administration | 2.28 | 2.29 | 1.93 | 1.90 | 2.15 | HYDRO-V1 | HYDRO-V1 | HYDRO-V1 | HYDRO-V1 | HYDRO-V1 | 24.54%
USA | United States of America | Randolph Eastern School Wind Turbine |  | USA0057638 | 1 | 40.2097 | -84.8219 | Wind |  |  |  | 2010.0 | Performance Services | U.S. Energy Information Administration | http://www.eia.gov/electricity/data/browser/ | U.S. Energy Information Administration | 65970 | 2019 | 0.884 | 1.113 | 0.9490000000000001 | 0.745 | 0.778 | 0.0 | 0 | U.S. Energy Information Administration | 2.28 | 2.29 | 1.70 | 1.90 | 2.12 | NO-ESTIMATION | NO-ESTIMATION | NO-ESTIMATION | NO-ESTIMATION | NO-ESTIMATION | 24.2%
USA | United States of America | California Ridge Wind Energy LLC |  | USA0058008 | 217 | 40.2117 | -87.8783 | Wind |  |  |  | 2013.0 | SunEdison LLC | U.S. Energy Information Administration | http://www.eia.gov/electricity/data/browser/ | U.S. Energy Information Administration | 63723 | 2019 | 731.934 | 790.8580000000001 | 746.062 | 732.885 | 837.4780000000001 | 738.697 | 766.403 | U.S. Energy Information Administration |  | 752.35 | 752.66 | 685.46 | 669.36 | HYDRO-V1 | HYDRO-V1 | HYDRO-V1 | HYDRO-V1 | HYDRO-V1 | 35.21%
USA | United States of America | Cottonwood Wind Energy Center |  | USA0061407 | 89.7 | 40.2402 | -98.4060 | Wind |  |  |  | 2016.9999999999998 | Cottonwood Wind Project | U.S. Energy Information Administration | http://www.eia.gov/electricity/data/browser/ | U.S. Energy Information Administration |  | 2019 |  |  |  |  | 68.947 | 411.668 | 423.755 | U.S. Energy Information Administration |  |  |  |  | 359.92 | NO-ESTIMATION | NO-ESTIMATION | NO-ESTIMATION | NO-ESTIMATION | CAPACITY-FACTOR-V1 | 45.8%
USA | United States of America | Conception |  | USA0056537 | 50.4 | 40.2572 | -94.6722 | Wind |  |  |  | 2008.0 | CR Clearing LLC | U.S. Energy Information Administration | http://www.eia.gov/electricity/data/browser/ | U.S. Energy Information Administration | 56533 | 2019 | 124.668 | 127.169 | 109.482 | 115.741 | 115.775 | 106.037 | 101.415 | U.S. Energy Information Administration | 156.00 | 157.10 | 137.75 | 138.22 | 142.49 | NO-ESTIMATION | NO-ESTIMATION | NO-ESTIMATION | NO-ESTIMATION | CAPACITY-FACTOR-V1 | 32.27%
USA | United States of America | Highland Wind Project (PA) |  | USA0057139 | 62.5 | 40.3042 | -78.6908 | Wind |  |  |  | 2009.0 | RWE Renewables Americas LLC | U.S. Energy Information Administration | http://www.eia.gov/electricity/data/browser/ | U.S. Energy Information Administration | 63894 | 2019 | 138.70000000000002 | 148.828 | 129.457 | 137.512 | 147.258 | 138.776 | 116.444 | U.S. Energy Information Administration | 205.52 | 197.83 | 179.01 | 188.82 | 189.37 | NO-ESTIMATION | NO-ESTIMATION | NO-ESTIMATION | NO-ESTIMATION | NO-ESTIMATION | 34.59%
USA | United States of America | Bluff Point Wind Facility |  | USA0061303 | 119.7 | 40.3190 | -84.9769 | Wind |  |  |  | 2018.0 | Bluff Point Wind LLC | U.S. Energy Information Administration | http://www.eia.gov/electricity/data/browser/ | U.S. Energy Information Administration |  | 2019 |  |  |  |  | 41.606 | 370.967 | 388.251 | U.S. Energy Information Administration |  |  |  |  | 351.52 | NO-ESTIMATION | NO-ESTIMATION | NO-ESTIMATION | NO-ESTIMATION | NO-ESTIMATION | 33.52%
USA | United States of America | Highland North Wind Farm |  | USA0057991 | 75 | 40.3196 | -78.6806 | Wind |  |  |  | 2012.0 | RWE Renewables Americas LLC | U.S. Energy Information Administration | http://www.eia.gov/electricity/data/browser/ | U.S. Energy Information Administration |  | 2019 | 198.72 | 211.196 | 192.31300000000002 | 198.012 | 206.443 | 206.538 | 183.138 | U.S. Energy Information Administration | 266.09 | 255.27 | 200.00 | 250.44 | 240.06 | HYDRO-V1 | HYDRO-V1 | HYDRO-V1 | HYDRO-V1 | HYDRO-V1 | 36.54%
USA | United States of America | Wildcat Wind Farm I LLC |  | USA0057862 | 200 | 40.3494 | -85.8431 | Wind |  |  |  | 2013.0 | RWE Renewables Americas LLC | U.S. Energy Information Administration | http://www.eia.gov/electricity/data/browser/ | U.S. Energy Information Administration |  | 2019 | 627.7280000000001 | 661.519 | 648.371 | 662.516 | 698.176 | 624.174 | 484.444 | U.S. Energy Information Administration |  | 662.50 | 707.72 | 628.80 | 582.63 | NO-ESTIMATION | NO-ESTIMATION | NO-ESTIMATION | NO-ESTIMATION | CAPACITY-FACTOR-V1 | 33.26%
USA | United States of America | Allegheny Ridge Wind Farm |  | USA0056451 | 80 | 40.3839 | -78.5794 | Wind |  |  |  | 2007.0 | Leeward Asset Management LLC | U.S. Energy Information Administration | http://www.eia.gov/electricity/data/browser/ | U.S. Energy Information Administration | 55121 | 2019 | 162.302 | 202.479 | 188.143 | 202.84900000000002 | 212.98600000000002 | 215.96200000000002 | 194.116 | U.S. Energy Information Administration | 251.27 | 244.52 | 228.95 | 252.58 | 234.47 | HYDRO-V1 | HYDRO-V1 | HYDRO-V1 | HYDRO-V1 | HYDRO-V1 | 33.46%
USA | United States of America | Hoopeston Wind LLC |  | USA0059021 | 98 | 40.3997 | -87.7992 | Wind |  |  |  | 2015.0 | Hoopeston Wind LLC | U.S. Energy Information Administration | http://www.eia.gov/electricity/data/browser/ | U.S. Energy Information Administration | 68049 | 2019 |  |  | 277.265 | 324.822 | 369.433 | 317.298 | 365.549 | U.S. Energy Information Administration |  |  |  | 350.28 | 336.33 | HYDRO-V1 | HYDRO-V1 | HYDRO-V1 | HYDRO-V1 | HYDRO-V1 | 39.18%
USA | United States of America | Rock Creek Wind Project |  | USA0060655 | 300 | 40.4000 | -95.2000 | Wind |  |  |  | 2017.0 | Enel Green Power NA Inc. | U.S. Energy Information Administration | http://www.eia.gov/electricity/data/browser/ | U.S. Energy Information Administration |  | 2019 |  |  |  |  | 199.141 | 1080.673 | 1119.7373 | U.S. Energy Information Administration |  |  |  |  | 881.01 | HYDRO-V1 | HYDRO-V1 | HYDRO-V1 | HYDRO-V1 | HYDRO-V1 | 33.52%
USA | United States of America | Loess Hills |  | USA0056538 | 5 | 40.4144 | -95.5400 | Wind |  |  |  | 2008.0 | Loess Hills Wind Farm LLC | U.S. Energy Information Administration | http://www.eia.gov/electricity/data/browser/ | U.S. Energy Information Administration | 58235 | 2019 | 9.483 | 10.188 | 9.607 | 9.505 | 8.413 | 8.563 | 8.79 | U.S. Energy Information Administration | 15.54 | 15.01 | 10.92 | 13.05 | 13.01 | HYDRO-V1 | HYDRO-V1 | HYDRO-V1 | HYDRO-V1 | HYDRO-V1 | 29.7%
USA | United States of America | North Allegheny Windpower Project |  | USA0056651 | 70 | 40.4381 | -78.5436 | Wind |  |  |  | 2009.0 | Duke Energy DEGS North Allegheny | U.S. Energy Information Administration | http://www.eia.gov/electricity/data/browser/ | U.S. Energy Information Administration | 59831 | 2019 | 140.685 | 160.00900000000001 | 136.361 | 145.643 | 150.75900000000001 | 152.454 | 148.864 | U.S. Energy Information Administration | 227.84 | 219.23 | 203.13 | 210.88 | 206.58 | HYDRO-V1 | HYDRO-V1 | HYDRO-V1 | HYDRO-V1 | HYDRO-V1 | 33.69%
USA | United States of America | RP Wind |  | USA0058630 | 3.4 | 40.4494 | -83.8933 | Wind |  |  |  | 2014.0 | Consolidated Edison Solutions Inc | U.S. Energy Information Administration | http://www.eia.gov/electricity/data/browser/ | U.S. Energy Information Administration |  | 2019 | 0.028 | 8.790000000000001 | 9.192 | 8.523 | 7.219 | 7.422000000000001 | 8.724 | U.S. Energy Information Administration |  |  | 9.27 | 8.97 | 7.56 | HYDRO-V1 | HYDRO-V1 | HYDRO-V1 | HYDRO-V1 | HYDRO-V1 | 25.38%
USA | United States of America | Cow Branch |  | USA0056536 | 50.4 | 40.4535 | -95.4683 | Wind |  |  |  | 2008.0 | Cow Branch Wind Power LLC | U.S. Energy Information Administration | http://www.eia.gov/electricity/data/browser/ | U.S. Energy Information Administration | 55999 | 2019 | 120.611 | 128.913 | 103.678 | 114.889 | 119.21000000000001 | 103.828 | 102.162 | U.S. Energy Information Administration | 176.18 | 162.82 | 136.02 | 149.43 | 150.9 | HYDRO-V1 | HYDRO-V1 | HYDRO-V1 | HYDRO-V1 | HYDRO-V1 | 34.18%
USA | United States of America | Pioneer Trail Wind Farm LLC |  | USA0057675 | 150.4 | 40.4641 | -88.0215 | Wind |  |  |  | 2011.9999999999998 | RWE Renewables Americas LLC | U.S. Energy Information Administration | http://www.eia.gov/electricity/data/browser/ | U.S. Energy Information Administration | 63822 | 2019 | 426.968 | 462.54200000000003 | 479.096 | 429.41 | 467.551 | 443.077 | 480.367 | U.S. Energy Information Administration | 495.18 | 485.07 | 474.30 | 450.77 | 475.01 | HYDRO-V1 | HYDRO-V1 | HYDRO-V1 | HYDRO-V1 | HYDRO-V1 | 36.05%
USA | United States of America | High Trail Wind Farm LLC |  | USA0056338 | 198 | 40.4792 | -88.7989 | Wind |  |  |  | 2007.0 | High Trail Wind Farm LLC | U.S. Energy Information Administration | http://www.eia.gov/electricity/data/browser/ | U.S. Energy Information Administration |  | 2019 | 579.021 | 582.524 | 592.258 | 541.774 | 586.815 | 527.035 | 564.176 | U.S. Energy Information Administration | 572.51 | 602.41 | 578.92 | 575.54 | 552.01 | SOLAR-V1-NO-AGE | SOLAR-V1-NO-AGE | SOLAR-V1-NO-AGE | SOLAR-V1-NO-AGE | SOLAR-V1-NO-AGE | 31.83%
USA | United States of America | Old Trail Wind Farm |  | USA0056614 | 198 | 40.4792 | -88.7989 | Wind |  |  |  | 2008.0 | Old Trail Wind Farm LLC | U.S. Energy Information Administration | http://www.eia.gov/electricity/data/browser/ | U.S. Energy Information Administration |  | 2019 | 588.592 | 585.864 | 604.3100000000001 | 565.513 | 616.625 | 553.138 | 580.747 | U.S. Energy Information Administration | 579.70 | 614.64 | 587.10 | 569.17 | 600.45 | HYDRO-V1 | HYDRO-V1 | HYDRO-V1 | HYDRO-V1 | HYDRO-V1 | 34.62%
USA | United States of America | Tooele Army Depot |  | USA0059817 | 1.7 | 40.5030 | -112.3706 | Wind |  |  |  | 2016.0 | Tooele Army Depot | U.S. Energy Information Administration | http://www.eia.gov/electricity/data/browser/ | U.S. Energy Information Administration | 66214 | 2019 |  |  |  | 0.003 | 3.579 | 3.44 | 3.076 | U.S. Energy Information Administration |  |  |  |  | 5.74 | NO-ESTIMATION | NO-ESTIMATION | NO-ESTIMATION | NO-ESTIMATION | NO-ESTIMATION | 38.54%
USA | United States of America | Chestnut Flats Wind Farm |  | USA0057268 | 38 | 40.5228 | -78.4769 | Wind |  |  |  | 2012.0 | EDF Renewable Asset Holdings Inc. | U.S. Energy Information Administration | http://www.eia.gov/electricity/data/browser/ | U.S. Energy Information Administration | 59805 | 2019 | 104.419 | 111.301 | 102.089 | 106.34 | 103.23100000000001 | 87.357 | 86.293 | U.S. Energy Information Administration | 136.06 | 130.15 | 96.83 | 130.20 | 123.66 | NO-ESTIMATION | NO-ESTIMATION | NO-ESTIMATION | NO-ESTIMATION | CAPACITY-FACTOR-V1 | 37.15%
USA | United States of America | Heartland Community College |  | USA0059776 | 1.7 | 40.5370 | -89.0190 | Wind |  |  |  | 2012.0 | Heartland Community College | U.S. Energy Information Administration | http://www.eia.gov/electricity/data/browser/ | U.S. Energy Information Administration | 64346 | 2019 |  | 3.878 | 5.181 | 4.741 | 5.103 | 4.67 | 4.739 | U.S. Energy Information Administration | 4.89 | 5.31 | 4.99 | 4.51 | 5.44 | NO-ESTIMATION | NO-ESTIMATION | NO-ESTIMATION | NO-ESTIMATION | NO-ESTIMATION | 36.53%
USA | United States of America | CCC Hastings Wind Turbine |  | USA0060931 | 1.7 | 40.5700 | -98.3340 | Wind |  |  |  | 2017.0 | CCC Hastings Renewable Energy LLC | U.S. Energy Information Administration | http://www.eia.gov/electricity/data/browser/ | U.S. Energy Information Administration |  | 2019 |  |  |  | 0.14300000000000002 | 7.589 | 7.284 | 7.315 | U.S. Energy Information Administration |  |  |  |  | 4.99 | SOLAR-V1-NO-AGE | SOLAR-V1-NO-AGE | SOLAR-V1-NO-AGE | SOLAR-V1-NO-AGE | SOLAR-V1-NO-AGE | 33.51%
USA | United States of America | Farmers City Wind LLC |  | USA0056767 | 146 | 40.5750 | -95.5228 | Wind |  |  |  | 2009.0 | Avangrid Renewables LLC | U.S. Energy Information Administration | http://www.eia.gov/electricity/data/browser/ | U.S. Energy Information Administration | 55825 | 2019 | 332.329 | 283.023 | 276.576 | 315.67900000000003 | 317.435 | 311.424 | 297.394 | U.S. Energy Information Administration | 499.22 | 505.95 | 413.11 | 448.48 | 442.9 | NO-ESTIMATION | NO-ESTIMATION | NO-ESTIMATION | NO-ESTIMATION | NO-ESTIMATION | 34.63%
USA | United States of America | Fowler Ridge Wind Farm LLC |  | USA0056777 | 600.3 | 40.5839 | -87.3336 | Wind |  |  |  | 2009.3331667499585 | AE Power Services LLC | U.S. Energy Information Administration | http://www.eia.gov/electricity/data/browser/ | U.S. Energy Information Administration | 55877 | 2019 | 1482.943 | 1531.573 | 1612.058 | 1480.131 | 1319.565 | 1328.554 | 1521.642 | U.S. Energy Information Administration | 1654.48 | 1666.16 | 1639.46 | 1606.25 | 1663.44 | NO-ESTIMATION | NO-ESTIMATION | NO-ESTIMATION | NO-ESTIMATION | CAPACITY-FACTOR-V1 | 31.63%
USA | United States of America | White Oak Energy LLC |  | USA0057342 | 150 | 40.5908 | -89.0467 | Wind |  |  |  | 2011.0 | White Oak Energy LLC | U.S. Energy Information Administration | http://www.eia.gov/electricity/data/browser/ | U.S. Energy Information Administration | 55556 | 2019 | 450.861 | 443.744 | 464.596 | 423.58 | 439.567 | 416.779 | 434.116 | U.S. Energy Information Administration | 489.98 | 473.19 | 450.08 | 454.35 | 473.38 | NO-ESTIMATION | NO-ESTIMATION | NO-ESTIMATION | NO-ESTIMATION | CAPACITY-FACTOR-V1 | 36.03%
USA | United States of America | Whirlpool Corporation - Marion Wind Farm |  | USA0061005 | 4.5 | 40.5912 | -83.1785 | Wind |  |  |  | 2017.0 | OEE XXIII LLC | U.S. Energy Information Administration | http://www.eia.gov/electricity/data/browser/ | U.S. Energy Information Administration |  | 2019 |  |  |  |  | 1.319 | 9.19 | 9.773 | U.S. Energy Information Administration |  |  |  |  | 13.21 | NO-ESTIMATION | NO-ESTIMATION | NO-ESTIMATION | NO-ESTIMATION | CAPACITY-FACTOR-V1 | 33.51%
USA | United States of America | Meadow Lake Wind Farm III LLC |  | USA0057115 | 103.5 | 40.5986 | -87.0194 | Wind |  |  |  | 2010.0 | Meadow Lake Wind Farm III LLC | U.S. Energy Information Administration | http://www.eia.gov/electricity/data/browser/ | U.S. Energy Information Administration | 59270 | 2019 | 183.092 | 170.177 | 238.493 | 266.678 | 246.972 | 243.32 | 271.061 | U.S. Energy Information Administration | 304.62 | 297.91 | 287.39 | 300.02 | 289.98 | HYDRO-V1 | HYDRO-V1 | HYDRO-V1 | HYDRO-V1 | HYDRO-V1 | 31.98%
USA | United States of America | Fowler Ridge IV Wind Farm LLC |  | USA0059547 | 150 | 40.6206 | -87.3781 | Wind |  |  |  | 2016.0 | Pattern Operators LP | U.S. Energy Information Administration | http://www.eia.gov/electricity/data/browser/ | U.S. Energy Information Administration | 55877 | 2019 |  |  |  | 433.92 | 458.91 | 422.015 | 450.309 | U.S. Energy Information Administration |  |  |  |  | 487.66 | HYDRO-V1 | HYDRO-V1 | HYDRO-V1 | HYDRO-V1 | HYDRO-V1 | 37.11%
USA | United States of America | Meadow Lake Wind Farm LLC |  | USA0057109 | 199.7 | 40.6275 | -86.9350 | Wind |  |  |  | 2009.0 | Meadow Lake Wind Farm LLC | U.S. Energy Information Administration | http://www.eia.gov/electricity/data/browser/ | U.S. Energy Information Administration | 59270 | 2019 | 477.611 | 495.416 | 512.009 | 467.962 | 445.54900000000004 | 446.822 | 475.363 | U.S. Energy Information Administration | 574.29 | 571.51 | 550.74 | 557.69 | 560.77 | HYDRO-V1 | HYDRO-V1 | HYDRO-V1 | HYDRO-V1 | HYDRO-V1 | 32.06%
USA | United States of America | Patton Wind Farm |  | USA0057999 | 30 | 40.6307 | -78.6961 | Wind |  |  |  | 2013.0 | RWE Renewables Americas LLC | U.S. Energy Information Administration | http://www.eia.gov/electricity/data/browser/ | U.S. Energy Information Administration | 65102 | 2019 | 92.715 | 101.858 | 94.85300000000001 | 97.125 | 100.626 | 99.62 | 91.716 | U.S. Energy Information Administration |  | 105.50 | 107.28 | 96.79 | 100.38 | HYDRO-V1 | HYDRO-V1 | HYDRO-V1 | HYDRO-V1 | HYDRO-V1 | 38.2%
USA | United States of America | Perennial Windfarm |  | USA0061677 | 6.9 | 40.6319 | -97.6427 | Wind |  |  |  | 2018.0 | Perennial Wind LLC | U.S. Energy Information Administration | http://www.eia.gov/electricity/data/browser/ | U.S. Energy Information Administration |  | 2019 | [5 empty] | 13.173 | 30.857 | U.S. Energy Information Administration |  |  |  |  | 20.26 | NO-ESTIMATION | NO-ESTIMATION | NO-ESTIMATION | NO-ESTIMATION | CAPACITY-FACTOR-V1 | 33.52%
USA | United States of America | Meadow Lake Wind Farm II LLC |  | USA0057112 | 99 | 40.6431 | -87.0242 | Wind |  |  |  | 2010.0 | Meadow Lake Wind Farm II LLC | U.S. Energy Information Administration | http://www.eia.gov/electricity/data/browser/ | U.S. Energy Information Administration | 59270 | 2019 | 180.18800000000002 | 161.358 | 222.262 | 248.764 | 252.547 | 235.645 | 250.044 | U.S. Energy Information Administration | 300.88 | 289.34 | 280.91 | 292.49 | 280.51 | SOLAR-V1-NO-AGE | SOLAR-V1-NO-AGE | SOLAR-V1-NO-AGE | SOLAR-V1-NO-AGE | SOLAR-V1-NO-AGE | 32.35%
USA | United States of America | Bayonne MUA- Leitner-Poma Wind Turbine |  | USA0059797 | 1.5 | 40.6528 | -74.1178 | Wind |  |  |  | 2012.0 | SUEZ North America Inc | U.S. Energy Information Administration | http://www.eia.gov/electricity/data/browser/ | U.S. Energy Information Administration |  | 2019 |  | 2.021 | 1.211 | 0.71 | 0.913 | 1.135 | 1.06 | U.S. Energy Information Administration | 3.91 | 3.83 | 3.00 | 3.25 | 3.54 | HYDRO-V1 | HYDRO-V1 | HYDRO-V1 | HYDRO-V1 | HYDRO-V1 | 26.94%
USA | United States of America | Meadow Lake Wind Farm IV |  | USA0057177 | 98.7 | 40.6778 | -87.0328 | Wind |  |  |  | 2010.0 | Meadow Lake Wind Farm IV LLC | U.S. Energy Information Administration | http://www.eia.gov/electricity/data/browser/ | U.S. Energy Information Administration | 59270 | 2019 | 143.785 | 134.214 | 188.46800000000002 | 206.549 | 193.258 | 192.074 | 206.423 | U.S. Energy Information Administration | 288.50 | 282.10 | 269.59 | 280.10 | 273.29 | HYDRO-V1 | HYDRO-V1 | HYDRO-V1 | HYDRO-V1 | HYDRO-V1 | 31.61%
USA | United States of America | Meadow Lake Wind Farm VI LLC |  | USA0061756 | 200.4 | 40.6926 | -87.1270 | Wind |  |  |  | 2018.0 | Meadow Lake Wind Farm VI LLC | U.S. Energy Information Administration | http://www.eia.gov/electricity/data/browser/ | U.S. Energy Information Administration |  | 2019 | [5 empty] | 48.566 | 607.996 | U.S. Energy Information Administration |  |  |  |  | 588.52 | SOLAR-V1-NO-AGE | SOLAR-V1-NO-AGE | SOLAR-V1-NO-AGE | SOLAR-V1-NO-AGE | SOLAR-V1-NO-AGE | 33.52%
USA | United States of America | Settlers Trail Wind Farm LLC |  | USA0057493 | 150.4 | 40.6944 | -87.5708 | Wind |  |  |  | 2011.0 | RWE Renewables Americas LLC | U.S. Energy Information Administration | http://www.eia.gov/electricity/data/browser/ | U.S. Energy Information Administration | 62823 | 2019 | 328.059 | 354.64 | 420.81 | 380.904 | 413.15500000000003 | 370.076 | 407.812 | U.S. Energy Information Administration | 491.29 | 450.73 | 433.10 | 442.67 | 439.95 | HYDRO-V1 | HYDRO-V1 | HYDRO-V1 | HYDRO-V1 | HYDRO-V1 | 33.39%
USA | United States of America | Benton County Wind Farm |  | USA0056679 | 130.5 | 40.6950 | -87.4886 | Wind |  |  |  | 2008.0 | Orion Energy Group LLC | U.S. Energy Information Administration | http://www.eia.gov/electricity/data/browser/ | U.S. Energy Information Administration |  | 2019 | 266.976 | 178.01500000000001 | 265.567 | 247.125 | 326.23900000000003 | 323.195 | 301.6 | U.S. Energy Information Administration | 359.19 | 352.73 | 337.91 | 336.62 | 354.65 | NO-ESTIMATION | NO-ESTIMATION | NO-ESTIMATION | NO-ESTIMATION | CAPACITY-FACTOR-V1 | 31.02%
USA | United States of America | Bright Stalk Wind Farm I |  | USA0057623 | 205.2 | 40.7012 | -88.7011 | Wind |  |  |  | 2020.0 | Lexington Chenoa Wind Farm LLC | U.S. Energy Information Administration | http://www.eia.gov/electricity/data/browser/ | U.S. Energy Information Administration |  | 2019 | [6 empty] | 36.692 | U.S. Energy Information Administration |  |  |  |  | 602.61 | HYDRO-V1 | HYDRO-V1 | HYDRO-V1 | HYDRO-V1 | HYDRO-V1 | 33.52%
USA | United States of America | Meadow Lake Wind Farm V LLC |  | USA0057628 | 100 | 40.7161 | -87.0211 | Wind |  |  |  | 2017.0 | Meadow Lake Wind Farm V LLC | U.S. Energy Information Administration | http://www.eia.gov/electricity/data/browser/ | U.S. Energy Information Administration |  | 2019 |  |  |  |  | 134.859 | 322.909 | 344.064 | U.S. Energy Information Administration |  |  |  |  | 293.67 | HYDRO-V1 | HYDRO-V1 | HYDRO-V1 | HYDRO-V1 | HYDRO-V1 | 33.52%
USA | United States of America | Hoosier Wind Project LLC |  | USA0056878 | 106 | 40.7178 | -87.2631 | Wind |  |  |  | 2009.0 | EDF Renewable Asset Holdings Inc. | U.S. Energy Information Administration | http://www.eia.gov/electricity/data/browser/ | U.S. Energy Information Administration | 58320 | 2019 | 117.549 | 115.29 | 180.53 | 213.407 | 246.616 | 228.443 | 230.912 | U.S. Energy Information Administration | 306.82 | 302.34 | 296.65 | 293.05 | 296.41 | HYDRO-V1 | HYDRO-V1 | HYDRO-V1 | HYDRO-V1 | HYDRO-V1 | 31.92%
USA | United States of America | Harpster Wind |  | USA0060126 | 1.5 | 40.7183 | -83.2287 | Wind |  |  |  | 2016.0 | OEE XVII LLC | U.S. Energy Information Administration | http://www.eia.gov/electricity/data/browser/ | U.S. Energy Information Administration |  | 2019 |  |  |  | 2.611 | 3.664 | 3.2600000000000002 | 3.425 | U.S. Energy Information Administration |  |  |  |  | 4.74 | HYDRO-V1 | HYDRO-V1 | HYDRO-V1 | HYDRO-V1 | HYDRO-V1 | 36.07%
USA | United States of America | Sandy Ridge Wind Farm |  | USA0057285 | 50 | 40.7292 | -78.2874 | Wind |  |  |  | 2012.0 | Algonquin Power Co | U.S. Energy Information Administration | http://www.eia.gov/electricity/data/browser/ | U.S. Energy Information Administration | 62388¦62623 | 2019 | 138.758 | 148.962 | 150.024 | 155.711 | 153.305 | 152.266 | 126.487 | U.S. Energy Information Administration | 179.87 | 171.68 | 120.69 | 173.80 | 157.91 | HYDRO-V1 | HYDRO-V1 | HYDRO-V1 | HYDRO-V1 | HYDRO-V1 | 36.05%
USA | United States of America | Colorado Highlands Wind |  | USA0057174 | 96.1 | 40.7569 | -102.7431 | Wind |  |  |  | 2013.0 | Colorado Highlands Wind LLC | U.S. Energy Information Administration | http://www.eia.gov/electricity/data/browser/ | U.S. Energy Information Administration | 65234 | 2019 | 294.546 | 365.098 | 340.42400000000004 | 378.519 | 358.972 | 368.03000000000003 | 346.432 | U.S. Energy Information Administration |  | 406.10 | 336.65 | 365.48 | 281.37 | NO-ESTIMATION | NO-ESTIMATION | NO-ESTIMATION | NO-ESTIMATION | NO-ESTIMATION | 33.42%
USA | United States of America | August Wind Farm |  | USA0061644 | 1.8 | 40.7649 | -94.4756 | Wind |  |  |  | 2017.0 | August Wind Energy LLC | U.S. Energy Information Administration | http://www.eia.gov/electricity/data/browser/ | U.S. Energy Information Administration |  | 2019 |  |  |  |  | 6.285 | 7.021 | 7.271 | U.S. Energy Information Administration |  |  |  |  | 5.28 | HYDRO-V1 | HYDRO-V1 | HYDRO-V1 | HYDRO-V1 | HYDRO-V1 | 33.49%
USA | United States of America | Birch |  | USA0062172 | 1.8 | 40.7676 | -94.4744 | Wind |  |  |  | 2017.0 | Birch Power LLC | U.S. Energy Information Administration | http://www.eia.gov/electricity/data/browser/ | U.S. Energy Information Administration |  | 2019 | [5 empty] | 6.774 | 7.102 | U.S. Energy Information Administration |  |  |  |  | 5.28 | NO-ESTIMATION | NO-ESTIMATION | NO-ESTIMATION | NO-ESTIMATION | CAPACITY-FACTOR-V1 | 33.49%
USA | United States of America | Hog Creek Wind Project |  | USA0061330 | 66 | 40.7931 | -83.7287 | Wind |  |  |  | 2018.0 | Hog Creek Wind Project LLC | U.S. Energy Information Administration | http://www.eia.gov/electricity/data/browser/ | U.S. Energy Information Administration |  | 2019 |  |  |  |  | 11.993 | 194.45000000000002 | 206.597 | U.S. Energy Information Administration |  |  |  |  | 193.82 | HYDRO-V1 | HYDRO-V1 | HYDRO-V1 | HYDRO-V1 | HYDRO-V1 | 33.52%
USA | United States of America | Locust Ridge II LLC |  | USA0056770 | 102 | 40.8411 | -76.1547 | Wind |  |  |  | 2009.0 | Avangrid Renewables LLC | U.S. Energy Information Administration | http://www.eia.gov/electricity/data/browser/ | U.S. Energy Information Administration | 56490 | 2019 | 212.442 | 222.286 | 212.6 | 216.696 | 211.87800000000001 | 217.768 | 199.801 | U.S. Energy Information Administration | 278.18 | 315.43 | 266.24 | 285.33 | 294.73 | NO-ESTIMATION | NO-ESTIMATION | NO-ESTIMATION | NO-ESTIMATION | CAPACITY-FACTOR-V1 | 32.99%
USA | United States of America | Locust Ridge |  | USA0056470 | 26 | 40.8550 | -76.1292 | Wind |  |  |  | 2007.0 | Avangrid Renewables LLC | U.S. Energy Information Administration | http://www.eia.gov/electricity/data/browser/ | U.S. Energy Information Administration | 56490 | 2019 | 70.76 | 71.682 | 59.454 | 67.877 | 71.214 | 73.266 | 62.059 | U.S. Energy Information Administration | 75.38 | 80.18 | 67.84 | 75.48 | 75.19 | SOLAR-V1-NO-AGE | SOLAR-V1-NO-AGE | SOLAR-V1-NO-AGE | SOLAR-V1-NO-AGE | SOLAR-V1-NO-AGE | 33.01%
USA | United States of America | Minonk Wind Farm |  | USA0057284 | 200 | 40.8886 | -88.9972 | Wind |  |  |  | 2012.0 | Algonquin Power Co | U.S. Energy Information Administration | http://www.eia.gov/electricity/data/browser/ | U.S. Energy Information Administration | 62282 | 2019 | 621.71 | 648.546 | 639.241 | 636.089 | 673.76 | 611.397 | 654.626 | U.S. Energy Information Administration | 670.10 | 649.43 | 639.97 | 614.05 | 581.98 | SOLAR-V1-NO-AGE | SOLAR-V1-NO-AGE | SOLAR-V1-NO-AGE | SOLAR-V1-NO-AGE | SOLAR-V1-NO-AGE | 33.22%
USA | United States of America | Cedar Creek Wind |  | USA0056371 | 300.5 | 40.8944 | -104.0206 | Wind |  |  |  | 2007.0 | Leeward Asset Management LLC | U.S. Energy Information Administration | http://www.eia.gov/electricity/data/browser/ | U.S. Energy Information Administration | 55284 | 2019 | 879.922 | 842.744 | 744.451 | 852.867 | 794.301 | 813.126 | 707.748 | U.S. Energy Information Administration | 812.51 | 846.34 | 798.03 | 847.22 | 796.66 | SOLAR-V1-NO-AGE | SOLAR-V1-NO-AGE | SOLAR-V1-NO-AGE | SOLAR-V1-NO-AGE | SOLAR-V1-NO-AGE | 30.26%
USA | United States of America | Seward Wind Farm |  | USA0061056 | 1.7 | 40.8950 | -97.1951 | Wind |  |  |  | 2018.0 | Seward Wind LLC | U.S. Energy Information Administration | http://www.eia.gov/electricity/data/browser/ | U.S. Energy Information Administration |  | 2019 |  |  |  |  | 0.004 | 6.3100000000000005 | 7.232 | U.S. Energy Information Administration |  |  |  |  | 4.99 | HYDRO-V1 | HYDRO-V1 | HYDRO-V1 | HYDRO-V1 | HYDRO-V1 | 33.51%
USA | United States of America | Hatchet Ridge Wind Project |  | USA0056654 | 101.2 | 40.8981 | -121.8036 | Wind |  |  |  | 2011.0 | Pattern Operators LP | U.S. Energy Information Administration | http://www.eia.gov/electricity/data/browser/ | U.S. Energy Information Administration | 59026 | 2019 | 280.223 | 295.512 | 266.264 | 287.24 | 292.43 | 258.503 | 252.365 | U.S. Energy Information Administration | 314.14 | 253.21 | 252.72 | 295.85 | 271.44 | HYDRO-V1 | HYDRO-V1 | HYDRO-V1 | HYDRO-V1 | HYDRO-V1 | 30.62%
USA | United States of America | Salt Valley Wind Plant |  | USA0007965 | 1.2 | 40.9044 | -96.6231 | Wind |  |  |  | 1998.9999999999998 | Lincoln Electric System | U.S. Energy Information Administration | http://www.eia.gov/electricity/data/browser/ | U.S. Energy Information Administration |  | 2019 | 2.834 | 2.723 | 2.36 | 2.212 | 2.407 | 2.33 | 2.363 | U.S. Energy Information Administration | 3.62 | 3.49 | 2.81 | 2.47 | 2.84 | NO-ESTIMATION | NO-ESTIMATION | NO-ESTIMATION | NO-ESTIMATION | CAPACITY-FACTOR-V1 | 27.02%
USA | United States of America | Cooper Farms VW Project |  | USA0057570 | 4.5 | 40.9058 | -84.5703 | Wind |  |  |  | 2012.0 | Cooper Hatchery Inc. | U.S. Energy Information Administration | http://www.eia.gov/electricity/data/browser/ | U.S. Energy Information Administration | 63498 | 2019 | 12.79971 | 14.463000000000001 | 13.977 | 13.961 | 13.661 | 12.004 | 12.896 | U.S. Energy Information Administration | 13.43 | 12.83 | 12.07 | 12.95 | 10.68 | HYDRO-V1 | HYDRO-V1 | HYDRO-V1 | HYDRO-V1 | HYDRO-V1 | 27.09%
USA | United States of America | Adams Wind |  | USA0059637 | 154.3 | 40.9200 | -94.6717 | Wind |  |  |  | 2015.688917692806 | MidAmerican Energy Co | U.S. Energy Information Administration | http://www.eia.gov/electricity/data/browser/ | U.S. Energy Information Administration | 55940 | 2019 |  |  | 34.999 | 483.943 | 485.774 | 459.96000000000004 | 457.394 | U.S. Energy Information Administration |  |  |  | 546.00 | 536.94 | NO-ESTIMATION | NO-ESTIMATION | NO-ESTIMATION | NO-ESTIMATION | CAPACITY-FACTOR-V1 | 39.72%
USA | United States of America | Blue Creek Wind Project |  | USA0057449 | 302 | 40.9315 | -84.5618 | Wind |  |  |  | 2012.0 | Avangrid Renewables LLC | U.S. Energy Information Administration | http://www.eia.gov/electricity/data/browser/ | U.S. Energy Information Administration | 60946 | 2019 | 821.816 | 766.489 | 809.3290000000001 | 810.707 | 829.176 | 743.015 | 781.432 | U.S. Energy Information Administration | 1000.35 | 987.57 | 844.82 | 893.40 | 839.33 | HYDRO-V1 | HYDRO-V1 | HYDRO-V1 | HYDRO-V1 | HYDRO-V1 | 31.73%
USA | United States of America | Logan Wind Energy |  | USA0056613 | 201 | 40.9410 | -103.2590 | Wind |  |  |  | 2007.0 | Logan Wind Energy LLC | U.S. Energy Information Administration | http://www.eia.gov/electricity/data/browser/ | U.S. Energy Information Administration | 59152 | 2019 | 613.444 | 592.088 | 510.87600000000003 | 592.5790000000001 | 575.625 | 493.865 | 416.874 | U.S. Energy Information Administration | 552.42 | 589.51 | 528.24 | 600.91 | 524.42 | SOLAR-V1-NO-AGE | SOLAR-V1-NO-AGE | SOLAR-V1-NO-AGE | SOLAR-V1-NO-AGE | SOLAR-V1-NO-AGE | 29.78%
USA | United States of America | Ridge Crest Wind Partners |  | USA0055741 | 29.7 | 40.9459 | -103.1620 | Wind |  |  |  | 2002.0 | EDF Renewable Services Inc | U.S. Energy Information Administration | http://www.eia.gov/electricity/data/browser/ | U.S. Energy Information Administration |  | 2019 | 77.923 | 76.354 | 64.652 | 79.739 | 71.153 | 67.749 | 64.623 | U.S. Energy Information Administration | 80.70 | 78.98 | 74.29 | 79.59 | 55.77 | HYDRO-V1 | HYDRO-V1 | HYDRO-V1 | HYDRO-V1 | HYDRO-V1 | 21.44%
USA | United States of America | Cedar Creek II |  | USA0057210 | 248.3 | 40.9475 | -103.7839 | Wind |  |  |  | 2011.0 | AE Power Services LLC | U.S. Energy Information Administration | http://www.eia.gov/electricity/data/browser/ | U.S. Energy Information Administration | 61702 | 2019 | 811.375 | 758.7090000000001 | 654.254 | 751.628 | 713.395 | 713.611 | 661.089 | U.S. Energy Information Administration | 837.50 | 823.46 | 721.58 | 727.15 | 699.37 | HYDRO-V1 | HYDRO-V1 | HYDRO-V1 | HYDRO-V1 | HYDRO-V1 | 32.15%
USA | United States of America | NLMU Wind |  | USA0058414 | 1.5 | 40.9550 | -91.3944 | Wind |  |  |  | 2011.0 | New London Municipal Utilities | U.S. Energy Information Administration | http://www.eia.gov/electricity/data/browser/ | U.S. Energy Information Administration |  | 2019 | 5.256 | 5.582 | 5.236 | 5.099 | 5.446 | 3.876 | 5.017 | U.S. Energy Information Administration | 4.42 | 5.51 | 3.90 | 4.20 | 4.65 | NO-ESTIMATION | NO-ESTIMATION | NO-ESTIMATION | NO-ESTIMATION | CAPACITY-FACTOR-V1 | 35.39%
USA | United States of America | Spring Canyon Expansion Wind Energy Ctr |  | USA0058769 | 62.6 | 40.9642 | -103.0772 | Wind |  |  |  | 2014.4568690095846 | NRG Yield LLC | U.S. Energy Information Administration | http://www.eia.gov/electricity/data/browser/ | U.S. Energy Information Administration | 53835 | 2019 |  | 35.823 | 209.743 | 258.507 | 236.258 | 235.745 | 232.019 | U.S. Energy Information Administration |  |  | 221.18 | 245.95 | 186.3 | NO-ESTIMATION | NO-ESTIMATION | NO-ESTIMATION | NO-ESTIMATION | CAPACITY-FACTOR-V1 | 33.97%
USA | United States of America | Kelly Creek Wind Project |  | USA0060587 | 184 | 40.9675 | -88.1975 | Wind |  |  |  | 2017.0 | EDF Renewable Asset Holdings Inc. | U.S. Energy Information Administration | http://www.eia.gov/electricity/data/browser/ | U.S. Energy Information Administration | 69507 | 2019 |  |  |  | 82.646 | 660.673 | 619.795 | 649.255 | U.S. Energy Information Administration |  |  |  |  | 540.35 | NO-ESTIMATION | NO-ESTIMATION | NO-ESTIMATION | NO-ESTIMATION | CAPACITY-FACTOR-V1 | 33.52%
USA | United States of America | Spring Canyon |  | USA0056320 | 60 | 40.9830 | -102.9647 | Wind |  |  |  | 2006.0 | Invenergy Services LLC | U.S. Energy Information Administration | http://www.eia.gov/electricity/data/browser/ | U.S. Energy Information Administration | 53835 | 2019 | 219.096 | 196.705 | 180.449 | 202.556 | 177.458 | 177.387 | 171.157 | U.S. Energy Information Administration | 176.39 | 190.19 | 171.36 | 178.00 | 175.56 | NO-ESTIMATION | NO-ESTIMATION | NO-ESTIMATION | NO-ESTIMATION | NO-ESTIMATION | 33.4%
USA | United States of America | Peetz Table Wind Energy |  | USA0056563 | 199.5 | 40.9860 | -103.4360 | Wind |  |  |  | 2007.0 | FPL Peetz Table Wind Energy | U.S. Energy Information Administration | http://www.eia.gov/electricity/data/browser/ | U.S. Energy Information Administration | 54456 | 2019 | 667.118 | 618.722 | 545.244 | 616.321 | 603.917 | 548.243 | 508.415 | U.S. Energy Information Administration | 566.93 | 606.97 | 548.19 | 608.84 | 529.68 | HYDRO-V1 | HYDRO-V1 | HYDRO-V1 | HYDRO-V1 | HYDRO-V1 | 30.31%
USA | United States of America | Northern Colorado Wind LLC |  | USA0057290 | 174.3 | 40.9881 | -102.8969 | Wind |  |  |  | 2009.0 | Northern Colorado Wind LLC | U.S. Energy Information Administration | http://www.eia.gov/electricity/data/browser/ | U.S. Energy Information Administration | 59183 | 2019 | 539.543 | 468.79 | 428.432 | 382.398 | 464.957 | 403.903 | 351.488 | U.S. Energy Information Administration | 506.72 | 554.72 | 457.20 | 474.79 | 461.11 | NO-ESTIMATION | NO-ESTIMATION | NO-ESTIMATION | NO-ESTIMATION | CAPACITY-FACTOR-V1 | 30.2%
USA | United States of America | Streator Cayuga Ridge South |  | USA0057094 | 300 | 40.9969 | -88.4900 | Wind |  |  |  | 2010.0 | Avangrid Renewables LLC | U.S. Energy Information Administration | http://www.eia.gov/electricity/data/browser/ | U.S. Energy Information Administration | 57273 | 2019 | 789.9540000000001 | 765.542 | 780.635 | 752.101 | 806.972 | 733.6510000000001 | 800.892 | U.S. Energy Information Administration | 832.72 | 894.34 | 877.98 | 833.28 | 844.93 | HYDRO-V1 | HYDRO-V1 | HYDRO-V1 | HYDRO-V1 | HYDRO-V1 | 32.15%
USA | United States of America | Pilot Hill Wind Farm |  | USA0058898 | 175 | 40.9992 | -88.0562 | Wind |  |  |  | 2015.0 | EDF Renewable Asset Holdings Inc. | U.S. Energy Information Administration | http://www.eia.gov/electricity/data/browser/ | U.S. Energy Information Administration | 68435 | 2019 |  |  | 234.347 | 573.434 | 625.474 | 589.7 | 614.962 | U.S. Energy Information Administration |  |  |  | 584.08 | 591.56 | NO-ESTIMATION | NO-ESTIMATION | NO-ESTIMATION | NO-ESTIMATION | NO-ESTIMATION | 38.59%
USA | United States of America | Whirlpool Corporation - Ottawa Wind Farm |  | USA0061004 | 1.5 | 41.0028 | -84.0337 | Wind |  |  |  | 2018.0 | OEE XXIV LLC | U.S. Energy Information Administration | http://www.eia.gov/electricity/data/browser/ | U.S. Energy Information Administration |  | 2019 | [5 empty] | 3.37 | 4.059 | U.S. Energy Information Administration |  |  |  |  | 4.4 | NO-ESTIMATION | NO-ESTIMATION | NO-ESTIMATION | NO-ESTIMATION | NO-ESTIMATION | 33.49%
USA | United States of America | Haviland Plastic Products |  | USA0058220 | 4.5 | 41.0161 | -84.5875 | Wind |  |  |  | 2013.0 | Haviland Plastic Products Co | U.S. Energy Information Administration | http://www.eia.gov/electricity/data/browser/ | U.S. Energy Information Administration |  | 2019 | 11.014 | 14.721 | 14.668000000000001 | 14.628 | 15.008000000000001 | 13.08 | 13.271 | U.S. Energy Information Administration |  | 13.22 | 12.83 | 12.67 | 10.71 | HYDRO-V1 | HYDRO-V1 | HYDRO-V1 | HYDRO-V1 | HYDRO-V1 | 27.17%
USA | United States of America | Northwest Ohio Wind |  | USA0059296 | 105 | 41.0169 | -84.5936 | Wind |  |  |  | 2018.0 | Northwest Ohio Wind LLC | U.S. Energy Information Administration | http://www.eia.gov/electricity/data/browser/ | U.S. Energy Information Administration |  | 2019 | [5 empty] | 100.04 | 314.076 | U.S. Energy Information Administration |  |  |  |  | 308.35 | HYDRO-V1 | HYDRO-V1 | HYDRO-V1 | HYDRO-V1 | HYDRO-V1 | 33.52%
USA | United States of America | Paulding Wind Farm II |  | USA0057620 | 99 | 41.0253 | -84.7792 | Wind |  |  |  | 2011.0 | Paulding Wind Farm II LLC | U.S. Energy Information Administration | http://www.eia.gov/electricity/data/browser/ | U.S. Energy Information Administration |  | 2019 | 279.354 | 327.707 | 336.861 | 331.587 | 344.899 | 311.716 | 322.789 | U.S. Energy Information Administration | 354.32 | 293.99 | 305.00 | 311.58 | 283.79 | HYDRO-V1 | HYDRO-V1 | HYDRO-V1 | HYDRO-V1 | HYDRO-V1 | 32.72%
USA | United States of America | Valfilm Wind Project |  | USA0061356 | 3 | 41.0843 | -83.6441 | Wind |  |  |  | 2018.0 | OEE XXV LLC | U.S. Energy Information Administration | http://www.eia.gov/electricity/data/browser/ | U.S. Energy Information Administration |  | 2019 | [5 empty] | 1.993 | 7.682 | U.S. Energy Information Administration |  |  |  |  | 8.81 | NO-ESTIMATION | NO-ESTIMATION | NO-ESTIMATION | NO-ESTIMATION | CAPACITY-FACTOR-V1 | 33.52%
USA | United States of America | Camp Grove Wind Farm |  | USA0056640 | 150 | 41.0906 | -89.6398 | Wind |  |  |  | 2008.0 | Orion Energy Group LLC | U.S. Energy Information Administration | http://www.eia.gov/electricity/data/browser/ | U.S. Energy Information Administration | 57501 | 2019 | 355.841 | 419.04 | 441.606 | 405.676 | 414.277 | 386.099 | 429.371 | U.S. Energy Information Administration | 438.75 | 438.78 | 414.29 | 435.25 | 433.54 | HYDRO-V1 | HYDRO-V1 | HYDRO-V1 | HYDRO-V1 | HYDRO-V1 | 32.99%
USA | United States of America | Zephyr Wind |  | USA0060128 | 4.5 | 41.0961 | -83.6414 | Wind |  |  |  | 2016.0 | OEE XIX LLC | U.S. Energy Information Administration | http://www.eia.gov/electricity/data/browser/ | U.S. Energy Information Administration |  | 2019 |  |  | 0.0 | 10.791 | 11.47 | 10.858 | 11.108 | U.S. Energy Information Administration |  |  |  |  | 14.08 | NO-ESTIMATION | NO-ESTIMATION | NO-ESTIMATION | NO-ESTIMATION | NO-ESTIMATION | 35.72%
USA | United States of America | Findlay Wind Farm |  | USA0060015 | 3 | 41.1012 | -83.6444 | Wind |  |  |  | 2016.0 | Findlay Wind Farm | U.S. Energy Information Administration | http://www.eia.gov/electricity/data/browser/ | U.S. Energy Information Administration |  | 2019 |  |  | 0.0 | 7.114 | 8.356 | 7.473 | 7.863 | U.S. Energy Information Administration |  |  |  |  | 8.74 | HYDRO-V1 | HYDRO-V1 | HYDRO-V1 | HYDRO-V1 | HYDRO-V1 | 33.26%
USA | United States of America | Block Island Wind Farm |  | USA0058035 | 30 | 41.1147 | -71.5211 | Wind |  |  |  | 2017.0 | Deepwater Wind Block Island LLC | U.S. Energy Information Administration | http://www.eia.gov/electricity/data/browser/ | U.S. Energy Information Administration | 58789 | 2019 |  |  |  | 6.313 | 104.351 | 117.36200000000001 | 117.792 | U.S. Energy Information Administration |  |  |  |  | 88.1 | NO-ESTIMATION | NO-ESTIMATION | NO-ESTIMATION | NO-ESTIMATION | NO-ESTIMATION | 33.52%
USA | United States of America | Paulding Wind Farm III |  | USA0060470 | 100.8 | 41.1210 | -84.7510 | Wind |  |  |  | 2017.0000000000002 | Paulding Wind Farm III LLC | U.S. Energy Information Administration | http://www.eia.gov/electricity/data/browser/ | U.S. Energy Information Administration |  | 2019 |  |  |  | 28.591 | 323.573 | 312.647 | 311.224 | U.S. Energy Information Administration |  |  |  |  | 296.02 | HYDRO-V1 | HYDRO-V1 | HYDRO-V1 | HYDRO-V1 | HYDRO-V1 | 33.52%
USA | United States of America | Silver Sage Windpower |  | USA0057091 | 42 | 41.1297 | -105.0240 | Wind |  |  |  | 2009.0 | Duke Energy DEGS Silver Sage Wndpwr LLC | U.S. Energy Information Administration | http://www.eia.gov/electricity/data/browser/ | U.S. Energy Information Administration | 59548 | 2019 | 131.541 | 132.239 | 111.639 | 129.793 | 123.764 | 123.73400000000001 | 119.976 | U.S. Energy Information Administration | 153.25 | 154.43 | 133.60 | 151.89 | 138.08 | HYDRO-V1 | HYDRO-V1 | HYDRO-V1 | HYDRO-V1 | HYDRO-V1 | 37.53%
USA | United States of America | Happy Jack Windpower Project |  | USA0056960 | 29.4 | 41.1397 | -104.9978 | Wind |  |  |  | 2008.0 | Duke Energy DEGS Happy Jack | U.S. Energy Information Administration | http://www.eia.gov/electricity/data/browser/ | U.S. Energy Information Administration | 56622 | 2019 | 86.95 | 89.58 | 72.21600000000001 | 85.648 | 83.593 | 80.316 | 76.793 | U.S. Energy Information Administration | 101.55 | 98.60 | 77.88 | 100.73 | 96.6 | NO-ESTIMATION | NO-ESTIMATION | NO-ESTIMATION | NO-ESTIMATION | CAPACITY-FACTOR-V1 | 37.51%
USA | United States of America | Blackstone Wind Farm II LLC |  | USA0057113 | 200 | 41.1406 | -88.5300 | Wind |  |  |  | 2010.0 | Blackstone Wind Farm II LLC | U.S. Energy Information Administration | http://www.eia.gov/electricity/data/browser/ | U.S. Energy Information Administration |  | 2019 | 486.612 | 529.552 | 526.247 | 489.94100000000003 | 530.8290000000001 | 475.666 | 498.034 | U.S. Energy Information Administration | 605.26 | 600.26 | 586.37 | 570.93 | 562.36 | NO-ESTIMATION | NO-ESTIMATION | NO-ESTIMATION | NO-ESTIMATION | CAPACITY-FACTOR-V1 | 32.1%
USA | United States of America | Blackstone Wind Farm LLC |  | USA0057110 | 102 | 41.1508 | -88.6233 | Wind |  |  |  | 2009.0 | Blackstone Wind Farm LLC | U.S. Energy Information Administration | http://www.eia.gov/electricity/data/browser/ | U.S. Energy Information Administration |  | 2019 | 254.56900000000002 | 272.134 | 286.211 | 263.021 | 280.271 | 248.383 | 274.348 | U.S. Energy Information Administration | 302.08 | 297.40 | 295.41 | 291.31 | 286.79 | SOLAR-V1-NO-AGE | SOLAR-V1-NO-AGE | SOLAR-V1-NO-AGE | SOLAR-V1-NO-AGE | SOLAR-V1-NO-AGE | 32.1%
USA | United States of America | Polk County Renewables LLC |  | USA0062333 | 2.5 | 41.1653 | -97.5702 | Wind |  |  |  | 2019.0 | Polk County Renewables LLC | U.S. Energy Information Administration | http://www.eia.gov/electricity/data/browser/ | U.S. Energy Information Administration |  | 2019 | [5 empty] | 0.461 | 10.094 | U.S. Energy Information Administration |  |  |  |  | 7.34 | NO-ESTIMATION | NO-ESTIMATION | NO-ESTIMATION | NO-ESTIMATION | NO-ESTIMATION | 33.52%
USA | United States of America | Orient Wind Farm |  | USA0061077 | 500.8 | 41.2024 | -94.4172 | Wind |  |  |  | 2019.7963258785942 | MidAmerican Energy Co | U.S. Energy Information Administration | http://www.eia.gov/electricity/data/browser/ | U.S. Energy Information Administration |  | 2019 | [6 empty] | 683.846 | U.S. Energy Information Administration |  |  |  |  | 1470.71 | SOLAR-V1-NO-AGE | SOLAR-V1-NO-AGE | SOLAR-V1-NO-AGE | SOLAR-V1-NO-AGE | SOLAR-V1-NO-AGE | 33.52%
USA | United States of America | Macksburg Wind Project |  | USA0058885 | 119.6 | 41.2092 | -94.1036 | Wind |  |  |  | 2015.0 | MidAmerican Energy Co | U.S. Energy Information Administration | http://www.eia.gov/electricity/data/browser/ | U.S. Energy Information Administration | 67536 | 2019 |  | 19.682000000000002 | 388.857 | 374.541 | 367.493 | 340.762 | 336.094 | U.S. Energy Information Administration |  |  |  | 412.20 | 389.57 | NO-ESTIMATION | NO-ESTIMATION | NO-ESTIMATION | NO-ESTIMATION | CAPACITY-FACTOR-V1 | 37.18%
USA | United States of America | Bulldog |  | USA0057632 | 1.5 | 41.2258 | -94.4406 | Wind |  |  |  | 2010.0 | Bulldog Wind Energy LLC | U.S. Energy Information Administration | http://www.eia.gov/electricity/data/browser/ | U.S. Energy Information Administration | 65479 | 2019 | 6.05583 | 5.838 | 5.682 | 5.747 | 5.95 | 5.6770000000000005 | 5.504 | U.S. Energy Information Administration | 5.59 | 5.24 | 4.33 | 5.08 | 4.99 | NO-ESTIMATION | NO-ESTIMATION | NO-ESTIMATION | NO-ESTIMATION | CAPACITY-FACTOR-V1 | 37.98%
USA | United States of America | Grand Ridge Wind Energy Center |  | USA0056941 | 210 | 41.2269 | -88.6836 | Wind |  |  |  | 2009.057142857143 | Invenergy Services LLC | U.S. Energy Information Administration | http://www.eia.gov/electricity/data/browser/ | U.S. Energy Information Administration | 58082 | 2019 | 513.7040000000001 | 570.554 | 566.926 | 528.256 | 572.761 | 237.58700000000002 | 261.197 | U.S. Energy Information Administration | 610.22 | 610.95 | 600.42 | 595.11 | 593.26 | NO-ESTIMATION | NO-ESTIMATION | NO-ESTIMATION | NO-ESTIMATION | NO-ESTIMATION | 32.25%
USA | United States of America | Cumberland Rose |  | USA0058456 | 1.6 | 41.2269 | -94.4347 | Wind |  |  |  | 2012.0 | Cumberland Rose Wind Energy LLC | U.S. Energy Information Administration | http://www.eia.gov/electricity/data/browser/ | U.S. Energy Information Administration | 65480 | 2019 | 6.509 | 6.089 | 6.32 | 6.19 | 6.304 | 5.659 | 5.861 | U.S. Energy Information Administration | 6.22 | 5.62 | 4.72 | 5.27 | 5.35 | HYDRO-V1 | HYDRO-V1 | HYDRO-V1 | HYDRO-V1 | HYDRO-V1 | 38.17%
USA | United States of America | Providence Heights Wind LLC |  | USA0056622 | 72 | 41.2294 | -89.5572 | Wind |  |  |  | 2008.0 | Avangrid Renewables LLC | U.S. Energy Information Administration | http://www.eia.gov/electricity/data/browser/ | U.S. Energy Information Administration | 58378 | 2019 | 161.047 | 168.556 | 181.862 | 169.679 | 170.903 | 166.05 | 175.386 | U.S. Energy Information Administration | 209.45 | 209.46 | 196.79 | 206.85 | 206.03 | HYDRO-V1 | HYDRO-V1 | HYDRO-V1 | HYDRO-V1 | HYDRO-V1 | 32.67%
USA | United States of America | Wind Park Bear Creek |  | USA0056299 | 24 | 41.2353 | -75.7531 | Wind |  |  |  | 2006.0 | Leeward Asset Management LLC | U.S. Energy Information Administration | http://www.eia.gov/electricity/data/browser/ | U.S. Energy Information Administration | 64434 | 2019 | 55.246 | 66.929 | 63.448 | 59.276 | 63.406 | 68.727 | 46.147 | U.S. Energy Information Administration | 73.77 | 73.95 | 72.03 | 72.47 | 89.89 | NO-ESTIMATION | NO-ESTIMATION | NO-ESTIMATION | NO-ESTIMATION | CAPACITY-FACTOR-V1 | 42.76%
USA | United States of America | Mountain Wind Power II LLC |  | USA0056753 | 80 | 41.2639 | -110.5444 | Wind |  |  |  | 2008.0 | NRG Energy Gas & Wind Holdings Inc | U.S. Energy Information Administration | http://www.eia.gov/electricity/data/browser/ | U.S. Energy Information Administration | 56126 | 2019 | 227.852 | 255.792 | 183.055 | 211.254 | 216.909 | 5.674 | 198.886 | U.S. Energy Information Administration | 226.38 | 225.29 | 197.79 | 216.43 | 226.07 | NO-ESTIMATION | NO-ESTIMATION | NO-ESTIMATION | NO-ESTIMATION | NO-ESTIMATION | 32.26%
USA | United States of America | Kimball Wind |  | USA0056106 | 30 | 41.2736 | -103.6983 | Wind |  |  |  | 2018.0 | Kimball Wind LLC | U.S. Energy Information Administration | http://www.eia.gov/electricity/data/browser/ | U.S. Energy Information Administration |  | 2019 | 30.599 | 28.8 | 22.683 | 13.368 | 1.455 | 59.057 | 116.156 | U.S. Energy Information Administration |  |  |  |  | 88.1 | NO-ESTIMATION | NO-ESTIMATION | NO-ESTIMATION | NO-ESTIMATION | CAPACITY-FACTOR-V1 | 33.52%
USA | United States of America | TransAlta Wyoming Wind |  | USA0056093 | 144 | 41.2874 | -110.5556 | Wind |  |  |  | 2004.0 | NextEra Energy Operating Services LLC | U.S. Energy Information Administration | http://www.eia.gov/electricity/data/browser/ | U.S. Energy Information Administration | 51413 | 2019 | 348.038 | 402.87600000000003 | 306.966 | 362.139 | 364.125 | 350.158 | 343.458 | U.S. Energy Information Administration | 393.83 | 391.73 | 413.21 | 405.37 | 375.95 | NO-ESTIMATION | NO-ESTIMATION | NO-ESTIMATION | NO-ESTIMATION | NO-ESTIMATION | 29.8%
USA | United States of America | Mountain Wind Power LLC |  | USA0056752 | 61 | 41.2881 | -110.4807 | Wind |  |  |  | 2008.0 | NRG Energy Gas & Wind Holdings Inc | U.S. Energy Information Administration | http://www.eia.gov/electricity/data/browser/ | U.S. Energy Information Administration | 56126 | 2019 | 166.925 | 191.636 | 140.488 | 161.155 | 164.766 | 4.3260000000000005 | 158.608 | U.S. Energy Information Administration | 175.43 | 174.60 | 154.41 | 171.52 | 175.97 | NO-ESTIMATION | NO-ESTIMATION | NO-ESTIMATION | NO-ESTIMATION | NO-ESTIMATION | 32.93%
USA | United States of America | Greenfield Wind |  | USA0058458 | 1.6 | 41.2900 | -94.4850 | Wind |  |  |  | 2012.0 | Greenfield Wind Power LLC | U.S. Energy Information Administration | http://www.eia.gov/electricity/data/browser/ | U.S. Energy Information Administration |  | 2019 | 6.4430000000000005 | 5.8020000000000005 | 6.074 | 6.133 | 6.053 | 5.622 | 5.508 | U.S. Energy Information Administration | 6.00 | 5.83 | 5.24 | 5.54 | 5.3 | SOLAR-V1-NO-AGE | SOLAR-V1-NO-AGE | SOLAR-V1-NO-AGE | SOLAR-V1-NO-AGE | SOLAR-V1-NO-AGE | 37.81%
USA | United States of America | Sky Volt |  | USA0058460 | 1.6 | 41.2900 | -94.4850 | Wind |  |  |  | 2012.0 | Sky Volt LLC | U.S. Energy Information Administration | http://www.eia.gov/electricity/data/browser/ | U.S. Energy Information Administration | 65486 | 2019 | 6.506 | 6.349 | 6.053 | 6.352 | 6.148 | 5.8100000000000005 | 5.412 | U.S. Energy Information Administration | 6.00 | 5.83 | 5.24 | 5.54 | 5.3 | NO-ESTIMATION | NO-ESTIMATION | NO-ESTIMATION | NO-ESTIMATION | NO-ESTIMATION | 37.81%
USA | United States of America | Agriwind |  | USA0056408 | 8.4 | 41.3017 | -89.6236 | Wind |  |  |  | 2006.9999999999998 | AgriWind Project LLC | U.S. Energy Information Administration | http://www.eia.gov/electricity/data/browser/ | U.S. Energy Information Administration | 62635 | 2019 | 5.952 | 6.271 | 6.235 | 5.891 | 23.378 | 20.756 | 15.456 | U.S. Energy Information Administration | 19.56 | 21.87 | 19.66 | 20.22 | 21.16 | NO-ESTIMATION | NO-ESTIMATION | NO-ESTIMATION | NO-ESTIMATION | NO-ESTIMATION | 28.76%
USA | United States of America | Broken Bow Wind II LLC |  | USA0058981 | 73.1 | 41.3239 | -99.3231 | Wind |  |  |  | 2014.0 | Consolidated Edison Development Inc. | U.S. Energy Information Administration | http://www.eia.gov/electricity/data/browser/ | U.S. Energy Information Administration | 67402 | 2019 |  | 97.86200000000001 | 326.409 | 333.041 | 306.17 | 301.749 | 293.375 | U.S. Energy Information Administration |  |  | 329.40 | 318.38 | 281.81 | HYDRO-V1 | HYDRO-V1 | HYDRO-V1 | HYDRO-V1 | HYDRO-V1 | 44.01%
USA | United States of America | Fontanelle |  | USA0058457 | 1.6 | 41.3389 | -94.5700 | Wind |  |  |  | 2012.0 | Forward Fontanelle Power LLC | U.S. Energy Information Administration | http://www.eia.gov/electricity/data/browser/ | U.S. Energy Information Administration | 65484 | 2019 | 6.264 | 6.119 | 5.9590000000000005 | 5.682 | 6.2170000000000005 | 4.704 | 5.59 | U.S. Energy Information Administration | 6.00 | 5.83 | 5.33 | 5.51 | 5.38 | HYDRO-V1 | HYDRO-V1 | HYDRO-V1 | HYDRO-V1 | HYDRO-V1 | 38.38%
USA | United States of America | Roseman |  | USA0062130 | 1.8 | 41.3710 | -94.7539 | Wind |  |  |  | 2017.0 | Roseman Energy LLC | U.S. Energy Information Administration | http://www.eia.gov/electricity/data/browser/ | U.S. Energy Information Administration |  | 2019 | [5 empty] | 6.765000000000001 | 6.151 | U.S. Energy Information Administration |  |  |  |  | 5.28 | NO-ESTIMATION | NO-ESTIMATION | NO-ESTIMATION | NO-ESTIMATION | CAPACITY-FACTOR-V1 | 33.49%
USA | United States of America | Green Energy Machine |  | USA0060911 | 1.7 | 41.3730 | -94.7540 | Wind |  |  |  | 2016.0 | Green Energy Machine LLC | U.S. Energy Information Administration | http://www.eia.gov/electricity/data/browser/ | U.S. Energy Information Administration |  | 2019 |  |  |  | 3.702 | 7.18 | 6.781000000000001 | 7.068 | U.S. Energy Information Administration |  |  |  |  | 6.44 | HYDRO-V1 | HYDRO-V1 | HYDRO-V1 | HYDRO-V1 | HYDRO-V1 | 43.24%
USA | United States of America | Bowling Green Wind |  | USA0056226 | 7.2 | 41.3786 | -83.7383 | Wind |  |  |  | 2003.75 | American Mun Power-Ohio Inc | U.S. Energy Information Administration | http://www.eia.gov/electricity/data/browser/ | U.S. Energy Information Administration | 13121 | 2019 | 14.433 | 14.262 | 13.086 | 10.892 | 12.075000000000001 | 11.214 | 11.231 | U.S. Energy Information Administration | 16.77 | 15.64 | 16.05 | 16.39 | 15.25 | HYDRO-V1 | HYDRO-V1 | HYDRO-V1 | HYDRO-V1 | HYDRO-V1 | 24.18%
USA | United States of America | Meadow Ridge |  | USA0058459 | 1.6 | 41.3900 | -94.4458 | Wind |  |  |  | 2012.0 | Meadow Ridge Wind Energy LLC | U.S. Energy Information Administration | http://www.eia.gov/electricity/data/browser/ | U.S. Energy Information Administration | 65482 | 2019 | 6.178 | 6.134 | 6.072 | 6.149 | 5.808 | 4.803 | 5.764 | U.S. Energy Information Administration | 6.00 | 5.83 | 5.03 | 5.54 | 5.41 | NO-ESTIMATION | NO-ESTIMATION | NO-ESTIMATION | NO-ESTIMATION | CAPACITY-FACTOR-V1 | 38.6%
USA | United States of America | Wiota |  | USA0058461 | 1.6 | 41.3919 | -94.8764 | Wind |  |  |  | 2012.0 | Wiota Wind Energy LLC #1 | U.S. Energy Information Administration | http://www.eia.gov/electricity/data/browser/ | U.S. Energy Information Administration | 65483 | 2019 | 6.1450000000000005 | 6.09 | 5.745 | 5.89 | 5.662 | 5.445 | 5.618 | U.S. Energy Information Administration | 5.61 | 6.12 | 4.63 | 5.49 | 5.08 | NO-ESTIMATION | NO-ESTIMATION | NO-ESTIMATION | NO-ESTIMATION | CAPACITY-FACTOR-V1 | 36.24%
USA | United States of America | Wolverine |  | USA0057631 | 1.5 | 41.3931 | -94.4447 | Wind |  |  |  | 2010.0 | Wolverine Wind Energy LLC | U.S. Energy Information Administration | http://www.eia.gov/electricity/data/browser/ | U.S. Energy Information Administration | 65481 | 2019 | 5.56479 | 5.416 | 5.329 | 4.646 | 5.558 | 4.839 | 5.261 | U.S. Energy Information Administration | 5.35 | 5.36 | 4.32 | 5.09 | 4.87 | HYDRO-V1 | HYDRO-V1 | HYDRO-V1 | HYDRO-V1 | HYDRO-V1 | 37.06%
USA | United States of America | Arbor Hill Wind Farm |  | USA0062132 | 250 | 41.4042 | -94.2614 | Wind |  |  |  | 2019.0 | MidAmerican Energy Co | U.S. Energy Information Administration | http://www.eia.gov/electricity/data/browser/ | U.S. Energy Information Administration |  | 2019 | [5 empty] | 55.104 | 846.805 | U.S. Energy Information Administration |  |  |  |  | 734.18 | NO-ESTIMATION | NO-ESTIMATION | NO-ESTIMATION | NO-ESTIMATION | CAPACITY-FACTOR-V1 | 33.52%
USA | United States of America | Mehoopany Wind Energy LLC |  | USA0057769 | 140.8 | 41.4206 | -76.0492 | Wind |  |  |  | 2013.0 | AE Power Services LLC | U.S. Energy Information Administration | http://www.eia.gov/electricity/data/browser/ | U.S. Energy Information Administration | 63816 | 2019 | 360.26300000000003 | 395.961 | 389.056 | 409.855 | 376.154 | 370.503 | 363.148 | U.S. Energy Information Administration |  | 472.26 | 486.62 | 459.21 | 471.42 | HYDRO-V1 | HYDRO-V1 | HYDRO-V1 | HYDRO-V1 | HYDRO-V1 | 38.22%
USA | United States of America | Adair Wind Farm |  | USA0056810 | 174.8 | 41.4236 | -94.6650 | Wind |  |  |  | 2009.0 | MidAmerican Energy Co | U.S. Energy Information Administration | http://www.eia.gov/electricity/data/browser/ | U.S. Energy Information Administration | 60535 | 2019 | 523.247 | 490.31 | 470.368 | 485.613 | 471.946 | 414.15000000000003 | 393.032 | U.S. Energy Information Administration | 596.75 | 558.58 | 501.28 | 520.03 | 517.28 | NO-ESTIMATION | NO-ESTIMATION | NO-ESTIMATION | NO-ESTIMATION | CAPACITY-FACTOR-V1 | 33.78%
USA | United States of America | Prairie Wind Farm |  | USA0060873 | 168 | 41.4369 | -92.7038 | Wind |  |  |  | 2018.0 | MidAmerican Energy Co | U.S. Energy Information Administration | http://www.eia.gov/electricity/data/browser/ | U.S. Energy Information Administration |  | 2019 | [5 empty] | 546.3290000000001 | 536.616 | U.S. Energy Information Administration |  |  |  |  | 493.37 | HYDRO-V1 | HYDRO-V1 | HYDRO-V1 | HYDRO-V1 | HYDRO-V1 | 33.52%
USA | United States of America | Walnut Wind Farm |  | USA0056811 | 165.2 | 41.4517 | -95.2383 | Wind |  |  |  | 2009.0 | MidAmerican Energy Co | U.S. Energy Information Administration | http://www.eia.gov/electricity/data/browser/ | U.S. Energy Information Administration | 58415 | 2019 | 511.041 | 474.368 | 472.72 | 497.238 | 469.286 | 431.516 | 403.583 | U.S. Energy Information Administration | 522.41 | 562.80 | 469.74 | 500.33 | 473.39 | SOLAR-V1-NO-AGE | SOLAR-V1-NO-AGE | SOLAR-V1-NO-AGE | SOLAR-V1-NO-AGE | SOLAR-V1-NO-AGE | 32.71%
USA | United States of America | Morning Light Wind Farm |  | USA0057875 | 101.2 | 41.4542 | -94.5751 | Wind |  |  |  | 2011.9999999999998 | MidAmerican Energy Co | U.S. Energy Information Administration | http://www.eia.gov/electricity/data/browser/ | U.S. Energy Information Administration | 64924 | 2019 | 367.355 | 379.766 | 356.603 | 361.493 | 351.791 | 312.508 | 304.932 | U.S. Energy Information Administration | 421.83 | 404.58 | 341.88 | 360.61 | 350.77 | NO-ESTIMATION | NO-ESTIMATION | NO-ESTIMATION | NO-ESTIMATION | NO-ESTIMATION | 39.57%
USA | United States of America | Broken Bow Wind LLC |  | USA0057593 | 79.9 | 41.4547 | -99.5681 | Wind |  |  |  | 2013.0 | NRG Energy Gas & Wind Holdings Inc | U.S. Energy Information Administration | http://www.eia.gov/electricity/data/browser/ | U.S. Energy Information Administration | 60417 | 2019 | 310.983 | 324.563 | 302.129 | 312.276 | 289.98900000000003 | 294.494 | 277.163 | U.S. Energy Information Administration |  | 341.39 | 352.64 | 323.19 | 299.39 | SOLAR-V1-NO-AGE | SOLAR-V1-NO-AGE | SOLAR-V1-NO-AGE | SOLAR-V1-NO-AGE | SOLAR-V1-NO-AGE | 42.77%
USA | United States of America | Wind GEM |  | USA0060541 | 1.9 | 41.4700 | -94.3394 | Wind |  |  |  | 2015.0 | Wind GEM LLC | U.S. Energy Information Administration | http://www.eia.gov/electricity/data/browser/ | U.S. Energy Information Administration |  | 2019 |  |  |  | 6.569 | 6.383 | 5.8260000000000005 | 5.373 | U.S. Energy Information Administration |  |  |  | 6.82 | 6.74 | SOLAR-V1-NO-AGE | SOLAR-V1-NO-AGE | SOLAR-V1-NO-AGE | SOLAR-V1-NO-AGE | SOLAR-V1-NO-AGE | 40.5%
USA | United States of America | Laurel Hill Wind |  | USA0057744 | 69 | 41.5323 | -77.0296 | Wind |  |  |  | 2012.0 | Laurel Wind Energy LLC | U.S. Energy Information Administration | http://www.eia.gov/electricity/data/browser/ | U.S. Energy Information Administration | 54072 | 2019 | 172.62 | 181.26 | 172.512 | 183.46200000000002 | 170.685 | 168.245 | 155.448 | U.S. Energy Information Administration | 237.08 | 229.67 | 180.60 | 224.53 | 219.19 | NO-ESTIMATION | NO-ESTIMATION | NO-ESTIMATION | NO-ESTIMATION | CAPACITY-FACTOR-V1 | 36.26%
USA | United States of America | Waymart Wind |  | USA0056001 | 64.5 | 41.5533 | -75.4542 | Wind |  |  |  | 2003.0 | GlidePath Power Operations LLC | U.S. Energy Information Administration | http://www.eia.gov/electricity/data/browser/ | U.S. Energy Information Administration | 48153 | 2019 | 163.45000000000002 | 153.94400000000002 | 143.487 | 149.395 | 140.76500000000001 | 137.666 | 128.273 | U.S. Energy Information Administration | 188.70 | 234.21 | 209.60 | 184.69 | 148.87 | NO-ESTIMATION | NO-ESTIMATION | NO-ESTIMATION | NO-ESTIMATION | CAPACITY-FACTOR-V1 | 26.35%
USA | United States of America | Eclipse Wind Farm |  | USA0057873 | 200.1 | 41.5547 | -94.6850 | Wind |  |  |  | 2012.0000000000002 | MidAmerican Energy Co | U.S. Energy Information Administration | http://www.eia.gov/electricity/data/browser/ | U.S. Energy Information Administration | 57109 | 2019 | 727.261 | 757.385 | 740.444 | 747.511 | 716.95 | 638.893 | 633.4 | U.S. Energy Information Administration | 805.90 | 788.91 | 690.61 | 708.63 | 676.87 | HYDRO-V1 | HYDRO-V1 | HYDRO-V1 | HYDRO-V1 | HYDRO-V1 | 38.61%
USA | United States of America | English Farms |  | USA0061565 | 171.5 | 41.5700 | -92.4072 | Wind |  |  |  | 2019.0 | Interstate Power and Light Co | U.S. Energy Information Administration | http://www.eia.gov/electricity/data/browser/ | U.S. Energy Information Administration |  | 2019 | [6 empty] | 426.865 | U.S. Energy Information Administration |  |  |  |  | 503.64 | NO-ESTIMATION | NO-ESTIMATION | NO-ESTIMATION | NO-ESTIMATION | CAPACITY-FACTOR-V1 | 33.52%
USA | United States of America | WED NK Green |  | USA0059295 | 1.5 | 41.5817 | -71.4867 | Wind |  |  |  | 2012.0 | WED NK Green LLC | U.S. Energy Information Administration | http://www.eia.gov/electricity/data/browser/ | U.S. Energy Information Administration |  | 2019 | 2.59 | 2.3850000000000002 | 3.068 | 2.6550000000000002 | 2.934 | 2.228 | 2.732 | U.S. Energy Information Administration | 4.23 | 4.30 | 3.57 | 3.51 | 3.71 | HYDRO-V1 | HYDRO-V1 | HYDRO-V1 | HYDRO-V1 | HYDRO-V1 | 28.23%
USA | United States of America | LE Wind Turbine 1 |  | USA0057613 | 2.5 | 41.5844 | -81.5256 | Wind |  |  |  | 2011.0 | Lincoln Electric Company | U.S. Energy Information Administration | http://www.eia.gov/electricity/data/browser/ | U.S. Energy Information Administration |  | 2019 | 5.55687 | 5.9910000000000005 | 5.23 | 5.18 | 5.36 | 4.907 | 5.332 | U.S. Energy Information Administration | 6.36 | 5.32 | 4.88 | 5.69 | 5.33 | SOLAR-V1-NO-AGE | SOLAR-V1-NO-AGE | SOLAR-V1-NO-AGE | SOLAR-V1-NO-AGE | SOLAR-V1-NO-AGE | 24.34%
USA | United States of America | Euclid Farm Stamco N-54 |  | USA0059024 | 1 | 41.6022 | -81.4969 | Wind |  |  |  | 2012.0 | Case Western Reserve University | U.S. Energy Information Administration | http://www.eia.gov/electricity/data/browser/ | U.S. Energy Information Administration |  | 2019 | 0.899 | 0.995 | 0.665 | 0.752 | 0.787 | 0.834 | 1.042 | U.S. Energy Information Administration | 3.57 | 3.71 | 2.15 | 2.03 | 2.06 | SOLAR-V1-NO-AGE | SOLAR-V1-NO-AGE | SOLAR-V1-NO-AGE | SOLAR-V1-NO-AGE | SOLAR-V1-NO-AGE | 23.52%
USA | United States of America | Notus Wind 1 |  | USA0057414 | 1.7 | 41.6083 | -70.6089 | Wind |  |  |  | 2010.0 | Notus Clean Energy LLC | U.S. Energy Information Administration | http://www.eia.gov/electricity/data/browser/ | U.S. Energy Information Administration | 65255 | 2019 | 4.859 | 4.8580000000000005 | 5.018 | 4.987 | 5.0600000000000005 | 4.2700000000000005 | 4.776 | U.S. Energy Information Administration | 6.97 | 6.26 | 5.19 | 6.04 | 4.99 | SOLAR-V1-NO-AGE | SOLAR-V1-NO-AGE | SOLAR-V1-NO-AGE | SOLAR-V1-NO-AGE | SOLAR-V1-NO-AGE | 33.51%
USA | United States of America | WED Portsmouth One LLC |  | USA0061002 | 1.5 | 41.6120 | -71.2493 | Wind |  |  |  | 2016.0 | WED Portsmouth One LLC | U.S. Energy Information Administration | http://www.eia.gov/electricity/data/browser/ | U.S. Energy Information Administration | 58281 | 2019 |  |  |  | 1.82 | 5.097 | 4.622 | 4.971 | U.S. Energy Information Administration |  |  |  |  | 4.28 | HYDRO-V1 | HYDRO-V1 | HYDRO-V1 | HYDRO-V1 | HYDRO-V1 | 32.57%
USA | United States of America | Green River Wind Farm |  | USA0060471 | 194.3 | 41.6203 | -89.5570 | Wind |  |  |  | 2019.0 | Green River Wind Farm Phase 1 LLC | U.S. Energy Information Administration | http://www.eia.gov/electricity/data/browser/ | U.S. Energy Information Administration |  | 2019 | [6 empty] | 70.059 | U.S. Energy Information Administration |  |  |  |  | 570.6 | NO-ESTIMATION | NO-ESTIMATION | NO-ESTIMATION | NO-ESTIMATION | CAPACITY-FACTOR-V1 | 33.52%
USA | United States of America | Foote Creek I |  | USA0055607 | 41.4 | 41.6283 | -106.2013 | Wind |  |  |  | 1998.9999999999998 | PacifiCorp | U.S. Energy Information Administration | http://www.eia.gov/electricity/data/browser/ | U.S. Energy Information Administration |  | 2019 | 113.973 | 110.628 | 104.354 | 138.352 | 126.928 | 133.413 | 121.307 | U.S. Energy Information Administration | 112.04 | 133.60 | 102.28 | 128.65 | 87.68 | NO-ESTIMATION | NO-ESTIMATION | NO-ESTIMATION | NO-ESTIMATION | CAPACITY-FACTOR-V1 | 24.18%
USA | United States of America | Fairhaven Wind |  | USA0059725 | 3 | 41.6391 | -70.8734 | Wind |  |  |  | 2012.0 | Fairhaven Wind LLC | U.S. Energy Information Administration | http://www.eia.gov/electricity/data/browser/ | U.S. Energy Information Administration | 64912 | 2019 |  |  | 5.4030000000000005 | 5.23 | 5.732 | 6.069 | 6.342 | U.S. Energy Information Administration | 10.50 | 10.40 | 9.60 | 8.59 | 9.72 | NO-ESTIMATION | NO-ESTIMATION | NO-ESTIMATION | NO-ESTIMATION | CAPACITY-FACTOR-V1 | 36.99%
USA | United States of America | North English |  | USA0062133 | 340 | 41.6428 | -92.4991 | Wind |  |  |  | 2019.4117647058824 | MidAmerican Energy Co | U.S. Energy Information Administration | http://www.eia.gov/electricity/data/browser/ | U.S. Energy Information Administration |  | 2019 | [5 empty] | 57.556000000000004 | 837.43 | U.S. Energy Information Administration |  |  |  |  | 998.48 | NO-ESTIMATION | NO-ESTIMATION | NO-ESTIMATION | NO-ESTIMATION | CAPACITY-FACTOR-V1 | 33.52%
USA | United States of America | GSG LLC |  | USA0056450 | 80 | 41.6436 | -89.1731 | Wind |  |  |  | 2007.0 | Leeward Asset Management LLC | U.S. Energy Information Administration | http://www.eia.gov/electricity/data/browser/ | U.S. Energy Information Administration |  | 2019 | 153.373 | 146.651 | 183.624 | 198.797 | 220.858 | 195.181 | 202.278 | U.S. Energy Information Administration | 230.19 | 220.42 | 218.36 | 222.51 | 217.57 | NO-ESTIMATION | NO-ESTIMATION | NO-ESTIMATION | NO-ESTIMATION | CAPACITY-FACTOR-V1 | 31.05%
USA | United States of America | Foote Creek II |  | USA0055608 | 1.8 | 41.6575 | -106.1892 | Wind |  |  |  | 1999.0 | Terra-Gen Operating Co-Wind | U.S. Energy Information Administration | http://www.eia.gov/electricity/data/browser/ | U.S. Energy Information Administration |  | 2019 | 6.311 | 6.389 | 5.136 | 5.439 | 5.39 | 5.929 | 5.326 | U.S. Energy Information Administration | 4.63 | 5.17 | 4.69 | 5.07 | 3.44 | NO-ESTIMATION | NO-ESTIMATION | NO-ESTIMATION | NO-ESTIMATION | CAPACITY-FACTOR-V1 | 21.82%
USA | United States of America | WED Coventry 5 |  | USA0059313 | 1.5 | 41.6597 | -71.6997 | Wind |  |  |  | 2017.0 | WED Coventry Five LLC | U.S. Energy Information Administration | http://www.eia.gov/electricity/data/browser/ | U.S. Energy Information Administration |  | 2019 |  |  |  |  | 2.622 | 2.975 | 3.315 | U.S. Energy Information Administration |  |  |  |  | 4.4 | HYDRO-V1 | HYDRO-V1 | HYDRO-V1 | HYDRO-V1 | HYDRO-V1 | 33.49%
USA | United States of America | Com Adam 1WF-1 |  | USA0058887 | 5 | 41.6603 | -89.2497 | Wind |  |  |  | 2007.0 | FPC Services Inc. | U.S. Energy Information Administration | http://www.eia.gov/electricity/data/browser/ | U.S. Energy Information Administration |  | 2019 | 13.953 | 15.283 | 15.009 | 12.112 | 10.856 | 13.289760000000001 | 8.6981 | U.S. Energy Information Administration | 10.94 | 10.52 | 10.90 | 11.97 | 10.38 | HYDRO-V1 | HYDRO-V1 | HYDRO-V1 | HYDRO-V1 | HYDRO-V1 | 23.7%
USA | United States of America | MA Military Reservation Wind Project |  | USA0057253 | 4.5 | 41.6647 | -70.5942 | Wind |  |  |  | 2010.6666666666667 | Air Force Civil Engineer Center | U.S. Energy Information Administration | http://www.eia.gov/electricity/data/browser/ | U.S. Energy Information Administration |  | 2019 | 10.193 | 8.458 | 8.114 | 8.774000000000001 | 10.567 | 10.322000000000001 | 9.653 | U.S. Energy Information Administration | 17.63 | 16.36 | 13.91 | 13.63 | 13.45 | NO-ESTIMATION | NO-ESTIMATION | NO-ESTIMATION | NO-ESTIMATION | CAPACITY-FACTOR-V1 | 34.12%
USA | United States of America | Foote Creek III |  | USA0055609 | 24.8 | 41.6665 | -106.1833 | Wind |  |  |  | 1999.0000000000002 | Terra-Gen Operating Co-Wind | U.S. Energy Information Administration | http://www.eia.gov/electricity/data/browser/ | U.S. Energy Information Administration | 23948 | 2019 | 81.46000000000001 | 80.479 | 60.124 | 74.735 | 63.891 | 71.045 | 37.209 | U.S. Energy Information Administration | 65.47 | 74.98 | 63.84 | 71.53 | 56.48 | HYDRO-V1 | HYDRO-V1 | HYDRO-V1 | HYDRO-V1 | HYDRO-V1 | 26%
USA | United States of America | Shady Oaks Wind Farm |  | USA0057964 | 109.5 | 41.6669 | -89.0597 | Wind |  |  |  | 2012.0 | Algonquin Power Co | U.S. Energy Information Administration | http://www.eia.gov/electricity/data/browser/ | U.S. Energy Information Administration | 59885 | 2019 | 317.133 | 339.87 | 342.654 | 323.948 | 365.531 | 326.647 | 345.818 | U.S. Energy Information Administration | 376.49 | 371.95 | 328.48 | 325.21 | 319.98 | NO-ESTIMATION | NO-ESTIMATION | NO-ESTIMATION | NO-ESTIMATION | CAPACITY-FACTOR-V1 | 33.36%
USA | United States of America | WED Coventry 6 |  | USA0059314 | 4.5 | 41.6697 | -71.7083 | Wind |  |  |  | 2016.0 | WED Coventry Six LLC | U.S. Energy Information Administration | http://www.eia.gov/electricity/data/browser/ | U.S. Energy Information Administration | 69257 | 2019 |  |  |  | 2.867 | 8.416 | 8.16543 | 9.007 | U.S. Energy Information Administration |  |  |  |  | 12 | NO-ESTIMATION | NO-ESTIMATION | NO-ESTIMATION | NO-ESTIMATION | CAPACITY-FACTOR-V1 | 30.44%
USA | United States of America | WED Coventry 2 |  | USA0059302 | 4.5 | 41.6725 | -71.7058 | Wind |  |  |  | 2016.0 | WED Coventry Two LLC | U.S. Energy Information Administration | http://www.eia.gov/electricity/data/browser/ | U.S. Energy Information Administration | 69257 | 2019 |  |  |  | 3.454 | 9.508000000000001 | 7.4751 | 10.36 | U.S. Energy Information Administration |  |  |  |  | 12 | NO-ESTIMATION | NO-ESTIMATION | NO-ESTIMATION | NO-ESTIMATION | CAPACITY-FACTOR-V1 | 30.44%
USA | United States of America | Foote Creek IV |  | USA0055610 | 16.8 | 41.6744 | -106.1805 | Wind |  |  |  | 2000.0 | Terra-Gen Operating Co-Wind | U.S. Energy Information Administration | http://www.eia.gov/electricity/data/browser/ | U.S. Energy Information Administration | 23948 | 2019 | 59.725 | 62.304 | 50.786 | 56.511 | 47.514 | 52.236000000000004 | 51.37 | U.S. Energy Information Administration | 42.11 | 45.29 | 39.48 | 51.48 | 32.71 | HYDRO-V1 | HYDRO-V1 | HYDRO-V1 | HYDRO-V1 | HYDRO-V1 | 22.23%
USA | United States of America | High Plains |  | USA0057040 | 122.1 | 41.6751 | -106.0111 | Wind |  |  |  | 2009.0 | PacifiCorp | U.S. Energy Information Administration | http://www.eia.gov/electricity/data/browser/ | U.S. Energy Information Administration | 58765 | 2019 | 341.25 | 324.218 | 250.864 | 316.175 | 279.904 | 327.035 | 235.562 | U.S. Energy Information Administration | 379.62 | 360.07 | 330.34 | 337.52 | 328.17 | HYDRO-V1 | HYDRO-V1 | HYDRO-V1 | HYDRO-V1 | HYDRO-V1 | 30.68%
USA | United States of America | WED Coventry 1 |  | USA0059301 | 1.5 | 41.6758 | -71.7075 | Wind |  |  |  | 2016.0 | WED Coventry One LLC | U.S. Energy Information Administration | http://www.eia.gov/electricity/data/browser/ | U.S. Energy Information Administration | 69257 | 2019 |  |  |  | 0.712 | 2.825 | 2.6670000000000003 | 2.81 | U.S. Energy Information Administration |  |  |  |  | 4.07 | SOLAR-V1-NO-AGE | SOLAR-V1-NO-AGE | SOLAR-V1-NO-AGE | SOLAR-V1-NO-AGE | SOLAR-V1-NO-AGE | 30.97%
USA | United States of America | Creston Ridge II LLC |  | USA0061668 | 6.9 | 41.6770 | -97.3910 | Wind |  |  |  | 2017.0 | Creston Ridge II LLC | U.S. Energy Information Administration | http://www.eia.gov/electricity/data/browser/ | U.S. Energy Information Administration |  | 2019 |  |  |  |  | 14.280000000000001 | 30.553 | 28.829 | U.S. Energy Information Administration |  |  |  |  | 20.26 | HYDRO-V1 | HYDRO-V1 | HYDRO-V1 | HYDRO-V1 | HYDRO-V1 | 33.52%
USA | United States of America | Creston Ridge Wind Farm |  | USA0060932 | 6.8 | 41.6780 | -97.3860 | Wind |  |  |  | 2016.0 | Creston Ridge LLC | U.S. Energy Information Administration | http://www.eia.gov/electricity/data/browser/ | U.S. Energy Information Administration | 68890 | 2019 |  |  |  | 33.424 | 30.254 | 29.14 | 27.593 | U.S. Energy Information Administration |  |  |  |  | 27.36 | HYDRO-V1 | HYDRO-V1 | HYDRO-V1 | HYDRO-V1 | HYDRO-V1 | 45.93%
USA | United States of America | WED Coventry 4 |  | USA0059306 | 1.5 | 41.6864 | -71.7283 | Wind |  |  |  | 2016.0 | WED Coventry Four LLC | U.S. Energy Information Administration | http://www.eia.gov/electricity/data/browser/ | U.S. Energy Information Administration | 69257 | 2019 |  |  |  | 0.876 | 2.669 | 2.591 | 2.57 | U.S. Energy Information Administration |  |  |  |  | 3.89 | NO-ESTIMATION | NO-ESTIMATION | NO-ESTIMATION | NO-ESTIMATION | CAPACITY-FACTOR-V1 | 29.6%
USA | United States of America | WED Coventry 3 |  | USA0059305 | 1.5 | 41.6956 | -71.7208 | Wind |  |  |  | 2016.0 | WED Coventry Three LLC | U.S. Energy Information Administration | http://www.eia.gov/electricity/data/browser/ | U.S. Energy Information Administration | 69257 | 2019 |  |  |  | 1.064 | 3.326 | 3.096 | 3.282 | U.S. Energy Information Administration |  |  |  |  | 3.89 | NO-ESTIMATION | NO-ESTIMATION | NO-ESTIMATION | NO-ESTIMATION | CAPACITY-FACTOR-V1 | 29.6%
USA | United States of America | Heartland Divide Wind Project LLC |  | USA0061609 | 103.5 | 41.7114 | -94.8020 | Wind |  |  |  | 2019.0 | Heartland Divide Wind Project LLC | U.S. Energy Information Administration | http://www.eia.gov/electricity/data/browser/ | U.S. Energy Information Administration |  | 2019 | [5 empty] | 6.136 | 431.951 | U.S. Energy Information Administration |  |  |  |  | 303.95 | NO-ESTIMATION | NO-ESTIMATION | NO-ESTIMATION | NO-ESTIMATION | CAPACITY-FACTOR-V1 | 33.52%
USA | United States of America | Rock River I LLC |  | USA0055740 | 50 | 41.7172 | -106.1077 | Wind |  |  |  | 2001.0 | Shell Wind Energy Inc. | U.S. Energy Information Administration | http://www.eia.gov/electricity/data/browser/ | U.S. Energy Information Administration | 48324 | 2019 | 142.833 | 151.233 | 117.679 | 145.855 | 147.623 | 138.698 | 136.244 | U.S. Energy Information Administration | 148.62 | 142.01 | 126.33 | 146.84 | 159.91 | HYDRO-V1 | HYDRO-V1 | HYDRO-V1 | HYDRO-V1 | HYDRO-V1 | 36.51%
USA | United States of America | McFadden Ridge |  | USA0057039 | 35.2 | 41.7244 | -105.9906 | Wind |  |  |  | 2009.0 | PacifiCorp | U.S. Energy Information Administration | http://www.eia.gov/electricity/data/browser/ | U.S. Energy Information Administration | 58766 | 2019 | 103.727 | 98.411 | 78.271 | 95.925 | 84.559 | 100.324 | 75.204 | U.S. Energy Information Administration | 103.35 | 98.81 | 89.64 | 94.92 | 92.98 | NO-ESTIMATION | NO-ESTIMATION | NO-ESTIMATION | NO-ESTIMATION | NO-ESTIMATION | 30.15%
USA | United States of America | Venus Wind 3 LLC |  | USA0059230 | 3 | 41.7419 | -92.6722 | Wind |  |  |  | 2017.0 | Venus Wind 3 LLC | U.S. Energy Information Administration | http://www.eia.gov/electricity/data/browser/ | U.S. Energy Information Administration |  | 2019 |  |  |  |  | 7.883 | 8.691 | 10.931 | U.S. Energy Information Administration |  |  |  |  | 8.81 | NO-ESTIMATION | NO-ESTIMATION | NO-ESTIMATION | NO-ESTIMATION | NO-ESTIMATION | 33.52%
USA | United States of America | Lightolier Wind I Turbine |  | USA0059639 | 2 | 41.7456 | -71.1172 | Wind |  |  |  | 2012.0 | Philips Lightolier | U.S. Energy Information Administration | http://www.eia.gov/electricity/data/browser/ | U.S. Energy Information Administration |  | 2019 |  | 2.987 | 2.799 | 1.429 | 1.588 | 2.985 | 1.942 | U.S. Energy Information Administration | 5.19 | 5.01 | 4.40 | 4.20 | 4.32 | HYDRO-V1 | HYDRO-V1 | HYDRO-V1 | HYDRO-V1 | HYDRO-V1 | 24.66%
USA | United States of America | Cape Cod Air Force Station - 6 SWS |  | USA0058661 | 3.4 | 41.7525 | -70.5389 | Wind |  |  |  | 2014.0 | US Air Force | U.S. Energy Information Administration | http://www.eia.gov/electricity/data/browser/ | U.S. Energy Information Administration |  | 2019 |  | 7.8340000000000005 | 8.322000000000001 | 8.99 | 9.235 | 7.996 | 6.315 | U.S. Energy Information Administration |  |  | 11.28 | 11.65 | 11.1 | NO-ESTIMATION | NO-ESTIMATION | NO-ESTIMATION | NO-ESTIMATION | CAPACITY-FACTOR-V1 | 37.27%
USA | United States of America | Armenia Mountain Wind Farm |  | USA0057044 | 100.5 | 41.7619 | -76.8553 | Wind |  |  |  | 2010.0 | Allete Clean Energy | U.S. Energy Information Administration | http://www.eia.gov/electricity/data/browser/ | U.S. Energy Information Administration |  | 2019 | 258.801 | 269.565 | 261.169 | 262.39 | 267.464 | 263.613 | 232.584 | U.S. Energy Information Administration | 319.98 | 278.12 | 319.56 | 323.41 | 307.89 | HYDRO-V1 | HYDRO-V1 | HYDRO-V1 | HYDRO-V1 | HYDRO-V1 | 34.97%
USA | United States of America | FPL Energy Illinois Wind LLC Hybrid |  | USA0057325 | 237.5 | 41.7678 | -88.8867 | Wind | Storage |  |  | 2010.3368421052633 | FPL Energy Illinois Wind LLC | U.S. Energy Information Administration | http://www.eia.gov/electricity/data/browser/ | U.S. Energy Information Administration |  | 2019 | 643.491 | 685.114 | 667.521 | 0.0 | 688.197 | 631.903 | 662.218 | U.S. Energy Information Administration | 675.90 | 674.86 | 673.25 | 646.05 | 657.85 | NO-ESTIMATION | NO-ESTIMATION | NO-ESTIMATION | NO-ESTIMATION | CAPACITY-FACTOR-V1 | 31.62%
USA | United States of America | Future Generation Wind |  | USA0059622 | 8 | 41.7744 | -70.6158 | Wind |  |  |  | 2016.0 | Consolidated Edison Solutions Inc | U.S. Energy Information Administration | http://www.eia.gov/electricity/data/browser/ | U.S. Energy Information Administration | 62101 | 2019 |  |  |  | 8.43 | 15.235 | 18.151 | 18.671 | U.S. Energy Information Administration |  |  |  |  | 31.03 | NO-ESTIMATION | NO-ESTIMATION | NO-ESTIMATION | NO-ESTIMATION | CAPACITY-FACTOR-V1 | 44.28%
USA | United States of America | WED Plainfield III LLC |  | USA0062108 | 3 | 41.7935 | -71.5306 | Wind |  |  |  | 2019.0 | WED Plainfield III LLC | U.S. Energy Information Administration | http://www.eia.gov/electricity/data/browser/ | U.S. Energy Information Administration |  | 2019 | [6 empty] | 4.954 | U.S. Energy Information Administration |  |  |  |  | 8.81 | NO-ESTIMATION | NO-ESTIMATION | NO-ESTIMATION | NO-ESTIMATION | CAPACITY-FACTOR-V1 | 33.52%
USA | United States of America | NBC Field's Point Wind Farm |  | USA0059692 | 4.5 | 41.7941 | -71.3892 | Wind |  |  |  | 2012.0 | Narragansett Bay Commission | U.S. Energy Information Administration | http://www.eia.gov/electricity/data/browser/ | U.S. Energy Information Administration | 63500 | 2019 |  | 7.532 | 6.9990000000000006 | 6.771 | 7.154 | 7.424 | 7.677 | U.S. Energy Information Administration | 12.48 | 12.12 | 11.12 | 11.17 | 10.78 | NO-ESTIMATION | NO-ESTIMATION | NO-ESTIMATION | NO-ESTIMATION | CAPACITY-FACTOR-V1 | 27.35%
USA | United States of America | WED Plainfield II LLC |  | USA0062107 | 3 | 41.7946 | -71.5400 | Wind |  |  |  | 2019.0 | WED Plainfield II LLC | U.S. Energy Information Administration | http://www.eia.gov/electricity/data/browser/ | U.S. Energy Information Administration |  | 2019 | [6 empty] | 6.147 | U.S. Energy Information Administration |  |  |  |  | 8.81 | HYDRO-V1 | HYDRO-V1 | HYDRO-V1 | HYDRO-V1 | HYDRO-V1 | 33.52%
USA | United States of America | WED Plainfield LLC |  | USA0062109 | 3 | 41.7961 | -71.5358 | Wind |  |  |  | 2019.0 | WED Plainfield LLC | U.S. Energy Information Administration | http://www.eia.gov/electricity/data/browser/ | U.S. Energy Information Administration |  | 2019 | [6 empty] | 5.794 | U.S. Energy Information Administration |  |  |  |  | 8.81 | NO-ESTIMATION | NO-ESTIMATION | NO-ESTIMATION | NO-ESTIMATION | CAPACITY-FACTOR-V1 | 33.52%
USA | United States of America | WED Green Hill LLC |  | USA0062106 | 3 | 41.7978 | -71.5297 | Wind |  |  |  | 2019.0 | WED Green Hill LLC | U.S. Energy Information Administration | http://www.eia.gov/electricity/data/browser/ | U.S. Energy Information Administration |  | 2019 | [5 empty] | 0.0 | 6.641 | U.S. Energy Information Administration |  |  |  |  | 8.81 | NO-ESTIMATION | NO-ESTIMATION | NO-ESTIMATION | NO-ESTIMATION | CAPACITY-FACTOR-V1 | 33.52%
USA | United States of America | WED Shun I LLC |  | USA0062110 | 3 | 41.7985 | -71.5407 | Wind |  |  |  | 2019.0 | WED Shun I LLC | U.S. Energy Information Administration | http://www.eia.gov/electricity/data/browser/ | U.S. Energy Information Administration |  | 2019 | [5 empty] | 0.0 | 6.586 | U.S. Energy Information Administration |  |  |  |  | 8.81 | HYDRO-V1 | HYDRO-V1 | HYDRO-V1 | HYDRO-V1 | HYDRO-V1 | 33.52%
USA | United States of America | WED Shun III LLC |  | USA0062112 | 3 | 41.7991 | -71.5493 | Wind |  |  |  | 2019.0 | WED Shun III LLC | U.S. Energy Information Administration | http://www.eia.gov/electricity/data/browser/ | U.S. Energy Information Administration |  | 2019 | [5 empty] | 0.0 | 5.359 | U.S. Energy Information Administration |  |  |  |  | 8.81 | SOLAR-V1-NO-AGE | SOLAR-V1-NO-AGE | SOLAR-V1-NO-AGE | SOLAR-V1-NO-AGE | SOLAR-V1-NO-AGE | 33.52%
USA | United States of America | WED Shun II LLC |  | USA0062111 | 3 | 41.8001 | -71.5362 | Wind |  |  |  | 2019.0 | WED Shun II LLC | U.S. Energy Information Administration | http://www.eia.gov/electricity/data/browser/ | U.S. Energy Information Administration |  | 2019 | [5 empty] | 0.0 | 6.198 | U.S. Energy Information Administration |  |  |  |  | 8.81 | SOLAR-V1-NO-AGE | SOLAR-V1-NO-AGE | SOLAR-V1-NO-AGE | SOLAR-V1-NO-AGE | SOLAR-V1-NO-AGE | 33.52%
USA | United States of America | Medicine Bow |  | USA0000692 | 6.2 | 41.8353 | -106.2428 | Wind |  |  |  | 2000.0 | SRIV Partnership LLC | U.S. Energy Information Administration | http://www.eia.gov/electricity/data/browser/ | U.S. Energy Information Administration | 45226 | 2019 | 17.893 | 10.317 | 14.703000000000001 | 8.182 | 18.217 | 17.439 | 15.534 | U.S. Energy Information Administration | 14.37 | 18.16 | 15.20 | 13.55 | 13.95 | SOLAR-V1-NO-AGE | SOLAR-V1-NO-AGE | SOLAR-V1-NO-AGE | SOLAR-V1-NO-AGE | SOLAR-V1-NO-AGE | 25.68%
USA | United States of America | Anchor Wind LLC |  | USA0058044 | 6 | 41.8508 | -91.2342 | Wind |  |  |  | 2012.0 | Acciona Energy USA Global LLC | U.S. Energy Information Administration | http://www.eia.gov/electricity/data/browser/ | U.S. Energy Information Administration |  | 2019 | 11.332 | 18.414 | 15.193 | 7.0840000000000005 | 11.784 | 12.039 | 11.188 | U.S. Energy Information Administration | 19.90 | 22.19 | 18.00 | 13.60 | 16.61 | SOLAR-V1-NO-AGE | SOLAR-V1-NO-AGE | SOLAR-V1-NO-AGE | SOLAR-V1-NO-AGE | SOLAR-V1-NO-AGE | 31.6%
USA | United States of America | TPW Petersburg |  | USA0057755 | 40.5 | 41.8646 | -97.9612 | Wind |  |  |  | 2011.0 | TPW Petersburg LLC | U.S. Energy Information Administration | http://www.eia.gov/electricity/data/browser/ | U.S. Energy Information Administration | 61156 | 2019 | 179.589 | 176.624 | 166.501 | 162.132 | 159.474 | 156.238 | 150.704 | U.S. Energy Information Administration | 172.64 | 159.99 | 149.34 | 150.69 | 148.59 | SOLAR-V1-NO-AGE | SOLAR-V1-NO-AGE | SOLAR-V1-NO-AGE | SOLAR-V1-NO-AGE | SOLAR-V1-NO-AGE | 41.88%
USA | United States of America | Big Level Wind |  | USA0060551 | 90 | 41.8693 | -77.6659 | Wind |  |  |  | 2020.0 | Big Level Wind LLC | U.S. Energy Information Administration | http://www.eia.gov/electricity/data/browser/ | U.S. Energy Information Administration |  | 2019 | [6 empty] | 10.356 | U.S. Energy Information Administration |  |  |  |  | 264.3 | SOLAR-V1-NO-AGE | SOLAR-V1-NO-AGE | SOLAR-V1-NO-AGE | SOLAR-V1-NO-AGE | SOLAR-V1-NO-AGE | 33.52%
USA | United States of America | Laredo Ridge Wind LLC |  | USA0057262 | 79.9 | 41.8803 | -98.0239 | Wind |  |  |  | 2011.0000000000002 | NRG Energy Gas & Wind Holdings Inc | U.S. Energy Information Administration | http://www.eia.gov/electricity/data/browser/ | U.S. Energy Information Administration | 61316 | 2019 | 357.033 | 351.42400000000004 | 325.66700000000003 | 326.42900000000003 | 298.469 | 307.033 | 257.405 | U.S. Energy Information Administration | 348.01 | 312.86 | 261.96 | 293.32 | 283.35 | SOLAR-V1-NO-AGE | SOLAR-V1-NO-AGE | SOLAR-V1-NO-AGE | SOLAR-V1-NO-AGE | SOLAR-V1-NO-AGE | 40.48%
USA | United States of America | Michelangelo Wind 1 LLC |  | USA0059231 | 3 | 41.8810 | -93.6231 | Wind |  |  |  | 2017.0 | Michelangelo Wind 1 LLC | U.S. Energy Information Administration | http://www.eia.gov/electricity/data/browser/ | U.S. Energy Information Administration |  | 2019 |  |  |  |  | 6.429 | 5.184 | 10.678 | U.S. Energy Information Administration |  |  |  |  | 8.81 | NO-ESTIMATION | NO-ESTIMATION | NO-ESTIMATION | NO-ESTIMATION | NO-ESTIMATION | 33.52%
USA | United States of America | Laurel Wind Farm |  | USA0057500 | 119.6 | 41.8833 | -92.9333 | Wind |  |  |  | 2012.0 | MidAmerican Energy Co | U.S. Energy Information Administration | http://www.eia.gov/electricity/data/browser/ | U.S. Energy Information Administration | 62831 | 2019 | 396.992 | 371.366 | 384.276 | 375.045 | 379.728 | 334.862 | 340.36 | U.S. Energy Information Administration | 441.29 | 449.92 | 407.35 | 388.05 | 401.24 | SOLAR-V1-NO-AGE | SOLAR-V1-NO-AGE | SOLAR-V1-NO-AGE | SOLAR-V1-NO-AGE | SOLAR-V1-NO-AGE | 38.3%
USA | United States of America | Kirkwood Wind Turbine |  | USA0059735 | 2.5 | 41.9166 | -91.6509 | Wind |  |  |  | 2012.0 | Kirkwood Community College | U.S. Energy Information Administration | http://www.eia.gov/electricity/data/browser/ | U.S. Energy Information Administration |  | 2019 |  |  | 3.0620000000000003 | 2.9210000000000003 | 4.638 | 3.023 | 4.058 | U.S. Energy Information Administration | 8.08 | 8.13 | 6.72 | 4.86 | 6.5 | SOLAR-V1-NO-AGE | SOLAR-V1-NO-AGE | SOLAR-V1-NO-AGE | SOLAR-V1-NO-AGE | SOLAR-V1-NO-AGE | 29.68%
USA | United States of America | Seven Mile Hill |  | USA0056843 | 146.2 | 41.9203 | -106.3758 | Wind |  |  |  | 2009.0 | PacifiCorp | U.S. Energy Information Administration | http://www.eia.gov/electricity/data/browser/ | U.S. Energy Information Administration | 57399 | 2019 | 433.146 | 408.639 | 360.62600000000003 | 418.688 | 400.657 | 422.023 | 385.943 | U.S. Energy Information Administration | 444.62 | 446.45 | 396.04 | 419.49 | 373.34 | NO-ESTIMATION | NO-ESTIMATION | NO-ESTIMATION | NO-ESTIMATION | NO-ESTIMATION | 29.15%
USA | United States of America | Camelot Wind LLC |  | USA0058958 | 1.5 | 41.9253 | -70.6400 | Wind |  |  |  | 2012.0 | Camelot Wind LLC | U.S. Energy Information Administration | http://www.eia.gov/electricity/data/browser/ | U.S. Energy Information Administration |  | 2019 | 2.699 | 3.003 | 2.961 | 3.083 | 2.833 | 2.664 | 2.741 | U.S. Energy Information Administration | 4.30 | 4.41 | 3.82 | 4.10 | 3.77 | NO-ESTIMATION | NO-ESTIMATION | NO-ESTIMATION | NO-ESTIMATION | NO-ESTIMATION | 28.69%
USA | United States of America | Carroll Area Wind Farm |  | USA0059071 | 20.7 | 41.9414 | -94.8861 | Wind |  |  |  | 2015.0 | SRIV Partnership LLC | U.S. Energy Information Administration | http://www.eia.gov/electricity/data/browser/ | U.S. Energy Information Administration | 67721 | 2019 |  |  | 76.495 | 91.593 | 88.296 | 76.961 | 76.086 | U.S. Energy Information Administration |  |  |  | 84.98 | 84.55 | SOLAR-V1-NO-AGE | SOLAR-V1-NO-AGE | SOLAR-V1-NO-AGE | SOLAR-V1-NO-AGE | SOLAR-V1-NO-AGE | 46.63%
USA | United States of America | Prairie Breeze |  | USA0058322 | 206.5 | 41.9517 | -98.0767 | Wind |  |  |  | 2014.0 | SunEdison LLC | U.S. Energy Information Administration | http://www.eia.gov/electricity/data/browser/ | U.S. Energy Information Administration | 61958 | 2019 |  | 535.535 | 844.667 | 841.24 | 788.542 | 803.226 | 645.033 | U.S. Energy Information Administration |  |  | 847.05 | 843.63 | 818.22 | SOLAR-V1-NO-AGE | SOLAR-V1-NO-AGE | SOLAR-V1-NO-AGE | SOLAR-V1-NO-AGE | SOLAR-V1-NO-AGE | 45.23%
USA | United States of America | Wind Colebrook South |  | USA0060700 | 5 | 41.9611 | -73.1408 | Wind |  |  |  | 2015.0 | Wind Colebrook South | U.S. Energy Information Administration | http://www.eia.gov/electricity/data/browser/ | U.S. Energy Information Administration | 63888 | 2019 |  |  |  | 12.742 | 12.706 | 12.295 | 12.215 | U.S. Energy Information Administration |  |  |  | 16.39 | 15.69 | SOLAR-V1-NO-AGE | SOLAR-V1-NO-AGE | SOLAR-V1-NO-AGE | SOLAR-V1-NO-AGE | SOLAR-V1-NO-AGE | 35.82%
USA | United States of America | Michelangelo Wind 4 LLC |  | USA0059232 | 3 | 41.9780 | -93.7006 | Wind |  |  |  | 2017.0 | Michelangelo Wind 4 LLC | U.S. Energy Information Administration | http://www.eia.gov/electricity/data/browser/ | U.S. Energy Information Administration | 65984 | 2019 |  |  |  | 0.245 | 6.899 | 8.888 | 9.928 | U.S. Energy Information Administration |  |  |  |  | 8.81 | NO-ESTIMATION | NO-ESTIMATION | NO-ESTIMATION | NO-ESTIMATION | CAPACITY-FACTOR-V1 | 33.52%
USA | United States of America | Kingston Wind Independence |  | USA0059022 | 2 | 41.9789 | -70.7158 | Wind |  |  |  | 2012.0 | Kingston Wind Independence | U.S. Energy Information Administration | http://www.eia.gov/electricity/data/browser/ | U.S. Energy Information Administration | 64957 | 2019 | 3.444 | 3.92 | 3.208 | 2.454 | 3.153 | 2.05 | 0.693 | U.S. Energy Information Administration | 5.38 | 5.11 | 4.50 | 4.68 | 5.01 | NO-ESTIMATION | NO-ESTIMATION | NO-ESTIMATION | NO-ESTIMATION | CAPACITY-FACTOR-V1 | 28.6%
USA | United States of America | Prairie Breeze II |  | USA0060262 | 73.4 | 41.9877 | -98.2104 | Wind |  |  |  | 2014.9999999999998 | Invenergy Services LLC | U.S. Energy Information Administration | http://www.eia.gov/electricity/data/browser/ | U.S. Energy Information Administration | 61958 | 2019 |  |  | 28.533 | 329.366 | 311.676 | 305.64300000000003 | 272.698 | U.S. Energy Information Administration |  |  | 317.14 | 325.16 | 327.72 | NO-ESTIMATION | NO-ESTIMATION | NO-ESTIMATION | NO-ESTIMATION | CAPACITY-FACTOR-V1 | 50.97%
USA | United States of America | Prairie Breeze III |  | USA0060314 | 35.8 | 41.9877 | -98.2104 | Wind |  |  |  | 2015.9999999999998 | Invenergy Services LLC | U.S. Energy Information Administration | http://www.eia.gov/electricity/data/browser/ | U.S. Energy Information Administration | 61958 | 2019 |  |  |  | 109.54 | 143.013 | 141.205 | 129.194 | U.S. Energy Information Administration |  |  |  | 150.54 | 157.81 | NO-ESTIMATION | NO-ESTIMATION | NO-ESTIMATION | NO-ESTIMATION | CAPACITY-FACTOR-V1 | 50.32%
USA | United States of America | Rippey Wind Farm |  | USA0057830 | 50 | 42.0061 | -94.2378 | Wind |  |  |  | 2012.0 | RPMA Operations LLC | U.S. Energy Information Administration | http://www.eia.gov/electricity/data/browser/ | U.S. Energy Information Administration | 64460 | 2019 | 173.121 | 163.746 | 165.205 | 188.002 | 182.757 | 162.617 | 166.438 | U.S. Energy Information Administration | 205.97 | 185.61 | 177.66 | 176.11 | 160.52 | NO-ESTIMATION | NO-ESTIMATION | NO-ESTIMATION | NO-ESTIMATION | CAPACITY-FACTOR-V1 | 36.65%
USA | United States of America | Optimum Wind 6 LLC |  | USA0059224 | 3 | 42.0069 | -93.5236 | Wind |  |  |  | 2017.0 | Optimum Wind 6 LLC | U.S. Energy Information Administration | http://www.eia.gov/electricity/data/browser/ | U.S. Energy Information Administration |  | 2019 |  |  |  |  | 1.095 | 6.956 | 9.935 | U.S. Energy Information Administration |  |  |  |  | 8.81 | NO-ESTIMATION | NO-ESTIMATION | NO-ESTIMATION | NO-ESTIMATION | CAPACITY-FACTOR-V1 | 33.52%
USA | United States of America | Optimum Wind 5 LLC |  | USA0059223 | 3 | 42.0140 | -93.5181 | Wind |  |  |  | 2017.0 | Optimum Wind 5 LLC | U.S. Energy Information Administration | http://www.eia.gov/electricity/data/browser/ | U.S. Energy Information Administration |  | 2019 |  |  |  |  | 1.077 | 6.861 | 9.032 | U.S. Energy Information Administration |  |  |  |  | 8.81 | NO-ESTIMATION | NO-ESTIMATION | NO-ESTIMATION | NO-ESTIMATION | CAPACITY-FACTOR-V1 | 33.52%
USA | United States of America | Optimum Wind 4 LLC |  | USA0059226 | 3 | 42.0164 | -93.5158 | Wind |  |  |  | 2017.0 | Optimum Wind 4 LLC | U.S. Energy Information Administration | http://www.eia.gov/electricity/data/browser/ | U.S. Energy Information Administration |  | 2019 |  |  |  |  | 1.137 | 6.843 | 8.851 | U.S. Energy Information Administration |  |  |  |  | 8.81 | HYDRO-V1 | HYDRO-V1 | HYDRO-V1 | HYDRO-V1 | HYDRO-V1 | 33.52%
USA | United States of America | Michelangelo Wind 3 LLC |  | USA0059053 | 3 | 42.0190 | -93.5140 | Wind |  |  |  | 2017.0 | Michelangelo Wind 3 LLC | U.S. Energy Information Administration | http://www.eia.gov/electricity/data/browser/ | U.S. Energy Information Administration |  | 2019 |  |  |  |  | 7.066 | 5.184 | 10.884 | U.S. Energy Information Administration |  |  |  |  | 8.81 | HYDRO-V1 | HYDRO-V1 | HYDRO-V1 | HYDRO-V1 | HYDRO-V1 | 33.52%
USA | United States of America | Optimum Wind 3 LLC |  | USA0059227 | 3 | 42.0192 | -93.5136 | Wind |  |  |  | 2017.0 | Optimum Wind 3 LLC | U.S. Energy Information Administration | http://www.eia.gov/electricity/data/browser/ | U.S. Energy Information Administration |  | 2019 |  |  |  |  | 1.178 | 6.8020000000000005 | 9.261 | U.S. Energy Information Administration |  |  |  |  | 8.81 | SOLAR-V1-NO-AGE | SOLAR-V1-NO-AGE | SOLAR-V1-NO-AGE | SOLAR-V1-NO-AGE | SOLAR-V1-NO-AGE | 33.52%
USA | United States of America | Cuming County Renewables LLC |  | USA0063393 | 2.5 | 42.0200 | -96.8618 | Wind |  |  |  | 2020.0 | Cuming County Renewables. LLC | U.S. Energy Information Administration | http://www.eia.gov/electricity/data/browser/ | U.S. Energy Information Administration |  | 2019 | [6 empty] | 0.465 | U.S. Energy Information Administration |  |  |  |  | 7.34 | SOLAR-V1-NO-AGE | SOLAR-V1-NO-AGE | SOLAR-V1-NO-AGE | SOLAR-V1-NO-AGE | SOLAR-V1-NO-AGE | 33.52%
USA | United States of America | Optimum Wind 7 LLC |  | USA0059225 | 3 | 42.0283 | -93.4303 | Wind |  |  |  | 2017.0 | Optimum Wind 7 LLC | U.S. Energy Information Administration | http://www.eia.gov/electricity/data/browser/ | U.S. Energy Information Administration |  | 2019 |  |  |  |  | 7.317 | 9.186 | 10.278 | U.S. Energy Information Administration |  |  |  |  | 8.81 | NO-ESTIMATION | NO-ESTIMATION | NO-ESTIMATION | NO-ESTIMATION | CAPACITY-FACTOR-V1 | 33.52%
USA | United States of America | Dunlap |  | USA0057299 | 111 | 42.0436 | -106.1603 | Wind |  |  |  | 2010.0 | PacifiCorp | U.S. Energy Information Administration | http://www.eia.gov/electricity/data/browser/ | U.S. Energy Information Administration | 59896 | 2019 | 409.613 | 382.995 | 339.706 | 388.498 | 351.261 | 391.874 | 384.833 | U.S. Energy Information Administration | 416.98 | 418.69 | 382.97 | 391.99 | 383.08 | NO-ESTIMATION | NO-ESTIMATION | NO-ESTIMATION | NO-ESTIMATION | CAPACITY-FACTOR-V1 | 39.4%
USA | United States of America | Hardin Hilltop Wind LLC |  | USA0056860 | 14.7 | 42.0822 | -94.3650 | Wind |  |  |  | 2007.0 | NRG Energy Gas & Wind Holdings Inc | U.S. Energy Information Administration | http://www.eia.gov/electricity/data/browser/ | U.S. Energy Information Administration | 62051 | 2019 | 49.183 | 46.999 | 44.552 | 45.632 | 44.672000000000004 | 40.901 | 39.474 | U.S. Energy Information Administration | 45.55 | 41.97 | 45.44 | 43.93 | 40.27 | HYDRO-V1 | HYDRO-V1 | HYDRO-V1 | HYDRO-V1 | HYDRO-V1 | 31.27%
USA | United States of America | Junction Hilltop Wind Farm |  | USA0058444 | 8 | 42.0989 | -94.2692 | Wind |  |  |  | 2012.0 | Junction Hilltop Management LLC | U.S. Energy Information Administration | http://www.eia.gov/electricity/data/browser/ | U.S. Energy Information Administration |  | 2019 | 30.506 | 30.648 | 27.829 | 28.226 | 26.76 | 22.028 | 20.974 | U.S. Energy Information Administration | 32.49 | 29.87 | 25.80 | 26.02 | 23.54 | HYDRO-V1 | HYDRO-V1 | HYDRO-V1 | HYDRO-V1 | HYDRO-V1 | 33.59%
USA | United States of America | FPL Energy Story Wind LLC |  | USA0056924 | 150 | 42.1044 | -93.2722 | Wind |  |  |  | 2009.0 | FPL Energy Story Wind LLC | U.S. Energy Information Administration | http://www.eia.gov/electricity/data/browser/ | U.S. Energy Information Administration |  | 2019 | 532.316 | 504.873 | 505.939 | 497.398 | 494.075 | 447.367 | 451.191 | U.S. Energy Information Administration | 519.97 | 517.06 | 457.70 | 464.38 | 473.73 | HYDRO-V1 | HYDRO-V1 | HYDRO-V1 | HYDRO-V1 | HYDRO-V1 | 36.05%
USA | United States of America | Beaver Creek Wind |  | USA0061079 | 340 | 42.1070 | -94.1646 | Wind |  |  |  | 2018.0 | MidAmerican Energy Co | U.S. Energy Information Administration | http://www.eia.gov/electricity/data/browser/ | U.S. Energy Information Administration |  | 2019 |  |  |  |  | 41.394 | 647.988 | 1201.802 | U.S. Energy Information Administration |  |  |  |  | 998.48 | HYDRO-V1 | HYDRO-V1 | HYDRO-V1 | HYDRO-V1 | HYDRO-V1 | 33.52%
USA | United States of America | Victory Wind Farm |  | USA0056379 | 105 | 42.1169 | -95.1292 | Wind |  |  |  | 2007.0 | MidAmerican Energy Co | U.S. Energy Information Administration | http://www.eia.gov/electricity/data/browser/ | U.S. Energy Information Administration | 55615 | 2019 | 378.079 | 362.419 | 361.085 | 369.592 | 294.27500000000003 | 364.44100000000003 | 344.998 | U.S. Energy Information Administration | 331.44 | 323.62 | 288.23 | 343.66 | 314.87 | NO-ESTIMATION | NO-ESTIMATION | NO-ESTIMATION | NO-ESTIMATION | CAPACITY-FACTOR-V1 | 34.23%
USA | United States of America | Vienna Wind Farm |  | USA0057874 | 150.2 | 42.1594 | -92.7761 | Wind |  |  |  | 2012.5938748335552 | MidAmerican Energy Co | U.S. Energy Information Administration | http://www.eia.gov/electricity/data/browser/ | U.S. Energy Information Administration | 64763 | 2019 | 331.794 | 524.207 | 518.594 | 485.754 | 501.6 | 440.955 | 384.805 | U.S. Energy Information Administration | 548.41 | 583.33 | 513.11 | 508.40 | 525.28 | NO-ESTIMATION | NO-ESTIMATION | NO-ESTIMATION | NO-ESTIMATION | CAPACITY-FACTOR-V1 | 39.92%
USA | United States of America | New Harvest Wind Project LLC |  | USA0057609 | 100 | 42.1597 | -95.4397 | Wind |  |  |  | 2012.0 | Avangrid Renewables LLC | U.S. Energy Information Administration | http://www.eia.gov/electricity/data/browser/ | U.S. Energy Information Administration | 63608 | 2019 | 262.806 | 267.573 | 287.844 | 302.493 | 284.824 | 269.624 | 286.413 | U.S. Energy Information Administration | 407.29 | 398.96 | 366.00 | 343.65 | 360.93 | HYDRO-V1 | HYDRO-V1 | HYDRO-V1 | HYDRO-V1 | HYDRO-V1 | 41.2%
USA | United States of America | Traer Wind Project |  | USA0058932 | 1.5 | 42.1614 | -92.4425 | Wind |  |  |  | 2010.0 | Norsemen Wind Energy LLC | U.S. Energy Information Administration | http://www.eia.gov/electricity/data/browser/ | U.S. Energy Information Administration |  | 2019 | 6.448 | 6.702 | 6.4990000000000006 | 6.28 | 6.452 | 5.962 | 6.015 | U.S. Energy Information Administration | 5.44 | 5.36 | 4.62 | 5.07 | 4.96 | NO-ESTIMATION | NO-ESTIMATION | NO-ESTIMATION | NO-ESTIMATION | CAPACITY-FACTOR-V1 | 37.75%
USA | United States of America | Carroll Wind Farm |  | USA0056809 | 159.1 | 42.1622 | -94.9300 | Wind |  |  |  | 2008.9999999999998 | MidAmerican Energy Co | U.S. Energy Information Administration | http://www.eia.gov/electricity/data/browser/ | U.S. Energy Information Administration | 60536 | 2019 | 533.811 | 517.495 | 507.127 | 515.448 | 491.02 | 434.528 | 402.551 | U.S. Energy Information Administration | 528.49 | 528.10 | 481.03 | 526.27 | 508.85 | NO-ESTIMATION | NO-ESTIMATION | NO-ESTIMATION | NO-ESTIMATION | CAPACITY-FACTOR-V1 | 36.51%
USA | United States of America | Marsh Hill Wind Farm |  | USA0058768 | 16.2 | 42.1639 | -77.5289 | Wind |  |  |  | 2014.0 | Invenergy Services LLC | U.S. Energy Information Administration | http://www.eia.gov/electricity/data/browser/ | U.S. Energy Information Administration | 68163 | 2019 |  | 10.154 | 56.254 | 54.969 | 39.905 | 45.405 | 50.358 | U.S. Energy Information Administration |  |  | 52.82 | 51.55 | 44.96 | HYDRO-V1 | HYDRO-V1 | HYDRO-V1 | HYDRO-V1 | HYDRO-V1 | 31.68%
USA | United States of America | Scituate Wind |  | USA0059724 | 1.5 | 42.1751 | -70.7285 | Wind |  |  |  | 2012.0 | Scituate Wind LLC | U.S. Energy Information Administration | http://www.eia.gov/electricity/data/browser/ | U.S. Energy Information Administration | 64910 | 2019 |  |  | 2.738 | 3.5060000000000002 | 3.73 | 2.816 | 3.21 | U.S. Energy Information Administration | 4.26 | 4.41 | 3.78 | 3.88 | 4.36 | NO-ESTIMATION | NO-ESTIMATION | NO-ESTIMATION | NO-ESTIMATION | CAPACITY-FACTOR-V1 | 33.18%
USA | United States of America | Upstream Wind Energy LLC |  | USA0061784 | 202.5 | 42.1843 | -97.9650 | Wind |  |  |  | 2019.0 | Invenergy Services LLC | U.S. Energy Information Administration | http://www.eia.gov/electricity/data/browser/ | U.S. Energy Information Administration |  | 2019 | [5 empty] | 87.706 | 745.803 | U.S. Energy Information Administration |  |  |  |  | 594.68 | NO-ESTIMATION | NO-ESTIMATION | NO-ESTIMATION | NO-ESTIMATION | CAPACITY-FACTOR-V1 | 33.52%
USA | United States of America | Story City Wind Project |  | USA0058927 | 1.5 | 42.2081 | -93.5994 | Wind |  |  |  | 2010.0 | Hamilton Wind Energy LLC | U.S. Energy Information Administration | http://www.eia.gov/electricity/data/browser/ | U.S. Energy Information Administration |  | 2019 | 5.892 | 5.5680000000000005 | 5.666 | 5.813 | 5.6770000000000005 | 5.0920000000000005 | 5.066 | U.S. Energy Information Administration | 5.33 | 4.98 | 4.78 | 5.09 | 4.87 | NO-ESTIMATION | NO-ESTIMATION | NO-ESTIMATION | NO-ESTIMATION | CAPACITY-FACTOR-V1 | 37.06%
USA | United States of America | Holiday Hill Community Wind |  | USA0062897 | 5 | 42.2125 | -72.8713 | Wind |  |  |  | 2020.0 | Greenbacker Renewable Energy Corporation | U.S. Energy Information Administration | http://www.eia.gov/electricity/data/browser/ | U.S. Energy Information Administration |  | 2019 | [6 empty] | 0.139 | U.S. Energy Information Administration |  |  |  |  | 14.68 | NO-ESTIMATION | NO-ESTIMATION | NO-ESTIMATION | NO-ESTIMATION | CAPACITY-FACTOR-V1 | 33.52%
USA | United States of America | Garden Wind LLC |  | USA0057469 | 150 | 42.2244 | -93.3736 | Wind |  |  |  | 2010.0 | Garden Wind LLC | U.S. Energy Information Administration | http://www.eia.gov/electricity/data/browser/ | U.S. Energy Information Administration |  | 2019 | 426.148 | 421.22700000000003 | 373.02 | 441.815 | 555.496 | 515.702 | 512.3 | U.S. Energy Information Administration | 534.81 | 564.76 | 453.57 | 486.12 | 523.79 | NO-ESTIMATION | NO-ESTIMATION | NO-ESTIMATION | NO-ESTIMATION | CAPACITY-FACTOR-V1 | 39.86%
USA | United States of America | Town of Otis Wind Energy Project |  | USA0061775 | 1.5 | 42.2258 | -73.0258 | Wind |  |  |  | 2018.0 | Town of Otis | U.S. Energy Information Administration | http://www.eia.gov/electricity/data/browser/ | U.S. Energy Information Administration |  | 2019 | [5 empty] | 0.003 | 2.81 | U.S. Energy Information Administration |  |  |  |  | 4.4 | HYDRO-V1 | HYDRO-V1 | HYDRO-V1 | HYDRO-V1 | HYDRO-V1 | 33.49%
USA | United States of America | Hull Wind II |  | USA0056800 | 1.8 | 42.2611 | -70.8564 | Wind |  |  |  | 2006.0 | Hull Municipal Light Plant | U.S. Energy Information Administration | http://www.eia.gov/electricity/data/browser/ | U.S. Energy Information Administration | 55703 | 2019 | 3.12939 | 4.417 | 4.707 | 4.2090000000000005 | 4.003 | 4.922 | 4.003 | U.S. Energy Information Administration | 3.92 | 3.86 | 4.29 | 4.24 | 4.18 | SOLAR-V1-NO-AGE | SOLAR-V1-NO-AGE | SOLAR-V1-NO-AGE | SOLAR-V1-NO-AGE | SOLAR-V1-NO-AGE | 26.51%
USA | United States of America | Sholes Wind Energy Center |  | USA0061889 | 160 | 42.3119 | -97.3647 | Wind |  |  |  | 2019.0 | Sholes Wind Energy Center LLC | U.S. Energy Information Administration | http://www.eia.gov/electricity/data/browser/ | U.S. Energy Information Administration |  | 2019 | [6 empty] | 115.378 | U.S. Energy Information Administration |  |  |  |  | 469.87 | SOLAR-V1-NO-AGE | SOLAR-V1-NO-AGE | SOLAR-V1-NO-AGE | SOLAR-V1-NO-AGE | SOLAR-V1-NO-AGE | 33.52%
USA | United States of America | Howard Wind Farm |  | USA0057867 | 59.5 | 42.3153 | -77.5383 | Wind |  |  |  | 2012.0689075630253 | RWE Renewables Americas LLC | U.S. Energy Information Administration | http://www.eia.gov/electricity/data/browser/ | U.S. Energy Information Administration | 50320 | 2019 | 133.81 | 133.174 | 128.561 | 133.297 | 133.463 | 124.985 | 129.123 | U.S. Energy Information Administration | 197.90 | 190.36 | 160.94 | 169.94 | 168.57 | NO-ESTIMATION | NO-ESTIMATION | NO-ESTIMATION | NO-ESTIMATION | NO-ESTIMATION | 32.34%
USA | United States of America | Ida Grove II |  | USA0062795 | 201 | 42.3269 | -95.4588 | Wind |  |  |  | 2020.0 | MidAmerican Energy Co | U.S. Energy Information Administration | http://www.eia.gov/electricity/data/browser/ | U.S. Energy Information Administration |  | 2019 | [6 empty] | 24.079 | U.S. Energy Information Administration |  |  |  |  | 590.28 | NO-ESTIMATION | NO-ESTIMATION | NO-ESTIMATION | NO-ESTIMATION | NO-ESTIMATION | 33.52%
USA | United States of America | Ivester Wind Farm |  | USA0061911 | 90.8 | 42.3333 | -92.9464 | Wind |  |  |  | 2018.9999999999998 | MidAmerican Energy Co | U.S. Energy Information Administration | http://www.eia.gov/electricity/data/browser/ | U.S. Energy Information Administration |  | 2019 | [5 empty] | 9.579 | 257.012 | U.S. Energy Information Administration |  |  |  |  | 266.65 | NO-ESTIMATION | NO-ESTIMATION | NO-ESTIMATION | NO-ESTIMATION | NO-ESTIMATION | 33.52%
USA | United States of America | Lundgren Wind Project |  | USA0058884 | 251 | 42.3347 | -94.1708 | Wind |  |  |  | 2014.0 | MidAmerican Energy Co | U.S. Energy Information Administration | http://www.eia.gov/electricity/data/browser/ | U.S. Energy Information Administration | 67234 | 2019 |  | 259.803 | 928.899 | 934.315 | 896.654 | 795.965 | 720.872 | U.S. Energy Information Administration |  |  | 982.48 | 944.15 | 893.42 | HYDRO-V1 | HYDRO-V1 | HYDRO-V1 | HYDRO-V1 | HYDRO-V1 | 40.63%
USA | United States of America | Ida Grove Wind |  | USA0060342 | 301.1 | 42.3557 | -95.4204 | Wind |  |  |  | 2016.7054134838922 | MidAmerican Energy Co | U.S. Energy Information Administration | http://www.eia.gov/electricity/data/browser/ | U.S. Energy Information Administration | 70275 | 2019 |  |  |  | 215.994 | 1194.675 | 1129.0720000000001 | 1043.794 | U.S. Energy Information Administration |  |  |  |  | 1054.44 | SOLAR-V1-NO-AGE | SOLAR-V1-NO-AGE | SOLAR-V1-NO-AGE | SOLAR-V1-NO-AGE | SOLAR-V1-NO-AGE | 39.98%
USA | United States of America | Rattlesnake Creek Wind Project |  | USA0059292 | 318.1 | 42.3740 | -96.8290 | Wind |  |  |  | 2019.0 | Rattlesnake Creek Wind Project LLC | U.S. Energy Information Administration | http://www.eia.gov/electricity/data/browser/ | U.S. Energy Information Administration |  | 2019 | [6 empty] | 1027.0014 | U.S. Energy Information Administration |  |  |  |  | 934.17 | SOLAR-V1-NO-AGE | SOLAR-V1-NO-AGE | SOLAR-V1-NO-AGE | SOLAR-V1-NO-AGE | SOLAR-V1-NO-AGE | 33.52%
USA | United States of America | Wellsburg Wind Project |  | USA0058886 | 140.8 | 42.3908 | -92.9667 | Wind |  |  |  | 2014.9999999999998 | MidAmerican Energy Co | U.S. Energy Information Administration | http://www.eia.gov/electricity/data/browser/ | U.S. Energy Information Administration | 64764 | 2019 |  | 32.07 | 510.817 | 503.778 | 490.333 | 431.123 | 403.277 | U.S. Energy Information Administration |  |  | 547.19 | 521.05 | 541.27 | SOLAR-V1-NO-AGE | SOLAR-V1-NO-AGE | SOLAR-V1-NO-AGE | SOLAR-V1-NO-AGE | SOLAR-V1-NO-AGE | 43.88%
USA | United States of America | Charlestown Wind Turbine |  | USA0058065 | 1.5 | 42.3914 | -71.0708 | Wind |  |  |  | 2011.0 | MWRA Charlestown | U.S. Energy Information Administration | http://www.eia.gov/electricity/data/browser/ | U.S. Energy Information Administration | 64911 | 2019 | 2.498 | 2.125 | 1.778 | 1.933 | 2.202 | 1.264 | 1.508 | U.S. Energy Information Administration | 4.01 | 3.55 | 3.06 | 3.28 | 3.4 | NO-ESTIMATION | NO-ESTIMATION | NO-ESTIMATION | NO-ESTIMATION | CAPACITY-FACTOR-V1 | 25.88%
USA | United States of America | Arkwright Summit Wind Farm LLC |  | USA0061673 | 79.8 | 42.4149 | -79.2427 | Wind |  |  |  | 2018.0 | Arkwright Summit Wind Farm LLC | U.S. Energy Information Administration | http://www.eia.gov/electricity/data/browser/ | U.S. Energy Information Administration |  | 2019 | [5 empty] | 86.252 | 256.397 | U.S. Energy Information Administration |  |  |  |  | 234.35 | HYDRO-V1 | HYDRO-V1 | HYDRO-V1 | HYDRO-V1 | HYDRO-V1 | 33.52%
USA | United States of America | Golden Valley Wind Park LLC |  | USA0056435 | 12 | 42.4368 | -113.9255 | Wind |  |  |  | 2011.0 | Idaho Wind Partners 1 LLC | U.S. Energy Information Administration | http://www.eia.gov/electricity/data/browser/ | U.S. Energy Information Administration | 61851 | 2019 | 31.830000000000002 | 33.975 | 28.758 | 31.284 | 28.09 | 32.707 | 30.219 | U.S. Energy Information Administration | 38.53 | 34.30 | 32.38 | 35.74 | 34.3 | NO-ESTIMATION | NO-ESTIMATION | NO-ESTIMATION | NO-ESTIMATION | NO-ESTIMATION | 32.63%
USA | United States of America | Ainsworth Wind |  | USA0056162 | 59.4 | 42.4489 | -99.8917 | Wind |  |  |  | 2005.0 | Nebraska Public Power District | U.S. Energy Information Administration | http://www.eia.gov/electricity/data/browser/ | U.S. Energy Information Administration | 52095 | 2019 | 185.115 | 194.809 | 192.618 | 176.314 | 162.168 | 166.50900000000001 | 127.261 | U.S. Energy Information Administration | 194.01 | 180.21 | 184.63 | 173.00 | 173.29 | HYDRO-V1 | HYDRO-V1 | HYDRO-V1 | HYDRO-V1 | HYDRO-V1 | 33.3%
USA | United States of America | Cohocton Wind Project |  | USA0056634 | 87.5 | 42.4500 | -77.5200 | Wind |  |  |  | 2009.0 | First Wind O&M LLC | U.S. Energy Information Administration | http://www.eia.gov/electricity/data/browser/ | U.S. Energy Information Administration |  | 2019 | 169.541 | 181.942 | 184.354 | 182.377 | 187.133 | 171.356 | 135.139 | U.S. Energy Information Administration | 249.46 | 246.52 | 217.77 | 237.84 | 234.73 | HYDRO-V1 | HYDRO-V1 | HYDRO-V1 | HYDRO-V1 | HYDRO-V1 | 30.62%
USA | United States of America | EcoGrove Wind LLC |  | USA0056805 | 100.5 | 42.4515 | -89.8784 | Wind |  |  |  | 2009.0 | Acciona Wind Energy USA LLC | U.S. Energy Information Administration | http://www.eia.gov/electricity/data/browser/ | U.S. Energy Information Administration | 56626 | 2019 | 253.969 | 273.21500000000003 | 275.503 | 250.936 | 263.95 | 235.418 | 242.289 | U.S. Energy Information Administration | 300.72 | 296.10 | 295.82 | 295.02 | 284.38 | NO-ESTIMATION | NO-ESTIMATION | NO-ESTIMATION | NO-ESTIMATION | CAPACITY-FACTOR-V1 | 32.3%
USA | United States of America | Milner Dam Wind Park LLC |  | USA0056437 | 19.5 | 42.4606 | -114.0173 | Wind |  |  |  | 2011.0 | Idaho Wind Partners 1 LLC | U.S. Energy Information Administration | http://www.eia.gov/electricity/data/browser/ | U.S. Energy Information Administration | 61854 | 2019 | 56.038000000000004 | 59.015 | 47.104 | 52.557 | 46.049 | 56.611000000000004 | 45.845 | U.S. Energy Information Administration | 64.30 | 55.74 | 52.19 | 58.08 | 57.37 | NO-ESTIMATION | NO-ESTIMATION | NO-ESTIMATION | NO-ESTIMATION | CAPACITY-FACTOR-V1 | 33.59%
USA | United States of America | Princeton Wind Farm |  | USA0007501 | 3 | 42.4789 | -71.9000 | Wind |  |  |  | 2010.0 | Town of Princeton - (MA) | U.S. Energy Information Administration | http://www.eia.gov/electricity/data/browser/ | U.S. Energy Information Administration |  | 2019 | 4.038 | 4.37 | 4.9030000000000005 | 3.9 | 5.088 | 3.919 | 3.681 | U.S. Energy Information Administration | 10.12 | 10.64 | 10.26 | 7.65 | 7.5 | NO-ESTIMATION | NO-ESTIMATION | NO-ESTIMATION | NO-ESTIMATION | CAPACITY-FACTOR-V1 | 28.54%
USA | United States of America | Burley Butte Windpark |  | USA0056434 | 21.3 | 42.4903 | -113.9266 | Wind |  |  |  | 2011.0 | Idaho Wind Partners 1 LLC | U.S. Energy Information Administration | http://www.eia.gov/electricity/data/browser/ | U.S. Energy Information Administration | 61852 | 2019 | 57.909 | 61.263 | 51.242000000000004 | 56.379 | 48.173 | 61.297000000000004 | 56.106 | U.S. Energy Information Administration | 69.30 | 61.99 | 57.47 | 64.55 | 61.23 | HYDRO-V1 | HYDRO-V1 | HYDRO-V1 | HYDRO-V1 | HYDRO-V1 | 32.82%
USA | United States of America | Leonardo Wind 1 LLC |  | USA0059228 | 3 | 42.4981 | -93.3678 | Wind |  |  |  | 2017.0 | Leonardo Wind 1 LLC | U.S. Energy Information Administration | http://www.eia.gov/electricity/data/browser/ | U.S. Energy Information Administration |  | 2019 |  |  |  | 0.0 | 2.477 | 6.565 | 10.592 | U.S. Energy Information Administration |  |  |  |  | 8.81 | HYDRO-V1 | HYDRO-V1 | HYDRO-V1 | HYDRO-V1 | HYDRO-V1 | 33.52%
USA | United States of America | Noble Bliss Windpark LLC |  | USA0056620 | 100.5 | 42.5367 | -78.3047 | Wind |  |  |  | 2008.0 | Noble Wind Operations LLC | U.S. Energy Information Administration | http://www.eia.gov/electricity/data/browser/ | U.S. Energy Information Administration | 56707 | 2019 | 203.537 | 206.554 | 205.31300000000002 | 204.398 | 210.434 | 192.71 | 206.373 | U.S. Energy Information Administration | 282.49 | 271.65 | 272.66 | 272.69 | 274.21 | HYDRO-V1 | HYDRO-V1 | HYDRO-V1 | HYDRO-V1 | HYDRO-V1 | 31.15%
USA | United States of America | Jiminy Peak Wind QF |  | USA0062570 | 1.5 | 42.5437 | -73.2926 | Wind |  |  |  | 2007.0 | Jiminy Peak Mountain Resort LLC | U.S. Energy Information Administration | http://www.eia.gov/electricity/data/browser/ | U.S. Energy Information Administration |  | 2019 | [6 empty] | 0.001 | U.S. Energy Information Administration | 4.32 | 5.08 | 5.15 | 5.26 | 4.55 | SOLAR-V1-NO-AGE | SOLAR-V1-NO-AGE | SOLAR-V1-NO-AGE | SOLAR-V1-NO-AGE | SOLAR-V1-NO-AGE | 34.63%
USA | United States of America | Dutch Hill Wind Project |  | USA0056633 | 37.5 | 42.5456 | -77.4967 | Wind |  |  |  | 2009.0 | First Wind O&M LLC | U.S. Energy Information Administration | http://www.eia.gov/electricity/data/browser/ | U.S. Energy Information Administration |  | 2019 | 71.379 | 78.4 | 75.629 | 73.098 | 78.605 | 73.426 | 63.638 | U.S. Energy Information Administration | 110.10 | 109.44 | 99.09 | 104.90 | 103.92 | SOLAR-V1-NO-AGE | SOLAR-V1-NO-AGE | SOLAR-V1-NO-AGE | SOLAR-V1-NO-AGE | SOLAR-V1-NO-AGE | 31.63%
USA | United States of America | Intrepid |  | USA0056251 | 175.5 | 42.5539 | -95.3283 | Wind |  |  |  | 2005.08547008547 | MidAmerican Energy Co | U.S. Energy Information Administration | http://www.eia.gov/electricity/data/browser/ | U.S. Energy Information Administration | 50889 | 2019 | 546.999 | 537.302 | 403.619 | 419.389 | 353.999 | 488.23900000000003 | 488.16 | U.S. Energy Information Administration | 553.12 | 606.53 | 500.11 | 502.44 | 437.43 | HYDRO-V1 | HYDRO-V1 | HYDRO-V1 | HYDRO-V1 | HYDRO-V1 | 28.45%
USA | United States of America | Century |  | USA0056252 | 201.2 | 42.5644 | -93.6369 | Wind |  |  |  | 2005.7634194831014 | MidAmerican Energy Co | U.S. Energy Information Administration | http://www.eia.gov/electricity/data/browser/ | U.S. Energy Information Administration | 53859 | 2019 | 565.559 | 589.0840000000001 | 510.23400000000004 | 436.707 | 408.278 | 529.756 | 536.289 | U.S. Energy Information Administration | 656.59 | 666.48 | 591.72 | 546.37 | 630.85 | HYDRO-V1 | HYDRO-V1 | HYDRO-V1 | HYDRO-V1 | HYDRO-V1 | 35.79%
USA | United States of America | Pocahontas Prairie Wind Farm |  | USA0057976 | 80 | 42.5681 | -94.6581 | Wind |  |  |  | 2012.0 | Siemens Gamesa Renewable Energy Inc. | U.S. Energy Information Administration | http://www.eia.gov/electricity/data/browser/ | U.S. Energy Information Administration | 64673 | 2019 | 219.522 | 248.20600000000002 | 264.801 | 271.002 | 257.148 | 225.362 | 234.072 | U.S. Energy Information Administration | 322.15 | 325.84 | 283.14 | 273.00 | 257.01 | HYDRO-V1 | HYDRO-V1 | HYDRO-V1 | HYDRO-V1 | HYDRO-V1 | 36.67%
USA | United States of America | Dept of Corrections NCCI Wind |  | USA0058992 | 3.4 | 42.5722 | -71.9447 | Wind |  |  |  | 2013.0 | Dept of Corrections NCCI Wind | U.S. Energy Information Administration | http://www.eia.gov/electricity/data/browser/ | U.S. Energy Information Administration |  | 2019 | 3.688 | 6.58 | 7.26 | 2.208 | 2.927 | 7.377 | 7.252 | U.S. Energy Information Administration |  | 11.05 | 11.02 | 7.99 | 8.52 | HYDRO-V1 | HYDRO-V1 | HYDRO-V1 | HYDRO-V1 | HYDRO-V1 | 28.61%
USA | United States of America | Seneca Nation Cattaraugus Wind Turbine |  | USA0061734 | 1.5 | 42.5809 | -79.1027 | Wind |  |  |  | 2017.0 | Seneca Nation | U.S. Energy Information Administration | http://www.eia.gov/electricity/data/browser/ | U.S. Energy Information Administration |  | 2019 |  |  |  |  | 3.9095100000000005 | 3.092 | 2.85 | U.S. Energy Information Administration |  |  |  |  | 4.4 | NO-ESTIMATION | NO-ESTIMATION | NO-ESTIMATION | NO-ESTIMATION | CAPACITY-FACTOR-V1 | 33.49%
USA | United States of America | Elk Wind Farm |  | USA0057417 | 40.8 | 42.5839 | -91.3708 | Wind |  |  |  | 2012.0 | RPMA Operations LLC | U.S. Energy Information Administration | http://www.eia.gov/electricity/data/browser/ | U.S. Energy Information Administration | 62893 | 2019 | 145.707 | 145.887 | 148.507 | 142.166 | 143.888 | 129.66 | 128.224 | U.S. Energy Information Administration | 146.37 | 159.88 | 143.70 | 128.19 | 132.26 | HYDRO-V1 | HYDRO-V1 | HYDRO-V1 | HYDRO-V1 | HYDRO-V1 | 37.01%
USA | United States of America | Berkshire Wind Power Project |  | USA0057721 | 19.6 | 42.5867 | -73.2750 | Wind |  |  |  | 2012.8775510204077 | Massachusetts Mun Wholes Electric Co | U.S. Energy Information Administration | http://www.eia.gov/electricity/data/browser/ | U.S. Energy Information Administration | 53725 | 2019 | 51.7 | 51.207 | 48.918870000000005 | 47.01708 | 48.94758 | 44.870760000000004 | 37.859 | U.S. Energy Information Administration | 42.37 | 46.81 | 53.02 | 51.52 | 50.81 | HYDRO-V1 | HYDRO-V1 | HYDRO-V1 | HYDRO-V1 | HYDRO-V1 | 29.59%
USA | United States of America | Mt Wachusett Community College |  | USA0058025 | 3.4 | 42.5886 | -71.9842 | Wind |  |  |  | 2011.0 | Mt Wachusett Community College | U.S. Energy Information Administration | http://www.eia.gov/electricity/data/browser/ | U.S. Energy Information Administration | 60619 | 2019 | 5.466 | 5.359 | 5.471 | 5.033 | 5.61385 | 4.5886499999999995 | 5.2975 | U.S. Energy Information Administration | 10.70 | 7.48 | 11.94 | 8.64 | 8.3 | NO-ESTIMATION | NO-ESTIMATION | NO-ESTIMATION | NO-ESTIMATION | CAPACITY-FACTOR-V1 | 27.87%
USA | United States of America | Equity Industrial Turbines |  | USA0060865 | 4 | 42.6256 | -70.6565 | Wind |  |  |  | 2013.0 | Equity Industrial Turbines | U.S. Energy Information Administration | http://www.eia.gov/electricity/data/browser/ | U.S. Energy Information Administration |  | 2019 |  |  |  | 8.548 | 7.732 | 6.632000000000001 | 9.012 | U.S. Energy Information Administration |  | 10.88 | 10.71 | 9.49 | 11.21 | NO-ESTIMATION | NO-ESTIMATION | NO-ESTIMATION | NO-ESTIMATION | CAPACITY-FACTOR-V1 | 31.99%
USA | United States of America | Whispering Willow Wind Farm - East |  | USA0056355 | 199.7 | 42.6305 | -93.2064 | Wind |  |  |  | 2010.0000000000002 | Interstate Power and Light Co | U.S. Energy Information Administration | http://www.eia.gov/electricity/data/browser/ | U.S. Energy Information Administration | 57872 | 2019 | 639.069 | 621.597 | 653.1030000000001 | 630.455 | 626.369 | 582.943 | 566.024 | U.S. Energy Information Administration | 719.37 | 699.51 | 640.90 | 640.89 | 606.01 | HYDRO-V1 | HYDRO-V1 | HYDRO-V1 | HYDRO-V1 | HYDRO-V1 | 34.64%
USA | United States of America | Noble Wethersfield Windpark LLC |  | USA0056902 | 126 | 42.6697 | -78.2278 | Wind |  |  |  | 2009.0 | Noble Wind Operations LLC | U.S. Energy Information Administration | http://www.eia.gov/electricity/data/browser/ | U.S. Energy Information Administration | 45904 | 2019 | 263.29 | 267.81 | 264.159 | 264.773 | 272.083 | 257.253 | 266.649 | U.S. Energy Information Administration | 334.06 | 331.37 | 339.47 | 324.20 | 319.76 | HYDRO-V1 | HYDRO-V1 | HYDRO-V1 | HYDRO-V1 | HYDRO-V1 | 28.97%
USA | United States of America | Quilt Block Wind Farm LLC |  | USA0057116 | 98 | 42.6733 | -90.2653 | Wind |  |  |  | 2017.0 | Quilt Block Wind Farm LLC | U.S. Energy Information Administration | http://www.eia.gov/electricity/data/browser/ | U.S. Energy Information Administration |  | 2019 |  |  |  |  | 112.99600000000001 | 351.835 | 370.486 | U.S. Energy Information Administration |  |  |  |  | 287.79 | SOLAR-V1-NO-AGE | SOLAR-V1-NO-AGE | SOLAR-V1-NO-AGE | SOLAR-V1-NO-AGE | SOLAR-V1-NO-AGE | 33.52%
USA | United States of America | Rockland Wind Farm |  | USA0057766 | 79.2 | 42.6747 | -112.9019 | Wind |  |  |  | 2011.9999999999998 | Ridgeline Energy LLC | U.S. Energy Information Administration | http://www.eia.gov/electricity/data/browser/ | U.S. Energy Information Administration | 62358 | 2019 | 226.598 | 263.173 | 218.534 | 255.014 | 231.835 | 346.182 | 247.583 | U.S. Energy Information Administration | 256.10 | 245.14 | 229.25 | 232.43 | 218.1 | HYDRO-V1 | HYDRO-V1 | HYDRO-V1 | HYDRO-V1 | HYDRO-V1 | 31.44%
USA | United States of America | Wethersfield Wind Farm |  | USA0055368 | 6.6 | 42.6788 | -78.2438 | Wind |  |  |  | 2000.0 | CHI Energy Inc | U.S. Energy Information Administration | http://www.eia.gov/electricity/data/browser/ | U.S. Energy Information Administration | 45904 | 2019 | 9.479000000000001 | 9.409 | 13.442 | 12.528 | 7.729 | 4.524 | 3.001 | U.S. Energy Information Administration | 14.22 | 11.73 | 13.14 | 12.26 | 10.74 | HYDRO-V1 | HYDRO-V1 | HYDRO-V1 | HYDRO-V1 | HYDRO-V1 | 18.58%
USA | United States of America | Salmon Falls Wind Park |  | USA0056441 | 21 | 42.6819 | -114.9892 | Wind |  |  |  | 2011.0 | Idaho Wind Partners 1 LLC | U.S. Energy Information Administration | http://www.eia.gov/electricity/data/browser/ | U.S. Energy Information Administration | 61856 | 2019 | 62.870000000000005 | 65.089 | 53.27 | 62.402 | 54.469 | 65.012 | 60.455 | U.S. Energy Information Administration | 70.38 | 62.25 | 54.88 | 63.25 | 61.61 | NO-ESTIMATION | NO-ESTIMATION | NO-ESTIMATION | NO-ESTIMATION | CAPACITY-FACTOR-V1 | 33.49%
USA | United States of America | Storm Lake 1 |  | USA0054793 | 113.9 | 42.6878 | -95.4050 | Wind |  |  |  | 1999.0 | Allete Clean Energy | U.S. Energy Information Administration | http://www.eia.gov/electricity/data/browser/ | U.S. Energy Information Administration |  | 2019 | 216.668 | 196.897 | 203.276 | 222.302 | 214.578 | 192.916 | 189.892 | U.S. Energy Information Administration | 302.92 | 298.00 | 308.03 | 233.30 | 210.23 | HYDRO-V1 | HYDRO-V1 | HYDRO-V1 | HYDRO-V1 | HYDRO-V1 | 21.07%
USA | United States of America | Crofton Bluffs Wind LLC |  | USA0057278 | 40 | 42.6983 | -97.5800 | Wind |  |  |  | 2012.0 | NRG Energy Gas & Wind Holdings Inc | U.S. Energy Information Administration | http://www.eia.gov/electricity/data/browser/ | U.S. Energy Information Administration | 58319 | 2019 | 168.717 | 177.965 | 172.882 | 177.227 | 162.148 | 158.696 | 157.326 | U.S. Energy Information Administration | 165.87 | 167.15 | 158.81 | 139.14 | 130.63 | HYDRO-V1 | HYDRO-V1 | HYDRO-V1 | HYDRO-V1 | HYDRO-V1 | 37.28%
USA | United States of America | Power County Wind Park South |  | USA0057760 | 22.5 | 42.7033 | -112.7578 | Wind |  |  |  | 2012.0 | Power County Wind Park South LLC | U.S. Energy Information Administration | http://www.eia.gov/electricity/data/browser/ | U.S. Energy Information Administration | 54491 | 2019 | 57.482 | 65.995 | 50.427 | 54.521 | 58.372 | 57.341 | 57.102 | U.S. Energy Information Administration | 74.91 | 71.29 | 64.77 | 66.55 | 68.18 | HYDRO-V1 | HYDRO-V1 | HYDRO-V1 | HYDRO-V1 | HYDRO-V1 | 34.59%
USA | United States of America | Ipswich Wind Turbine |  | USA0057855 | 1.6 | 42.7164 | -70.8419 | Wind |  |  |  | 2011.0000000000002 | Town of Ipswich - (MA) | U.S. Energy Information Administration | http://www.eia.gov/electricity/data/browser/ | U.S. Energy Information Administration |  | 2019 | 3.477 | 2.261 | 3.604 | 3.97 | 3.989 | 3.978 | 3.901 | U.S. Energy Information Administration | 4.15 | 3.62 | 3.21 | 3.66 | 3.63 | NO-ESTIMATION | NO-ESTIMATION | NO-ESTIMATION | NO-ESTIMATION | CAPACITY-FACTOR-V1 | 25.9%
USA | United States of America | Ipswich Wind Independence |  | USA0059023 | 2 | 42.7172 | -70.8464 | Wind |  |  |  | 2013.0 | Ipswich Wind Independence | U.S. Energy Information Administration | http://www.eia.gov/electricity/data/browser/ | U.S. Energy Information Administration |  | 2019 | 4.105 | 4.5 | 4.472 | 3.841 | 2.456 | 2.818 | 0 | U.S. Energy Information Administration |  | 5.15 | 5.03 | 4.37 | 4.15 | NO-ESTIMATION | NO-ESTIMATION | NO-ESTIMATION | NO-ESTIMATION | CAPACITY-FACTOR-V1 | 23.69%
USA | United States of America | Pioneer Wind Park LLC |  | USA0060259 | 80 | 42.7282 | -105.8668 | Wind |  |  |  | 2016.0 | Sustainable Power Group LLC | U.S. Energy Information Administration | http://www.eia.gov/electricity/data/browser/ | U.S. Energy Information Administration | 69542 | 2019 |  |  |  | 74.999 | 269.177 | 252.68200000000002 | 282.137 | U.S. Energy Information Administration |  |  |  |  | 346.91 | HYDRO-V1 | HYDRO-V1 | HYDRO-V1 | HYDRO-V1 | HYDRO-V1 | 49.5%
USA | United States of America | New England Wind LLC |  | USA0057380 | 28.5 | 42.7297 | -73.0236 | Wind |  |  |  | 2013.0 | Avangrid Renewables LLC | U.S. Energy Information Administration | http://www.eia.gov/electricity/data/browser/ | U.S. Energy Information Administration |  | 2019 | 99.905 | 95.197 | 90.308 | 84.557 | 89.361 | 77.32600000000001 | 78.974 | U.S. Energy Information Administration |  | 97.42 | 101.49 | 91.15 | 92.71 | HYDRO-V1 | HYDRO-V1 | HYDRO-V1 | HYDRO-V1 | HYDRO-V1 | 37.13%
USA | United States of America | Waverly Community Wind Project |  | USA0057214 | 2.7 | 42.7317 | -92.4711 | Wind |  |  |  | 2007.6666666666665 | Waverly Municipal Elec Utility | U.S. Energy Information Administration | http://www.eia.gov/electricity/data/browser/ | U.S. Energy Information Administration |  | 2019 | 6.194 | 7.218 | 6.8340000000000005 | 6.47 | 4.496 | 6.08 | 5.495 | U.S. Energy Information Administration | 8.36 | 7.48 | 7.91 | 7.22 | 8.46 | HYDRO-V1 | HYDRO-V1 | HYDRO-V1 | HYDRO-V1 | HYDRO-V1 | 35.77%
USA | United States of America | Power County Wind Park North |  | USA0057761 | 22.5 | 42.7389 | -112.7486 | Wind |  |  |  | 2012.0 | Power County Wind Park North LLC | U.S. Energy Information Administration | http://www.eia.gov/electricity/data/browser/ | U.S. Energy Information Administration | 54491 | 2019 | 63.972 | 72.527 | 57.406 | 63.878 | 64.849 | 65.358 | 65.015 | U.S. Energy Information Administration | 74.91 | 72.65 | 64.77 | 66.55 | 68.18 | HYDRO-V1 | HYDRO-V1 | HYDRO-V1 | HYDRO-V1 | HYDRO-V1 | 34.59%
USA | United States of America | Stony Creek Wind Farm NY |  | USA0058088 | 94.4 | 42.7676 | -78.4158 | Wind |  |  |  | 2013.0 | Invenergy Services LLC | U.S. Energy Information Administration | http://www.eia.gov/electricity/data/browser/ | U.S. Energy Information Administration | 59623 | 2019 | 10.631 | 272.979 | 286.907 | 265.035 | 241.969 | 289.187 | 274.641 | U.S. Energy Information Administration |  | 314.87 | 302.26 | 274.40 | 261.71 | HYDRO-V1 | HYDRO-V1 | HYDRO-V1 | HYDRO-V1 | HYDRO-V1 | 31.65%
USA | United States of America | Yahoo Creek |  | USA0057126 | 21 | 42.7708 | -114.9886 | Wind |  |  |  | 2011.0 | Idaho Wind Partners 1 LLC | U.S. Energy Information Administration | http://www.eia.gov/electricity/data/browser/ | U.S. Energy Information Administration | 65978 | 2019 | 61.764 | 65.032 | 52.415 | 66.803 | 60.078 | 63.278 | 62.906 | U.S. Energy Information Administration | 62.99 | 61.50 | 58.49 | 66.41 | 57.93 | NO-ESTIMATION | NO-ESTIMATION | NO-ESTIMATION | NO-ESTIMATION | CAPACITY-FACTOR-V1 | 31.49%
USA | United States of America | Pilgrim Stage Wind Park |  | USA0056440 | 10.5 | 42.7975 | -114.9986 | Wind |  |  |  | 2011.0 | Idaho Wind Partners 1 LLC | U.S. Energy Information Administration | http://www.eia.gov/electricity/data/browser/ | U.S. Energy Information Administration | 54326 | 2019 | 32.318 | 35.321 | 28.014 | 31.054000000000002 | 29.858 | 33.492 | 31.676 | U.S. Energy Information Administration | 31.25 | 29.96 | 29.60 | 32.13 | 30.43 | NO-ESTIMATION | NO-ESTIMATION | NO-ESTIMATION | NO-ESTIMATION | CAPACITY-FACTOR-V1 | 33.08%
USA | United States of America | Steel Winds II |  | USA0057078 | 15 | 42.8072 | -78.8617 | Wind |  |  |  | 2012.0 | First Wind O&M LLC | U.S. Energy Information Administration | http://www.eia.gov/electricity/data/browser/ | U.S. Energy Information Administration | 56045 | 2019 | 42.237 | 39.527 | 37.981 | 38.311 | 34.876 | 28.205000000000002 | 26.365 | U.S. Energy Information Administration | 51.77 | 49.91 | 43.36 | 44.42 | 43.89 | NO-ESTIMATION | NO-ESTIMATION | NO-ESTIMATION | NO-ESTIMATION | CAPACITY-FACTOR-V1 | 33.4%
USA | United States of America | Camp Reed |  | USA0057125 | 22.5 | 42.8119 | -115.0489 | Wind |  |  |  | 2011.0 | Idaho Wind Partners 1 LLC | U.S. Energy Information Administration | http://www.eia.gov/electricity/data/browser/ | U.S. Energy Information Administration | 65975 | 2019 | 63.157000000000004 | 66.813 | 52.909 | 69.005 | 61.237 | 66.824 | 65.322 | U.S. Energy Information Administration | 67.49 | 66.49 | 62.67 | 71.15 | 66.09 | NO-ESTIMATION | NO-ESTIMATION | NO-ESTIMATION | NO-ESTIMATION | CAPACITY-FACTOR-V1 | 33.53%
USA | United States of America | Steel Winds Wind Farm |  | USA0056575 | 20 | 42.8167 | -78.8675 | Wind |  |  |  | 2007.0 | First Wind O&M LLC | U.S. Energy Information Administration | http://www.eia.gov/electricity/data/browser/ | U.S. Energy Information Administration | 56045 | 2019 | 52.398 | 46.824 | 50.585 | 58.717 | 54.184000000000005 | 46.426 | 26.365 | U.S. Energy Information Administration | 58.62 | 56.07 | 53.51 | 59.94 | 54.87 | NO-ESTIMATION | NO-ESTIMATION | NO-ESTIMATION | NO-ESTIMATION | CAPACITY-FACTOR-V1 | 31.32%
USA | United States of America | Payne's Ferry |  | USA0057124 | 21 | 42.8253 | -115.0108 | Wind |  |  |  | 2011.0 | Idaho Wind Partners 1 LLC | U.S. Energy Information Administration | http://www.eia.gov/electricity/data/browser/ | U.S. Energy Information Administration | 65977 | 2019 | 61.14 | 63.921 | 51.717 | 66.766 | 56.915 | 62.994 | 61.653 | U.S. Energy Information Administration | 62.99 | 64.26 | 58.49 | 66.41 | 61.69 | SOLAR-V1-NO-AGE | SOLAR-V1-NO-AGE | SOLAR-V1-NO-AGE | SOLAR-V1-NO-AGE | SOLAR-V1-NO-AGE | 33.53%
USA | United States of America | Springview |  | USA0007771 | 3 | 42.8258 | -99.7775 | Wind |  |  |  | 2011.0 | Bluestem LLC | U.S. Energy Information Administration | http://www.eia.gov/electricity/data/browser/ | U.S. Energy Information Administration | 64344 | 2019 |  | 10.47222 | 9.445 | 10.692 | 12.35 | 9.306000000000001 | 7.568 | U.S. Energy Information Administration | 12.46 | 11.05 | 8.04 | 9.04 | 9.46 | SOLAR-V1-NO-AGE | SOLAR-V1-NO-AGE | SOLAR-V1-NO-AGE | SOLAR-V1-NO-AGE | SOLAR-V1-NO-AGE | 36%
USA | United States of America | Tuana Gulch Wind Park |  | USA0056443 | 10.5 | 42.8369 | -114.9693 | Wind |  |  |  | 2011.0 | Idaho Wind Partners 1 LLC | U.S. Energy Information Administration | http://www.eia.gov/electricity/data/browser/ | U.S. Energy Information Administration | 54328 | 2019 | 28.195 | 30.056 | 23.773 | 30.264 | 26.633 | 29.883 | 28.916 | U.S. Energy Information Administration | 31.25 | 31.07 | 29.36 | 31.22 | 30.65 | SOLAR-V1-NO-AGE | SOLAR-V1-NO-AGE | SOLAR-V1-NO-AGE | SOLAR-V1-NO-AGE | SOLAR-V1-NO-AGE | 33.32%
USA | United States of America | Oregon Trail Wind Park |  | USA0056439 | 13.5 | 42.8406 | -114.9897 | Wind |  |  |  | 2011.0 | Idaho Wind Partners 1 LLC | U.S. Energy Information Administration | http://www.eia.gov/electricity/data/browser/ | U.S. Energy Information Administration | 54327 | 2019 | 35.646 | 38.403 | 30.428 | 38.58 | 34.625 | 37.867 | 36.487 | U.S. Energy Information Administration | 40.49 | 40.26 | 37.30 | 40.46 | 39.73 | NO-ESTIMATION | NO-ESTIMATION | NO-ESTIMATION | NO-ESTIMATION | NO-ESTIMATION | 33.6%
USA | United States of America | Storm Lake II |  | USA0055287 | 80.2 | 42.8417 | -95.4050 | Wind |  |  |  | 1999.0000000000002 | Allete Clean Energy | U.S. Energy Information Administration | http://www.eia.gov/electricity/data/browser/ | U.S. Energy Information Administration |  | 2019 | 192.947 | 192.596 | 185.88400000000001 | 154.29 | 152.092 | 134.257 | 136.692 | U.S. Energy Information Administration | 211.59 | 213.72 | 212.96 | 166.79 | 151.94 | SOLAR-V1-NO-AGE | SOLAR-V1-NO-AGE | SOLAR-V1-NO-AGE | SOLAR-V1-NO-AGE | SOLAR-V1-NO-AGE | 21.63%
USA | United States of America | Cassia Wind |  | USA0056934 | 10.5 | 42.8444 | -115.0369 | Wind |  |  |  | 2009.0 | Cassia Wind Farm LLC | U.S. Energy Information Administration | http://www.eia.gov/electricity/data/browser/ | U.S. Energy Information Administration | 62633 | 2019 | 24.827 | 26.647000000000002 | 20.562 | 24.506 | 22.11 | 24.869 | 18.646 | U.S. Energy Information Administration | 28.94 | 31.89 | 29.13 | 29.44 | 29.76 | SOLAR-V1-NO-AGE | SOLAR-V1-NO-AGE | SOLAR-V1-NO-AGE | SOLAR-V1-NO-AGE | SOLAR-V1-NO-AGE | 32.35%
USA | United States of America | Fossil Gulch |  | USA0056308 | 10.5 | 42.8581 | -114.9494 | Wind |  |  |  | 2005.0 | Greenbacker Renewable Energy Corporation | U.S. Energy Information Administration | http://www.eia.gov/electricity/data/browser/ | U.S. Energy Information Administration | 53562 | 2019 | 22.31 | 24.775000000000002 | 21.789 | 25.76 | 25.765 | 26.234 | 24.534 | U.S. Energy Information Administration | 28.61 | 31.40 | 29.33 | 27.97 | 27.59 | SOLAR-V1-NO-AGE | SOLAR-V1-NO-AGE | SOLAR-V1-NO-AGE | SOLAR-V1-NO-AGE | SOLAR-V1-NO-AGE | 30%
USA | United States of America | Valentine Wind LLC |  | USA0059736 | 1.9 | 42.8591 | -100.5924 | Wind |  |  |  | 2014.0 | Valentine Wind LLC | U.S. Energy Information Administration | http://www.eia.gov/electricity/data/browser/ | U.S. Energy Information Administration |  | 2019 |  | 2.089 | 6.206 | 7.023000000000001 | 5.898 | 6.247 | 5.807 | U.S. Energy Information Administration |  |  | 7.49 | 6.78 | 7.67 | NO-ESTIMATION | NO-ESTIMATION | NO-ESTIMATION | NO-ESTIMATION | NO-ESTIMATION | 46.08%
USA | United States of America | Glaciers Edge Wind Project |  | USA0062035 | 211.7 | 42.8620 | -95.7720 | Wind |  |  |  | 2020.0 | EDF Renewable Asset Holdings Inc. | U.S. Energy Information Administration | http://www.eia.gov/electricity/data/browser/ | U.S. Energy Information Administration |  | 2019 | [6 empty] | 57.238 | U.S. Energy Information Administration |  |  |  |  | 621.7 | NO-ESTIMATION | NO-ESTIMATION | NO-ESTIMATION | NO-ESTIMATION | NO-ESTIMATION | 33.52%
USA | United States of America | Searsburg Wind Turbine |  | USA0007381 | 6 | 42.8625 | -72.9628 | Wind |  |  |  | 1997.0 | Green Mountain Power Corp | U.S. Energy Information Administration | http://www.eia.gov/electricity/data/browser/ | U.S. Energy Information Administration | 21412 | 2019 | 12.196 | 10.936 | 12.22 | 12.586 | 11.177 | 12.290000000000001 | 12.151 | U.S. Energy Information Administration | 12.89 | 10.93 | 11.75 | 11.56 | 11.51 | NO-ESTIMATION | NO-ESTIMATION | NO-ESTIMATION | NO-ESTIMATION | NO-ESTIMATION | 21.9%
USA | United States of America | Thousand Springs Wind Park |  | USA0056442 | 12 | 42.8703 | -114.9678 | Wind |  |  |  | 2011.0 | Idaho Wind Partners 1 LLC | U.S. Energy Information Administration | http://www.eia.gov/electricity/data/browser/ | U.S. Energy Information Administration | 54325 | 2019 | 31.491 | 32.787 | 26.491 | 34.029 | 30.416 | 32.515 | 30.706 | U.S. Energy Information Administration | 38.14 | 35.78 | 33.16 | 35.40 | 35.31 | NO-ESTIMATION | NO-ESTIMATION | NO-ESTIMATION | NO-ESTIMATION | NO-ESTIMATION | 33.59%
USA | United States of America | Cassia Gulch |  | USA0056935 | 18.9 | 42.8744 | -115.0172 | Wind |  |  |  | 2009.0 | Cassia Gulch Wind Park LLC | U.S. Energy Information Administration | http://www.eia.gov/electricity/data/browser/ | U.S. Energy Information Administration |  | 2019 | 43.378 | 45.077 | 35.488 | 43.19 | 38.814 | 43.082 | 40.035 | U.S. Energy Information Administration | 55.91 | 57.85 | 51.81 | 52.89 | 54 | NO-ESTIMATION | NO-ESTIMATION | NO-ESTIMATION | NO-ESTIMATION | NO-ESTIMATION | 32.62%
USA | United States of America | Deerfield Wind LLC |  | USA0061039 | 30 | 42.8772 | -72.9937 | Wind |  |  |  | 2018.0 | Avangrid Renewables LLC | U.S. Energy Information Administration | http://www.eia.gov/electricity/data/browser/ | U.S. Energy Information Administration |  | 2019 |  |  |  |  | 5.577 | 89.116 | 103.027 | U.S. Energy Information Administration |  |  |  |  | 88.1 | SOLAR-V1-NO-AGE | SOLAR-V1-NO-AGE | SOLAR-V1-NO-AGE | SOLAR-V1-NO-AGE | SOLAR-V1-NO-AGE | 33.52%
USA | United States of America | High Mesa |  | USA0058019 | 40 | 42.8800 | -115.0367 | Wind |  |  |  | 2013.0 | High Mesa Energy LLC | U.S. Energy Information Administration | http://www.eia.gov/electricity/data/browser/ | U.S. Energy Information Administration | 67488 | 2019 | 89.19800000000001 | 97.746 | 80.914 | 99.294 | 86.357 | 96.497 | 92.795 | U.S. Energy Information Administration |  | 129.67 | 124.10 | 112.65 | 112.85 | SOLAR-V1-NO-AGE | SOLAR-V1-NO-AGE | SOLAR-V1-NO-AGE | SOLAR-V1-NO-AGE | SOLAR-V1-NO-AGE | 32.21%
USA | United States of America | Casper Wind Farm |  | USA0057093 | 17 | 42.8847 | -106.2214 | Wind |  |  |  | 2010.0 | Chevron USA | U.S. Energy Information Administration | http://www.eia.gov/electricity/data/browser/ | U.S. Energy Information Administration | 60421 | 2019 | 43.971000000000004 | 42.376 | 37.035000000000004 | 42.051 | 41.131 | 30.221 | 11.095 | U.S. Energy Information Administration | 62.59 | 57.76 | 49.55 | 48.78 | 53.5 | SOLAR-V1-NO-AGE | SOLAR-V1-NO-AGE | SOLAR-V1-NO-AGE | SOLAR-V1-NO-AGE | SOLAR-V1-NO-AGE | 35.93%
USA | United States of America | Zotos International WPGF |  | USA0057648 | 3.4 | 42.8869 | -76.9683 | Wind |  |  |  | 2012.0 | Zotos International | U.S. Energy Information Administration | http://www.eia.gov/electricity/data/browser/ | U.S. Energy Information Administration |  | 2019 | 3.6710000000000003 | 2.46015 | 2.489 | 1.67 | 1.23349 | 2.63 | 1.211 | U.S. Energy Information Administration | 8.31 | 8.46 | 6.57 | 6.52 | 6.81 | SOLAR-V1-NO-AGE | SOLAR-V1-NO-AGE | SOLAR-V1-NO-AGE | SOLAR-V1-NO-AGE | SOLAR-V1-NO-AGE | 22.86%
USA | United States of America | Tuana Springs |  | USA0057136 | 16.8 | 42.8925 | -115.0164 | Wind |  |  |  | 2010.0 | Tuana Springs Energy LLC | U.S. Energy Information Administration | http://www.eia.gov/electricity/data/browser/ | U.S. Energy Information Administration | 60479 | 2019 | 33.222 | 33.958 | 27.456 | 34.629 | 29.481 | 33.153 | 30.104 | U.S. Energy Information Administration | 48.53 | 49.02 | 46.58 | 48.40 | 48.62 | SOLAR-V1-NO-AGE | SOLAR-V1-NO-AGE | SOLAR-V1-NO-AGE | SOLAR-V1-NO-AGE | SOLAR-V1-NO-AGE | 33.04%
USA | United States of America | Madison Windpower LLC |  | USA0055769 | 11.5 | 42.8947 | -75.4517 | Wind |  |  |  | 2000.0 | Madison Windpower LLC | U.S. Energy Information Administration | http://www.eia.gov/electricity/data/browser/ | U.S. Energy Information Administration | 45819 | 2019 | 20.398 | 20.900000000000002 | 19.504 | 19.742 | 20.595 | 18.523 | 18.829 | U.S. Energy Information Administration | 27.43 | 21.46 | 22.79 | 20.21 | 19.2 | SOLAR-V1-NO-AGE | SOLAR-V1-NO-AGE | SOLAR-V1-NO-AGE | SOLAR-V1-NO-AGE | SOLAR-V1-NO-AGE | 19.06%
USA | United States of America | Munnsville Wind Farm LLC |  | USA0056594 | 34.5 | 42.9086 | -75.5697 | Wind |  |  |  | 2007.0 | RWE Renewables Americas LLC | U.S. Energy Information Administration | http://www.eia.gov/electricity/data/browser/ | U.S. Energy Information Administration | 56989 | 2019 | 89.405 | 96.45 | 91.293 | 93.773 | 96.783 | 58.006 | 33.227 | U.S. Energy Information Administration | 91.84 | 96.77 | 87.26 | 94.47 | 94.19 | HYDRO-V1 | HYDRO-V1 | HYDRO-V1 | HYDRO-V1 | HYDRO-V1 | 31.17%
USA | United States of America | Top of the World Windpower Project |  | USA0057327 | 200 | 42.9258 | -105.7872 | Wind |  |  |  | 2010.0 | Duke Energy Top Of the World WindPower | U.S. Energy Information Administration | http://www.eia.gov/electricity/data/browser/ | U.S. Energy Information Administration | 60517 | 2019 | 641.4110000000001 | 641.297 | 570.027 | 627.052 | 614.9300000000001 | 542.231 | 548.878 | U.S. Energy Information Administration | 786.10 | 696.25 | 684.95 | 694.74 | 659.25 | HYDRO-V1 | HYDRO-V1 | HYDRO-V1 | HYDRO-V1 | HYDRO-V1 | 37.63%
USA | United States of America | Hawkeye Wind Farm |  | USA0057832 | 35 | 42.9489 | -92.0622 | Wind |  |  |  | 2012.0 | RPMA Operations LLC | U.S. Energy Information Administration | http://www.eia.gov/electricity/data/browser/ | U.S. Energy Information Administration | 64459 | 2019 | 133.104 | 139.29 | 146.754 | 136.57 | 140.206 | 127.364 | 128.351 | U.S. Energy Information Administration | 131.84 | 132.42 | 125.16 | 113.48 | 110.1 | HYDRO-V1 | HYDRO-V1 | HYDRO-V1 | HYDRO-V1 | HYDRO-V1 | 35.91%
USA | United States of America | Montfort Wind Energy Center |  | USA0055742 | 30 | 42.9625 | -90.3867 | Wind |  |  |  | 2002.0 | Wisconsin Electric Power Co | U.S. Energy Information Administration | http://www.eia.gov/electricity/data/browser/ | U.S. Energy Information Administration | 47197 | 2019 | 54.058 | 58.949 | 53.302 | 46.660000000000004 | 48.308 | 39.872 | 45.408 | U.S. Energy Information Administration | 79.38 | 79.78 | 81.99 | 62.27 | 74.13 | HYDRO-V1 | HYDRO-V1 | HYDRO-V1 | HYDRO-V1 | HYDRO-V1 | 28.21%
USA | United States of America | Sawtooth Wind Project |  | USA0057749 | 22.4 | 42.9822 | -115.3933 | Wind |  |  |  | 2010.9999999999998 | Idaho Winds LLC | U.S. Energy Information Administration | http://www.eia.gov/electricity/data/browser/ | U.S. Energy Information Administration | 63400 | 2019 | 54.268 | 59.691 | 49.976 | 60.872 | 52.38 | 53.285000000000004 | 52.11 | U.S. Energy Information Administration | 73.43 | 63.67 | 61.72 | 65.94 | 70.11 | HYDRO-V1 | HYDRO-V1 | HYDRO-V1 | HYDRO-V1 | HYDRO-V1 | 35.73%
USA | United States of America | Charles City Wind Farm |  | USA0056677 | 80 | 43.0003 | -92.6200 | Wind |  |  |  | 2008.0 | MidAmerican Energy Co | U.S. Energy Information Administration | http://www.eia.gov/electricity/data/browser/ | U.S. Energy Information Administration | 58380 | 2019 | 233.922 | 240.82 | 230.23187 | 211.333 | 216.311 | 206.113 | 236.902 | U.S. Energy Information Administration | 257.51 | 250.85 | 219.76 | 234.53 | 222.28 | SOLAR-V1-NO-AGE | SOLAR-V1-NO-AGE | SOLAR-V1-NO-AGE | SOLAR-V1-NO-AGE | SOLAR-V1-NO-AGE | 31.72%
USA | United States of America | Hammett Hill Windfarm |  | USA0057428 | 23 | 43.0061 | -115.4633 | Wind |  |  |  | 2013.0 | Aegis Renewables LLC | U.S. Energy Information Administration | http://www.eia.gov/electricity/data/browser/ | U.S. Energy Information Administration | 69092 | 2019 | 54.349000000000004 | 60.61 | 50.491 | 60.594 | 53.162 | 56.987 | 51.738 | U.S. Energy Information Administration |  | 73.73 | 72.53 | 65.89 | 65.61 | HYDRO-V1 | HYDRO-V1 | HYDRO-V1 | HYDRO-V1 | HYDRO-V1 | 32.56%
USA | United States of America | Glenrock |  | USA0056841 | 165.6 | 43.0181 | -105.8353 | Wind |  |  |  | 2009.0000000000002 | PacifiCorp | U.S. Energy Information Administration | http://www.eia.gov/electricity/data/browser/ | U.S. Energy Information Administration | 57369 | 2019 | 444.31 | 411.827 | 398.23 | 430.345 | 367.724 | 421.454 | 382.964 | U.S. Energy Information Administration | 519.56 | 498.05 | 472.06 | 478.18 | 459.35 | NO-ESTIMATION | NO-ESTIMATION | NO-ESTIMATION | NO-ESTIMATION | CAPACITY-FACTOR-V1 | 31.66%
USA | United States of America | Mountain Home |  | USA0056636 | 21 | 43.0272 | -115.4656 | Wind |  |  |  | 2008.0 | Hot Springs Windfarm LLC | U.S. Energy Information Administration | http://www.eia.gov/electricity/data/browser/ | U.S. Energy Information Administration | 69362 | 2019 | 38.839 | 41.453 | 32.111000000000004 | 40.876 | 40.876 | 38.169000000000004 | 37.139 | U.S. Energy Information Administration | 66.70 | 60.37 | 55.68 | 59.04 | 63.19 | NO-ESTIMATION | NO-ESTIMATION | NO-ESTIMATION | NO-ESTIMATION | CAPACITY-FACTOR-V1 | 34.35%
USA | United States of America | Cold Springs Windfarm |  | USA0057431 | 23 | 43.0281 | -115.4005 | Wind |  |  |  | 2013.0 | Aegis Renewables LLC | U.S. Energy Information Administration | http://www.eia.gov/electricity/data/browser/ | U.S. Energy Information Administration | 69090 | 2019 | 48.986000000000004 | 53.793 | 44.365 | 53.616 | 46.579 | 47.798 | 50.137 | U.S. Energy Information Administration |  | 73.73 | 72.53 | 65.89 | 65.61 | HYDRO-V1 | HYDRO-V1 | HYDRO-V1 | HYDRO-V1 | HYDRO-V1 | 32.56%
USA | United States of America | Two Ponds Windfarm |  | USA0057444 | 23 | 43.0338 | -115.4826 | Wind |  |  |  | 2013.0 | Aegis Renewables LLC | U.S. Energy Information Administration | http://www.eia.gov/electricity/data/browser/ | U.S. Energy Information Administration | 69095 | 2019 | 56.631 | 62.355000000000004 | 51.309000000000005 | 62.172000000000004 | 54.107 | 59.244 | 50.458 | U.S. Energy Information Administration |  | 73.73 | 72.53 | 65.89 | 65.61 | NO-ESTIMATION | NO-ESTIMATION | NO-ESTIMATION | NO-ESTIMATION | CAPACITY-FACTOR-V1 | 32.56%
USA | United States of America | Iowa Distributed Wind Generation Project |  | USA0007966 | 2.3 | 43.0347 | -94.1406 | Wind |  |  |  | 2000.0000000000002 | City of Algona - (IA) | U.S. Energy Information Administration | http://www.eia.gov/electricity/data/browser/ | U.S. Energy Information Administration |  | 2019 | 5.314 | 5.465 | 2.741 | 0.0 | 1.108 | 4.0680000000000005 | 4.386 | U.S. Energy Information Administration | 6.05 | 5.77 | 6.15 | 5.90 | 4.37 | SOLAR-V1-NO-AGE | SOLAR-V1-NO-AGE | SOLAR-V1-NO-AGE | SOLAR-V1-NO-AGE | SOLAR-V1-NO-AGE | 21.69%
USA | United States of America | Ryegrass Windfarm |  | USA0057427 | 23 | 43.0371 | -115.4397 | Wind |  |  |  | 2013.0 | Aegis Renewables LLC | U.S. Energy Information Administration | http://www.eia.gov/electricity/data/browser/ | U.S. Energy Information Administration |  | 2019 | 49.467 | 56.392 | 46.727000000000004 | 57.037 | 48.92 | 54.291000000000004 | 52.259 | U.S. Energy Information Administration |  | 73.73 | 72.53 | 65.89 | 65.61 | SOLAR-V1-NO-AGE | SOLAR-V1-NO-AGE | SOLAR-V1-NO-AGE | SOLAR-V1-NO-AGE | SOLAR-V1-NO-AGE | 32.56%
USA | United States of America | Hawkeye Power Partners LLC |  | USA0055816 | 42 | 43.0472 | -93.4775 | Wind |  |  |  | 1999.0 | Hawkeye Power Partners LLC | U.S. Energy Information Administration | http://www.eia.gov/electricity/data/browser/ | U.S. Energy Information Administration | 64459 | 2019 | 90.3 | 93.546 | 87.892 | 88.33 | 86.93900000000001 | 78.07900000000001 | 66.379 | U.S. Energy Information Administration | 120.95 | 122.71 | 116.98 | 87.04 | 85.16 | NO-ESTIMATION | NO-ESTIMATION | NO-ESTIMATION | NO-ESTIMATION | NO-ESTIMATION | 23.15%
USA | United States of America | Crosswind Energy Project |  | USA0056859 | 21 | 43.0475 | -94.9228 | Wind |  |  |  | 2007.0 | NRG Energy Gas & Wind Holdings Inc | U.S. Energy Information Administration | http://www.eia.gov/electricity/data/browser/ | U.S. Energy Information Administration | 56690 | 2019 | 74.381 | 75.755 | 73.621 | 72.481 | 67.288 | 62.25 | 65.489 | U.S. Energy Information Administration | 67.85 | 76.06 | 73.56 | 76.14 | 66.81 | SOLAR-V1-NO-AGE | SOLAR-V1-NO-AGE | SOLAR-V1-NO-AGE | SOLAR-V1-NO-AGE | SOLAR-V1-NO-AGE | 36.32%
USA | United States of America | Mainline Windfarm |  | USA0057429 | 23 | 43.0483 | -115.4129 | Wind |  |  |  | 2013.0 | Aegis Renewables LLC | U.S. Energy Information Administration | http://www.eia.gov/electricity/data/browser/ | U.S. Energy Information Administration | 69093 | 2019 | 52.669000000000004 | 59.184000000000005 | 48.256 | 58.88 | 50.837 | 57.625 | 55.289 | U.S. Energy Information Administration |  | 73.73 | 72.53 | 65.89 | 65.61 | HYDRO-V1 | HYDRO-V1 | HYDRO-V1 | HYDRO-V1 | HYDRO-V1 | 32.56%
USA | United States of America | Hancock County Wind Energy Center |  | USA0056010 | 98 | 43.0528 | -93.6300 | Wind |  |  |  | 2003.0 | FPL Energy Hancock County Wind LLC | U.S. Energy Information Administration | http://www.eia.gov/electricity/data/browser/ | U.S. Energy Information Administration | 50975 | 2019 | 280.968 | 269.038 | 256.567 | 246.354 | 253.284 | 232.448 | 200.189 | U.S. Energy Information Administration | 268.80 | 295.06 | 294.91 | 256.06 | 237.43 | NO-ESTIMATION | NO-ESTIMATION | NO-ESTIMATION | NO-ESTIMATION | CAPACITY-FACTOR-V1 | 27.66%
USA | United States of America | Bennett Creek Windfarm LLC - Mountain Home |  | USA0056637 | 21 | 43.0536 | -115.4803 | Wind |  |  |  | 2008.0 | Bennett Creek Windfarm LLC | U.S. Energy Information Administration | http://www.eia.gov/electricity/data/browser/ | U.S. Energy Information Administration | 56881 | 2019 | 42.404 | 44.719 | 34.624 | 44.697 | 38.682 | 43.448 | 39.824 | U.S. Energy Information Administration | 64.03 | 60.37 | 55.68 | 59.04 | 63.19 | NO-ESTIMATION | NO-ESTIMATION | NO-ESTIMATION | NO-ESTIMATION | CAPACITY-FACTOR-V1 | 34.35%
USA | United States of America | Desert Meadow Windfarm |  | USA0057430 | 23 | 43.0566 | -115.4520 | Wind |  |  |  | 2013.0 | Aegis Renewables LLC | U.S. Energy Information Administration | http://www.eia.gov/electricity/data/browser/ | U.S. Energy Information Administration | 69091 | 2019 | 55.718 | 62.68 | 51.328 | 61.814 | 53.086 | 60.14 | 56.858 | U.S. Energy Information Administration |  | 73.73 | 72.53 | 65.89 | 65.61 | NO-ESTIMATION | NO-ESTIMATION | NO-ESTIMATION | NO-ESTIMATION | CAPACITY-FACTOR-V1 | 32.56%
USA | United States of America | Rolling Hills |  | USA0056842 | 115.8 | 43.0572 | -105.8543 | Wind |  |  |  | 2009.0 | PacifiCorp | U.S. Energy Information Administration | http://www.eia.gov/electricity/data/browser/ | U.S. Energy Information Administration | 63152 | 2019 | 294.774 | 271.147 | 261.284 | 284.156 | 237.002 | 277.843 | 267.528 | U.S. Energy Information Administration | 354.55 | 354.04 | 340.04 | 318.13 | 327.68 | NO-ESTIMATION | NO-ESTIMATION | NO-ESTIMATION | NO-ESTIMATION | CAPACITY-FACTOR-V1 | 32.3%
USA | United States of America | Antrim Wind |  | USA0059953 | 28.8 | 43.0643 | -72.0063 | Wind |  |  |  | 2020.0 | Antrim Wind Energy LLC | U.S. Energy Information Administration | http://www.eia.gov/electricity/data/browser/ | U.S. Energy Information Administration |  | 2019 | [6 empty] | 6.04 | U.S. Energy Information Administration |  |  |  |  | 84.57 | NO-ESTIMATION | NO-ESTIMATION | NO-ESTIMATION | NO-ESTIMATION | CAPACITY-FACTOR-V1 | 33.52%
USA | United States of America | Highland Wind Project (IA) |  | USA0058883 | 502 | 43.0803 | -95.6561 | Wind |  |  |  | 2015.0093625498007 | MidAmerican Energy Co | U.S. Energy Information Administration | http://www.eia.gov/electricity/data/browser/ | U.S. Energy Information Administration | 63894 | 2019 |  |  | 549.863 | 1809.682 | 1726.146 | 1545.24 | 1461.072 | U.S. Energy Information Administration |  |  |  | 1798.33 | 1751.29 | NO-ESTIMATION | NO-ESTIMATION | NO-ESTIMATION | NO-ESTIMATION | NO-ESTIMATION | 39.82%
USA | United States of America | Galactic Wind |  | USA0062161 | 9.9 | 43.1016 | -89.3319 | Wind |  |  |  | 2013.0 | Galactic Wind | U.S. Energy Information Administration | http://www.eia.gov/electricity/data/browser/ | U.S. Energy Information Administration |  | 2019 | [5 empty] | 19.597 | 21.419 | U.S. Energy Information Administration |  | 35.77 | 35.68 | 28.29 | 29.31 | NO-ESTIMATION | NO-ESTIMATION | NO-ESTIMATION | NO-ESTIMATION | NO-ESTIMATION | 33.8%
USA | United States of America | Hardscrabble Wind Power LLC |  | USA0057287 | 74 | 43.1122 | -74.8789 | Wind |  |  |  | 2011.0 | Avangrid Renewables LLC | U.S. Energy Information Administration | http://www.eia.gov/electricity/data/browser/ | U.S. Energy Information Administration | 57066 | 2019 | 180.041 | 173.689 | 180.225 | 182.013 | 177.107 | 173.219 | 183.854 | U.S. Energy Information Administration | 232.93 | 199.21 | 199.99 | 203.73 | 192.1 | HYDRO-V1 | HYDRO-V1 | HYDRO-V1 | HYDRO-V1 | HYDRO-V1 | 29.63%
USA | United States of America | Beethoven Wind |  | USA0059187 | 80 | 43.1600 | -98.0800 | Wind |  |  |  | 2015.0 | NorthWestern Energy - (SD) | U.S. Energy Information Administration | http://www.eia.gov/electricity/data/browser/ | U.S. Energy Information Administration | 68526 | 2019 |  |  | 177.114 | 327.112 | 313.372 | 290.80400000000003 | 283.638 | U.S. Energy Information Administration |  |  |  | 344.05 | 306.86 | NO-ESTIMATION | NO-ESTIMATION | NO-ESTIMATION | NO-ESTIMATION | CAPACITY-FACTOR-V1 | 43.79%
USA | United States of America | O'Brien Wind |  | USA0060326 | 250.3 | 43.2004 | -95.6243 | Wind |  |  |  | 2016.752696763883 | MidAmerican Energy Co | U.S. Energy Information Administration | http://www.eia.gov/electricity/data/browser/ | U.S. Energy Information Administration | 69358 | 2019 |  |  |  | 224.923 | 895.821 | 814.576 | 750.527 | U.S. Energy Information Administration |  |  |  |  | 954.11 | HYDRO-V1 | HYDRO-V1 | HYDRO-V1 | HYDRO-V1 | HYDRO-V1 | 43.51%
USA | United States of America | Upland Prairie |  | USA0061564 | 299.3 | 43.2074 | -95.3494 | Wind |  |  |  | 2019.0000000000002 | Interstate Power and Light Co | U.S. Energy Information Administration | http://www.eia.gov/electricity/data/browser/ | U.S. Energy Information Administration |  | 2019 | [6 empty] | 771.294 | U.S. Energy Information Administration |  |  |  |  | 878.96 | HYDRO-V1 | HYDRO-V1 | HYDRO-V1 | HYDRO-V1 | HYDRO-V1 | 33.52%
USA | United States of America | FPL Energy Crystal Lake Wind LLC |  | USA0056923 | 150 | 43.2125 | -93.8311 | Wind |  |  |  | 2009.0 | FPL Energy Crystal Lake Wind LLC | U.S. Energy Information Administration | http://www.eia.gov/electricity/data/browser/ | U.S. Energy Information Administration | 59149 | 2019 | 465.226 | 551.368 | 512.081 | 520.325 | 516.6800000000001 | 460.003 | 512.53 | U.S. Energy Information Administration | 511.19 | 555.43 | 532.96 | 496.23 | 490.23 | HYDRO-V1 | HYDRO-V1 | HYDRO-V1 | HYDRO-V1 | HYDRO-V1 | 37.31%
USA | United States of America | Harbec Energy |  | USA0062736 | 1.7 | 43.2273 | -77.3641 | Wind | Gas |  |  | 2011.4117647058824 | Harbec Energy | U.S. Energy Information Administration | http://www.eia.gov/electricity/data/browser/ | U.S. Energy Information Administration |  | 2019 | [6 empty] | 0.505 | U.S. Energy Information Administration | 4.60 | 3.79 | 3.69 | 3.89 | 3.83 | HYDRO-V1 | HYDRO-V1 | HYDRO-V1 | HYDRO-V1 | HYDRO-V1 | 25.72%
USA | United States of America | Lempster Wind LLC |  | USA0056399 | 24 | 43.2330 | -72.1455 | Wind |  |  |  | 2009.0 | Avangrid Renewables LLC | U.S. Energy Information Administration | http://www.eia.gov/electricity/data/browser/ | U.S. Energy Information Administration |  | 2019 | 69.583 | 66.642 | 68.114 | 68.965 | 64.33800000000001 | 61.638 | 66.519 | U.S. Energy Information Administration | 86.28 | 80.52 | 75.68 | 75.34 | 73.95 | NO-ESTIMATION | NO-ESTIMATION | NO-ESTIMATION | NO-ESTIMATION | NO-ESTIMATION | 35.17%
USA | United States of America | Beebe 1A |  | USA0058020 | 81.6 | 43.2569 | -84.4997 | Wind |  |  |  | 2013.0 | Beebe Renewable Energy LLC | U.S. Energy Information Administration | http://www.eia.gov/electricity/data/browser/ | U.S. Energy Information Administration |  | 2019 | 199.70600000000002 | 205.37 | 229.94400000000002 | 220.12 | 228.12 | 213.43200000000002 | 222.408 | U.S. Energy Information Administration |  | 294.50 | 280.27 | 251.71 | 248.59 | HYDRO-V1 | HYDRO-V1 | HYDRO-V1 | HYDRO-V1 | HYDRO-V1 | 34.78%
USA | United States of America | Beebe 1B |  | USA0058908 | 50.4 | 43.2569 | -84.4997 | Wind |  |  |  | 2015.0 | Beebe 1B Renewable Energy LLC | U.S. Energy Information Administration | http://www.eia.gov/electricity/data/browser/ | U.S. Energy Information Administration |  | 2019 |  |  | 148.329 | 144.75900000000001 | 147.261 | 138.78 | 144.63 | U.S. Energy Information Administration |  |  |  | 176.81 | 172.66 | HYDRO-V1 | HYDRO-V1 | HYDRO-V1 | HYDRO-V1 | HYDRO-V1 | 39.11%
USA | United States of America | FPL Energy Crystal Lake Wind II LLC |  | USA0056925 | 200 | 43.2737 | -93.8000 | Wind |  |  |  | 2009.0 | FPL Energy Crystal Lake Wind II LLC | U.S. Energy Information Administration | http://www.eia.gov/electricity/data/browser/ | U.S. Energy Information Administration | 59150 | 2019 | 538.05 | 569.9250000000001 | 528.873 | 565.591 | 581.552 | 516.717 | 560.465 | U.S. Energy Information Administration | 728.50 | 645.55 | 677.02 | 615.81 | 607.95 | HYDRO-V1 | HYDRO-V1 | HYDRO-V1 | HYDRO-V1 | HYDRO-V1 | 34.7%
USA | United States of America | Roeder Family Wind Farm LLC |  | USA0058089 | 1.6 | 43.2972 | -93.2833 | Wind |  |  |  | 2011.0000000000002 | Consolidated Edison Development Inc. | U.S. Energy Information Administration | http://www.eia.gov/electricity/data/browser/ | U.S. Energy Information Administration | 68137 | 2019 | 5.51 | 4.992 | 4.647 | 3.742 | 3.854 | 5.2330000000000005 | 5.032 | U.S. Energy Information Administration | 5.75 | 6.13 | 5.14 | 4.58 | 4.78 | NO-ESTIMATION | NO-ESTIMATION | NO-ESTIMATION | NO-ESTIMATION | CAPACITY-FACTOR-V1 | 34.1%
USA | United States of America | Winnebago Wind Power Project |  | USA0056764 | 20 | 43.3150 | -93.7700 | Wind |  |  |  | 2008.0 | Avangrid Renewables LLC | U.S. Energy Information Administration | http://www.eia.gov/electricity/data/browser/ | U.S. Energy Information Administration | 58763 | 2019 | 65.337 | 68.233 | 66.387 | 62.478 | 61.92 | 54.716 | 54.287 | U.S. Energy Information Administration | 63.93 | 59.43 | 63.23 | 61.10 | 59.66 | NO-ESTIMATION | NO-ESTIMATION | NO-ESTIMATION | NO-ESTIMATION | CAPACITY-FACTOR-V1 | 34.05%
USA | United States of America | Crystal Lake 3 LLC |  | USA0057468 | 66 | 43.3192 | -93.8836 | Wind |  |  |  | 2010.0 | Crystal Lake 3 LLC | U.S. Energy Information Administration | http://www.eia.gov/electricity/data/browser/ | U.S. Energy Information Administration |  | 2019 | 158.366 | 176.83700000000002 | 181.425 | 218.24 | 223.564 | 202.87 | 205.477 | U.S. Energy Information Administration | 212.97 | 216.31 | 220.42 | 206.75 | 197.64 | SOLAR-V1-NO-AGE | SOLAR-V1-NO-AGE | SOLAR-V1-NO-AGE | SOLAR-V1-NO-AGE | SOLAR-V1-NO-AGE | 34.18%
USA | United States of America | Luther College Wind Project |  | USA0058407 | 1.6 | 43.3269 | -91.8108 | Wind |  |  |  | 2011.0000000000002 | Luther College Wind Energy Project LLC | U.S. Energy Information Administration | http://www.eia.gov/electricity/data/browser/ | U.S. Energy Information Administration | 66162 | 2019 | 3.48579 | 3.8890000000000002 | 3.696 | 3.4530000000000003 | 2.706 | 3.115 | 1.743 | U.S. Energy Information Administration | 5.52 | 5.55 | 4.82 | 4.70 | 5.15 | SOLAR-V1-NO-AGE | SOLAR-V1-NO-AGE | SOLAR-V1-NO-AGE | SOLAR-V1-NO-AGE | SOLAR-V1-NO-AGE | 36.74%
USA | United States of America | Lost Lakes Wind Farm LLC |  | USA0057111 | 100 | 43.3456 | -95.3233 | Wind |  |  |  | 2010.0 | Lost Lakes Wind Farm LLC | U.S. Energy Information Administration | http://www.eia.gov/electricity/data/browser/ | U.S. Energy Information Administration | 59754 | 2019 | 345.3 | 368.21500000000003 | 342.669 | 345.516 | 341.25 | 313.415 | 301.95 | U.S. Energy Information Administration | 375.28 | 378.64 | 347.23 | 363.27 | 350.67 | HYDRO-V1 | HYDRO-V1 | HYDRO-V1 | HYDRO-V1 | HYDRO-V1 | 40.03%
USA | United States of America | Top of Iowa Windfarm III |  | USA0056386 | 29.7 | 43.3597 | -93.3208 | Wind |  |  |  | 2008.0 | Madison Gas & Electric Co | U.S. Energy Information Administration | http://www.eia.gov/electricity/data/browser/ | U.S. Energy Information Administration |  | 2019 | 81.421 | 91.779 | 87.47800000000001 | 84.37 | 82.577 | 72.227 | 66.759 | U.S. Energy Information Administration | 95.16 | 102.16 | 99.60 | 89.16 | 89.7 | HYDRO-V1 | HYDRO-V1 | HYDRO-V1 | HYDRO-V1 | HYDRO-V1 | 34.48%
USA | United States of America | Northern Iowa Windpower II |  | USA0056383 | 80 | 43.3608 | -93.2978 | Wind |  |  |  | 2008.0 | Avangrid Renewables LLC | U.S. Energy Information Administration | http://www.eia.gov/electricity/data/browser/ | U.S. Energy Information Administration |  | 2019 | 201.466 | 217.71800000000002 | 209.25300000000001 | 204.649 | 194.481 | 174.3 | 158.114 | U.S. Energy Information Administration | 267.46 | 276.37 | 263.00 | 227.74 | 240.83 | HYDRO-V1 | HYDRO-V1 | HYDRO-V1 | HYDRO-V1 | HYDRO-V1 | 34.37%
USA | United States of America | Northern Iowa Windfarm |  | USA0055804 | 80 | 43.3833 | -93.4167 | Wind |  |  |  | 2001.0 | Black Hills Electric Generation LLC | U.S. Energy Information Administration | http://www.eia.gov/electricity/data/browser/ | U.S. Energy Information Administration | 48025 | 2019 | 169.776 | 170.217 | 172.51500000000001 | 178.852 | 149.32500000000002 | 116.85000000000001 | 124.079 | U.S. Energy Information Administration | 220.38 | 231.12 | 213.99 | 198.62 | 191.4 | NO-ESTIMATION | NO-ESTIMATION | NO-ESTIMATION | NO-ESTIMATION | CAPACITY-FACTOR-V1 | 27.31%
USA | United States of America | Lakota Wind Wind Farm |  | USA0057251 | 10.5 | 43.3839 | -94.1475 | Wind |  |  |  | 2009.0 | Iowa Lakes Electric Coop | U.S. Energy Information Administration | http://www.eia.gov/electricity/data/browser/ | U.S. Energy Information Administration |  | 2019 | 38.609 | 41.421 | 38.525 | 37.035000000000004 | 37.144 | 34.364 | 33.751 | U.S. Energy Information Administration | 32.61 | 31.83 | 29.46 | 33.95 | 31.91 | NO-ESTIMATION | NO-ESTIMATION | NO-ESTIMATION | NO-ESTIMATION | CAPACITY-FACTOR-V1 | 34.69%
USA | United States of America | Windwalkers LLC |  | USA0058071 | 1.6 | 43.3847 | -93.2214 | Wind |  |  |  | 2011.0000000000002 | Consolidated Edison Development Inc. | U.S. Energy Information Administration | http://www.eia.gov/electricity/data/browser/ | U.S. Energy Information Administration | 68138 | 2019 | 5.658 | 5.696 | 4.8950000000000005 | 5.087 | 4.753 | 4.543 | 4.71 | U.S. Energy Information Administration | 5.75 | 6.30 | 5.14 | 4.83 | 4.78 | NO-ESTIMATION | NO-ESTIMATION | NO-ESTIMATION | NO-ESTIMATION | CAPACITY-FACTOR-V1 | 34.1%
USA | United States of America | Iowa Lakes Community College Wind Farm |  | USA0057257 | 1 | 43.3853 | -94.8157 | Wind |  |  |  | 2005.0 | Iowa Lakes Community College | U.S. Energy Information Administration | http://www.eia.gov/electricity/data/browser/ | U.S. Energy Information Administration |  | 2019 | 3.5660000000000003 | 3.53133 | 2.5580000000000003 | 4.094 | 4.42648 | 3.43 | 3.949 | U.S. Energy Information Administration | 3.44 | 2.86 | 3.26 | 3.60 | 3.45 | NO-ESTIMATION | NO-ESTIMATION | NO-ESTIMATION | NO-ESTIMATION | CAPACITY-FACTOR-V1 | 39.38%
USA | United States of America | Buffalo Center Wind LLC |  | USA0058038 | 1.5 | 43.3858 | -92.7594 | Wind |  |  |  | 2011.0 | Buffalo Center Wind LLC | U.S. Energy Information Administration | http://www.eia.gov/electricity/data/browser/ | U.S. Energy Information Administration |  | 2019 | 6.44 | 6.59 | 6.561 | 6.149 | 5.9990000000000006 | 5.455 | 5.103 | U.S. Energy Information Administration | 5.65 | 6.27 | 4.89 | 5.06 | 5.02 | HYDRO-V1 | HYDRO-V1 | HYDRO-V1 | HYDRO-V1 | HYDRO-V1 | 38.2%
USA | United States of America | Horse Butte Wind I LLC |  | USA0057890 | 57.6 | 43.3864 | -111.7264 | Wind |  |  |  | 2012.0 | Utah Associated Mun Power Sys | U.S. Energy Information Administration | http://www.eia.gov/electricity/data/browser/ | U.S. Energy Information Administration | 62628 | 2019 | 132.629 | 164.441 | 146.002 | 177.234 | 171.099 | 159.639 | 162.64 | U.S. Energy Information Administration | 191.80 | 180.77 | 167.86 | 170.73 | 159.96 | SOLAR-V1-NO-AGE | SOLAR-V1-NO-AGE | SOLAR-V1-NO-AGE | SOLAR-V1-NO-AGE | SOLAR-V1-NO-AGE | 31.7%
USA | United States of America | Flying Cloud Power Partners LLC |  | USA0056172 | 43.5 | 43.3897 | -95.2997 | Wind |  |  |  | 2004.0 | Avangrid Renewables LLC | U.S. Energy Information Administration | http://www.eia.gov/electricity/data/browser/ | U.S. Energy Information Administration | 50904 | 2019 | 143.171 | 154.742 | 144.044 | 131.197 | 129.72 | 121.051 | 116.604 | U.S. Energy Information Administration | 146.72 | 137.74 | 130.71 | 122.95 | 128.2 | SOLAR-V1-NO-AGE | SOLAR-V1-NO-AGE | SOLAR-V1-NO-AGE | SOLAR-V1-NO-AGE | SOLAR-V1-NO-AGE | 33.64%
USA | United States of America | Barton Windpower LLC |  | USA0056765 | 160 | 43.3930 | -93.0910 | Wind |  |  |  | 2009.0 | Avangrid Renewables LLC | U.S. Energy Information Administration | http://www.eia.gov/electricity/data/browser/ | U.S. Energy Information Administration | 59254 | 2019 | 359.71500000000003 | 373.991 | 378.181 | 401.272 | 421.045 | 373.95300000000003 | 383.554 | U.S. Energy Information Administration | 563.18 | 598.06 | 573.66 | 484.57 | 499.55 | SOLAR-V1-NO-AGE | SOLAR-V1-NO-AGE | SOLAR-V1-NO-AGE | SOLAR-V1-NO-AGE | SOLAR-V1-NO-AGE | 35.64%
USA | United States of America | Crane Creek Wind Energy Center |  | USA0056831 | 99 | 43.3978 | -92.4736 | Wind |  |  |  | 2010.0 | Wisconsin Public Service Corp | U.S. Energy Information Administration | http://www.eia.gov/electricity/data/browser/ | U.S. Energy Information Administration | 57636 | 2019 | 295.055 | 312.44100000000003 | 287.17 | 276.673 | 286.985 | 260.605 | 249.281 | U.S. Energy Information Administration | 363.37 | 377.19 | 328.86 | 325.88 | 306.85 | SOLAR-V1-NO-AGE | SOLAR-V1-NO-AGE | SOLAR-V1-NO-AGE | SOLAR-V1-NO-AGE | SOLAR-V1-NO-AGE | 35.38%
USA | United States of America | Allendorf |  | USA0056215 | 3.8 | 43.4000 | -95.6333 | Wind |  |  |  | 2000.6315789473683 | E&E Enterprises LLC | U.S. Energy Information Administration | http://www.eia.gov/electricity/data/browser/ | U.S. Energy Information Administration |  | 2019 | 1.7790000000000001 | 1.9120000000000001 | 2.048 | 4.024 | 5.073 | 3.475 | 1.472 | U.S. Energy Information Administration | 10.39 | 10.01 | 10.41 | 10.47 | 9.16 | SOLAR-V1-NO-AGE | SOLAR-V1-NO-AGE | SOLAR-V1-NO-AGE | SOLAR-V1-NO-AGE | SOLAR-V1-NO-AGE | 27.52%
USA | United States of America | Butler Ridge |  | USA0056647 | 54 | 43.4003 | -88.4811 | Wind |  |  |  | 2009.0 | Butler Ridge Wind Energy Center | U.S. Energy Information Administration | http://www.eia.gov/electricity/data/browser/ | U.S. Energy Information Administration | 51412 | 2019 | 152.238 | 156.77700000000002 | 105.371 | 144.624 | 149.651 | 130.998 | 144.165 | U.S. Energy Information Administration | 171.17 | 183.40 | 160.57 | 154.45 | 157.66 | SOLAR-V1-NO-AGE | SOLAR-V1-NO-AGE | SOLAR-V1-NO-AGE | SOLAR-V1-NO-AGE | SOLAR-V1-NO-AGE | 33.33%
USA | United States of America | Gratiot County Wind LLC |  | USA0058677 | 110.4 | 43.4081 | -84.4622 | Wind |  |  |  | 2012.0 | Invenergy Services LLC | U.S. Energy Information Administration | http://www.eia.gov/electricity/data/browser/ | U.S. Energy Information Administration | 63121 | 2019 | 287.589 | 295.928 | 304.52 | 284.051 | 291.459 | 286.67900000000003 | 282.708 | U.S. Energy Information Administration | 391.63 | 379.49 | 343.22 | 332.87 | 336.17 | SOLAR-V1-NO-AGE | SOLAR-V1-NO-AGE | SOLAR-V1-NO-AGE | SOLAR-V1-NO-AGE | SOLAR-V1-NO-AGE | 34.76%
USA | United States of America | Wolverine Creek |  | USA0056301 | 64.5 | 43.4195 | -111.8294 | Wind |  |  |  | 2006.0 | Invenergy Services LLC | U.S. Energy Information Administration | http://www.eia.gov/electricity/data/browser/ | U.S. Energy Information Administration | 54343 | 2019 | 154.011 | 183.793 | 142.898 | 174.811 | 172.117 | 171.358 | 163.896 | U.S. Energy Information Administration | 171.20 | 168.19 | 177.67 | 171.76 | 179.44 | SOLAR-V1-NO-AGE | SOLAR-V1-NO-AGE | SOLAR-V1-NO-AGE | SOLAR-V1-NO-AGE | SOLAR-V1-NO-AGE | 31.76%
USA | United States of America | Turtle Creek Wind Farm LLC |  | USA0061638 | 200.1 | 43.4296 | -92.8395 | Wind |  |  |  | 2018.9999999999998 | Turtle Creek Wind Farm LLC | U.S. Energy Information Administration | http://www.eia.gov/electricity/data/browser/ | U.S. Energy Information Administration |  | 2019 | [5 empty] | 18.247 | 597.668 | U.S. Energy Information Administration |  |  |  |  | 587.64 | SOLAR-V1-NO-AGE | SOLAR-V1-NO-AGE | SOLAR-V1-NO-AGE | SOLAR-V1-NO-AGE | SOLAR-V1-NO-AGE | 33.52%
USA | United States of America | Osceola Windpower II |  | USA0056913 | 49.6 | 43.4303 | -95.4167 | Wind |  |  |  | 2008.0 | Osceola Windpower II | U.S. Energy Information Administration | http://www.eia.gov/electricity/data/browser/ | U.S. Energy Information Administration | 28212 | 2019 | 135.965 | 157.842 | 137.668 | 150.447 | 150.096 | 129.935 | 151.165 | U.S. Energy Information Administration | 172.39 | 168.28 | 165.89 | 167.86 | 167.24 | NO-ESTIMATION | NO-ESTIMATION | NO-ESTIMATION | NO-ESTIMATION | CAPACITY-FACTOR-V1 | 38.49%
USA | United States of America | Osceola Windpower LLC |  | USA0056645 | 98.2 | 43.4303 | -95.4167 | Wind |  |  |  | 2008.0 | Osceola Windpower LLC | U.S. Energy Information Administration | http://www.eia.gov/electricity/data/browser/ | U.S. Energy Information Administration | 28212 | 2019 | 305.619 | 336.118 | 313.685 | 310.317 | 291.58 | 270.557 | 273.576 | U.S. Energy Information Administration | 366.51 | 352.55 | 337.43 | 346.80 | 345.2 | HYDRO-V1 | HYDRO-V1 | HYDRO-V1 | HYDRO-V1 | HYDRO-V1 | 40.13%
USA | United States of America | Gratiot Wind Park |  | USA0057421 | 102 | 43.4339 | -84.4975 | Wind |  |  |  | 2011.0 | DTE Electric Company | U.S. Energy Information Administration | http://www.eia.gov/electricity/data/browser/ | U.S. Energy Information Administration |  | 2019 | 256.653 | 264.422 | 272.576 | 253.70600000000002 | 260.814 | 239.913 | 252.916 | U.S. Energy Information Administration | 364.03 | 309.55 | 303.85 | 306.06 | 306.69 | HYDRO-V1 | HYDRO-V1 | HYDRO-V1 | HYDRO-V1 | HYDRO-V1 | 34.32%
USA | United States of America | Iowa Lakes Superior Wind Farm |  | USA0057252 | 10.5 | 43.4450 | -94.9803 | Wind |  |  |  | 2009.0 | Iowa Lakes Electric Coop | U.S. Energy Information Administration | http://www.eia.gov/electricity/data/browser/ | U.S. Energy Information Administration |  | 2019 | 40.231 | 43.099000000000004 | 40.508 | 39.300000000000004 | 37.537 | 36.106 | 36.079 | U.S. Energy Information Administration | 35.92 | 33.79 | 28.48 | 34.64 | 34.02 | HYDRO-V1 | HYDRO-V1 | HYDRO-V1 | HYDRO-V1 | HYDRO-V1 | 36.99%
USA | United States of America | Saratoga Wind Farm |  | USA0061070 | 66 | 43.4489 | -92.2807 | Wind |  |  |  | 2019.0 | Madison Gas & Electric Co | U.S. Energy Information Administration | http://www.eia.gov/electricity/data/browser/ | U.S. Energy Information Administration |  | 2019 | [6 empty] | 232.561 | U.S. Energy Information Administration |  |  |  |  | 193.82 | NO-ESTIMATION | NO-ESTIMATION | NO-ESTIMATION | NO-ESTIMATION | CAPACITY-FACTOR-V1 | 33.52%
USA | United States of America | Pegasus Wind |  | USA0061916 | 48 | 43.4520 | -83.5072 | Wind |  |  |  | 2020.0 | Pegasus Wind LLC | U.S. Energy Information Administration | http://www.eia.gov/electricity/data/browser/ | U.S. Energy Information Administration |  | 2019 | [12 empty] | 140.96 | NO-ESTIMATION | NO-ESTIMATION | NO-ESTIMATION | NO-ESTIMATION | CAPACITY-FACTOR-V1 | 33.52%
USA | United States of America | Goshen Phase II |  | USA0057211 | 124.5 | 43.4671 | -111.8364 | Wind |  |  |  | 2010.0 | AE Power Services LLC | U.S. Energy Information Administration | http://www.eia.gov/electricity/data/browser/ | U.S. Energy Information Administration |  | 2019 | 330.197 | 400.68 | 316.403 | 308.28700000000003 | 380.19 | 373.35 | 359.399 | U.S. Energy Information Administration | 348.98 | 325.60 | 324.34 | 325.97 | 304.76 | SOLAR-V1-NO-AGE | SOLAR-V1-NO-AGE | SOLAR-V1-NO-AGE | SOLAR-V1-NO-AGE | SOLAR-V1-NO-AGE | 27.94%
USA | United States of America | Pioneer Prairie Wind Farm |  | USA0056797 | 300 | 43.4839 | -92.6131 | Wind |  |  |  | 2008.0 | Pioneer Prairie Wind Farm I LLC | U.S. Energy Information Administration | http://www.eia.gov/electricity/data/browser/ | U.S. Energy Information Administration | 58772 | 2019 | 964.626 | 1002.697 | 965.431 | 931.165 | 954.178 | 831.339 | 825.519 | U.S. Energy Information Administration | 982.62 | 1045.36 | 953.55 | 895.22 | 1006.11 | HYDRO-V1 | HYDRO-V1 | HYDRO-V1 | HYDRO-V1 | HYDRO-V1 | 38.28%
USA | United States of America | Pine River Wind Park |  | USA0061106 | 161.3 | 43.5243 | -84.6968 | Wind |  |  |  | 2019.0 | DTE Electric Company | U.S. Energy Information Administration | http://www.eia.gov/electricity/data/browser/ | U.S. Energy Information Administration |  | 2019 | [6 empty] | 256.835 | U.S. Energy Information Administration |  |  |  |  | 473.69 | HYDRO-V1 | HYDRO-V1 | HYDRO-V1 | HYDRO-V1 | HYDRO-V1 | 33.52%
USA | United States of America | Meadow Creek Project Company |  | USA0058106 | 119.7 | 43.5244 | -111.8039 | Wind |  |  |  | 2013.0 | Ridgeline Energy LLC | U.S. Energy Information Administration | http://www.eia.gov/electricity/data/browser/ | U.S. Energy Information Administration | 66445 | 2019 | 306.618 | 374.43600000000004 | 296.999 | 277.61 | 348.514 | 244.522 | 332.959 | U.S. Energy Information Administration |  | 344.50 | 360.85 | 322.63 | 316.89 | HYDRO-V1 | HYDRO-V1 | HYDRO-V1 | HYDRO-V1 | HYDRO-V1 | 30.22%
USA | United States of America | Tuscola Bay Wind |  | USA0058351 | 120 | 43.5253 | -83.6500 | Wind |  |  |  | 2013.0 | Tuscola Bay Wind LLC | U.S. Energy Information Administration | http://www.eia.gov/electricity/data/browser/ | U.S. Energy Information Administration | 66865 | 2019 | 373.447 | 389.108 | 377.938 | 362.396 | 355.00100000000003 | 345.808 | 377.623 | U.S. Energy Information Administration |  | 385.55 | 385.97 | 357.70 | 353.72 | HYDRO-V1 | HYDRO-V1 | HYDRO-V1 | HYDRO-V1 | HYDRO-V1 | 33.65%
USA | United States of America | Tuscola Wind II LLC |  | USA0058587 | 100.3 | 43.5269 | -83.5669 | Wind |  |  |  | 2013.0 | Tuscola Wind II LLC | U.S. Energy Information Administration | http://www.eia.gov/electricity/data/browser/ | U.S. Energy Information Administration | 70803 | 2019 | 46.741 | 329.505 | 322.818 | 312.724 | 312.733 | 296.214 | 315.774 | U.S. Energy Information Administration |  | 350.86 | 346.55 | 311.22 | 318.65 | NO-ESTIMATION | NO-ESTIMATION | NO-ESTIMATION | NO-ESTIMATION | CAPACITY-FACTOR-V1 | 36.27%
USA | United States of America | Adams Wind Farm |  | USA0056307 | 23.3 | 43.5548 | -92.7241 | Wind |  |  |  | 2003.420600858369 | Consolidated Edison Development Inc. | U.S. Energy Information Administration | http://www.eia.gov/electricity/data/browser/ | U.S. Energy Information Administration | 55940 | 2019 | 59.686 | 60.767 | 59.207 | 57.259 | 55.159 | 47.27 | 45.609 | U.S. Energy Information Administration | 71.49 | 72.97 | 74.01 | 62.55 | 66.06 | HYDRO-V1 | HYDRO-V1 | HYDRO-V1 | HYDRO-V1 | HYDRO-V1 | 32.37%
USA | United States of America | Minwind |  | USA0056002 | 3.8 | 43.5564 | -96.3036 | Wind |  |  |  | 2002.0 | Community Renewables LLC | U.S. Energy Information Administration | http://www.eia.gov/electricity/data/browser/ | U.S. Energy Information Administration | 51435 | 2019 | 9.794 | 11.593 | 8.027000000000001 | 6.98 | 9.354000000000001 | 7.704 | 6.877 | U.S. Energy Information Administration | 11.02 | 10.74 | 10.46 | 8.92 | 9.08 | HYDRO-V1 | HYDRO-V1 | HYDRO-V1 | HYDRO-V1 | HYDRO-V1 | 27.28%
USA | United States of America | Glacier Hills |  | USA0057199 | 162 | 43.5639 | -89.1481 | Wind |  |  |  | 2012.0 | Wisconsin Electric Power Co | U.S. Energy Information Administration | http://www.eia.gov/electricity/data/browser/ | U.S. Energy Information Administration | 58935 | 2019 | 386.515 | 405.19100000000003 | 407.008 | 383.128 | 390.94 | 350.05400000000003 | 370.854 | U.S. Energy Information Administration | 526.78 | 558.02 | 579.08 | 475.31 | 467.12 | HYDRO-V1 | HYDRO-V1 | HYDRO-V1 | HYDRO-V1 | HYDRO-V1 | 32.92%
USA | United States of America | Fairmont Wind |  | USA0056415 | 5.4 | 43.5750 | -94.4467 | Wind |  |  |  | 2004.2592592592591 | Southern Minnesota Mun P Agny | U.S. Energy Information Administration | http://www.eia.gov/electricity/data/browser/ | U.S. Energy Information Administration | 51426 | 2019 | 14.29065 |  | 15.893 | 14.93 | 13.731 | 13.915000000000001 | 13.409 | U.S. Energy Information Administration | 15.82 | 14.93 | 16.45 | 16.40 | 13.05 | HYDRO-V1 | HYDRO-V1 | HYDRO-V1 | HYDRO-V1 | HYDRO-V1 | 27.59%
USA | United States of America | Wolf Wind Enterprises LLC |  | USA0056589 | 1.3 | 43.5811 | -95.7758 | Wind |  |  |  | 2006.0 | Midwest Power Partners LLC | U.S. Energy Information Administration | http://www.eia.gov/electricity/data/browser/ | U.S. Energy Information Administration |  | 2019 | 3.6590000000000003 | 3.869 | 3.723 | 1.46 | 2.934 | 2.892 | 1.724 | U.S. Energy Information Administration | 3.64 | 2.19 | 2.25 | 1.84 | 3.12 | HYDRO-V1 | HYDRO-V1 | HYDRO-V1 | HYDRO-V1 | HYDRO-V1 | 27.4%
USA | United States of America | Sunset Breeze LLC |  | USA0056586 | 1.3 | 43.5811 | -95.7800 | Wind |  |  |  | 2006.0 | Midwest Power Partners LLC | U.S. Energy Information Administration | http://www.eia.gov/electricity/data/browser/ | U.S. Energy Information Administration |  | 2019 | 3.489 | 3.9450000000000003 | 3.678 | 1.457 | 2.934 | 2.892 | 1.724 | U.S. Energy Information Administration | 3.64 | 2.19 | 2.25 | 1.84 | 3.12 | HYDRO-V1 | HYDRO-V1 | HYDRO-V1 | HYDRO-V1 | HYDRO-V1 | 27.4%
USA | United States of America | Minnesota Breeze LLC |  | USA0056587 | 1.3 | 43.5833 | -95.7781 | Wind |  |  |  | 2006.0 | Midwest Power Partners LLC | U.S. Energy Information Administration | http://www.eia.gov/electricity/data/browser/ | U.S. Energy Information Administration |  | 2019 | 3.5020000000000002 | 3.894 | 3.6390000000000002 | 1.408 | 2.934 | 2.892 | 1.724 | U.S. Energy Information Administration | 3.64 | 2.19 | 2.25 | 1.84 | 3.12 | NO-ESTIMATION | NO-ESTIMATION | NO-ESTIMATION | NO-ESTIMATION | CAPACITY-FACTOR-V1 | 27.4%
USA | United States of America | G Flow Wind LLC |  | USA0056588 | 1.3 | 43.5861 | -95.7761 | Wind |  |  |  | 2006.0 | Midwest Power Partners LLC | U.S. Energy Information Administration | http://www.eia.gov/electricity/data/browser/ | U.S. Energy Information Administration |  | 2019 | 3.528 | 3.853 | 3.652 | 1.447 | 2.934 | 2.892 | 1.724 | U.S. Energy Information Administration | 3.64 | 2.19 | 2.09 | 1.84 | 3.12 | NO-ESTIMATION | NO-ESTIMATION | NO-ESTIMATION | NO-ESTIMATION | CAPACITY-FACTOR-V1 | 27.4%
USA | United States of America | Green Acres Breeze LLC |  | USA0056590 | 1.3 | 43.5861 | -95.7803 | Wind |  |  |  | 2006.0 | Midwest Power Partners LLC | U.S. Energy Information Administration | http://www.eia.gov/electricity/data/browser/ | U.S. Energy Information Administration |  | 2019 | 3.842 | 4.173 | 3.748 | 1.487 | 2.934 | 2.892 | 1.724 | U.S. Energy Information Administration | 3.64 | 2.19 | 2.25 | 1.84 | 3.12 | HYDRO-V1 | HYDRO-V1 | HYDRO-V1 | HYDRO-V1 | HYDRO-V1 | 27.4%
USA | United States of America | South Fork Wind Farm |  | USA0058691 | 13 | 43.5873 | -95.3751 | Wind |  |  |  | 2017.0 | South Fork Wind LLC | U.S. Energy Information Administration | http://www.eia.gov/electricity/data/browser/ | U.S. Energy Information Administration |  | 2019 |  |  |  | 3.448 | 54.211 | 51.547000000000004 | 50.096 | U.S. Energy Information Administration |  |  |  |  | 38.17 | HYDRO-V1 | HYDRO-V1 | HYDRO-V1 | HYDRO-V1 | HYDRO-V1 | 33.52%
USA | United States of America | Prairie Wind Power LLC |  | USA0056628 | 4 | 43.5958 | -95.3833 | Wind |  |  |  | 2008.0 | Exelon Wind LLC | U.S. Energy Information Administration | http://www.eia.gov/electricity/data/browser/ | U.S. Energy Information Administration |  | 2019 | 13.961 | 15.632 | 14.816 | 13.996 | 13.73 | 12.377 | 11.565 | U.S. Energy Information Administration | 13.27 | 12.30 | 10.59 | 13.18 | 13.21 | HYDRO-V1 | HYDRO-V1 | HYDRO-V1 | HYDRO-V1 | HYDRO-V1 | 37.7%
USA | United States of America | Cross Winds Energy Park |  | USA0058830 | 230.9 | 43.6103 | -83.4856 | Wind |  |  |  | 2017.215244694673 | Consumers Energy Co | U.S. Energy Information Administration | http://www.eia.gov/electricity/data/browser/ | U.S. Energy Information Administration | 63872 | 2019 |  | 21.389 | 364.82800000000003 | 372.605 | 335.504 | 492.617 | 472.625 | U.S. Energy Information Administration |  |  |  | 382.70 | 395.44 | NO-ESTIMATION | NO-ESTIMATION | NO-ESTIMATION | NO-ESTIMATION | CAPACITY-FACTOR-V1 | 19.55%
USA | United States of America | Big Blue |  | USA0057289 | 36 | 43.6122 | -94.1919 | Wind |  |  |  | 2013.0 | Big Blue Wind Farm LLC (MN) | U.S. Energy Information Administration | http://www.eia.gov/electricity/data/browser/ | U.S. Energy Information Administration | 62806 | 2019 | 111.839 | 118.739 | 129.03133 | 127.057 | 120.625 | 115.319 | 104.836 | U.S. Energy Information Administration |  | 151.93 | 152.37 | 130.08 | 123.5 | NO-ESTIMATION | NO-ESTIMATION | NO-ESTIMATION | NO-ESTIMATION | CAPACITY-FACTOR-V1 | 39.16%
USA | United States of America | Mower County Wind Energy Center |  | USA0056424 | 98.9 | 43.6141 | -92.5988 | Wind |  |  |  | 2007.0 | FPL Energy Mower County LLC | U.S. Energy Information Administration | http://www.eia.gov/electricity/data/browser/ | U.S. Energy Information Administration |  | 2019 | 308.821 | 320.129 | 314.983 | 301.552 | 284.258 | 262.109 | 259.08 | U.S. Energy Information Administration | 324.66 | 357.46 | 320.76 | 305.48 | 322.04 | NO-ESTIMATION | NO-ESTIMATION | NO-ESTIMATION | NO-ESTIMATION | CAPACITY-FACTOR-V1 | 37.17%
USA | United States of America | Forward Wind Energy Center |  | USA0056942 | 129 | 43.6161 | -88.4969 | Wind |  |  |  | 2008.2325581395348 | Wisconsin Public Service Corp | U.S. Energy Information Administration | http://www.eia.gov/electricity/data/browser/ | U.S. Energy Information Administration | 53129 | 2019 | 337.107 | 351.039 | 349.37600000000003 | 319.889 | 313.238 | 187.982 | 339.199 | U.S. Energy Information Administration | 406.34 | 421.04 | 375.71 | 355.63 | 384.85 | SOLAR-V1-NO-AGE | SOLAR-V1-NO-AGE | SOLAR-V1-NO-AGE | SOLAR-V1-NO-AGE | SOLAR-V1-NO-AGE | 34.06%
USA | United States of America | K&D Energy LLC |  | USA0056626 | 4 | 43.6181 | -95.4172 | Wind |  |  |  | 2008.0 | Ewington Wind Project | U.S. Energy Information Administration | http://www.eia.gov/electricity/data/browser/ | U.S. Energy Information Administration |  | 2019 | 13.635 | 14.67 | 13.112 | 14.392 | 13.289 | 12.488 | 11.863 | U.S. Energy Information Administration | 13.27 | 12.30 | 11.15 | 13.18 | 13.21 | NO-ESTIMATION | NO-ESTIMATION | NO-ESTIMATION | NO-ESTIMATION | CAPACITY-FACTOR-V1 | 37.7%
USA | United States of America | BC Energy LLC |  | USA0056624 | 4 | 43.6183 | -95.4253 | Wind |  |  |  | 2008.0 | Ewington Wind Project | U.S. Energy Information Administration | http://www.eia.gov/electricity/data/browser/ | U.S. Energy Information Administration |  | 2019 | 14.247 | 15.711 | 14.722 | 14.664 | 13.377 | 11.435 | 12.111 | U.S. Energy Information Administration | 13.29 | 12.30 | 11.15 | 13.18 | 13.21 | NO-ESTIMATION | NO-ESTIMATION | NO-ESTIMATION | NO-ESTIMATION | CAPACITY-FACTOR-V1 | 37.7%
USA | United States of America | KSS Turbines LLC |  | USA0056627 | 4 | 43.6247 | -95.4314 | Wind |  |  |  | 2008.0 | Ewington Wind Project | U.S. Energy Information Administration | http://www.eia.gov/electricity/data/browser/ | U.S. Energy Information Administration |  | 2019 | 13.647 | 14.635 | 14.367 | 13.563 | 13.370000000000001 | 10.575000000000001 | 10.67 | U.S. Energy Information Administration | 13.29 | 12.30 | 11.38 | 13.16 | 13.21 | HYDRO-V1 | HYDRO-V1 | HYDRO-V1 | HYDRO-V1 | HYDRO-V1 | 37.7%
USA | United States of America | Cisco |  | USA0063431 | 8.4 | 43.6256 | -95.3725 | Wind |  |  |  | 2008.0 | Allete Clean Energy | U.S. Energy Information Administration | http://www.eia.gov/electricity/data/browser/ | U.S. Energy Information Administration |  | 2019 | [6 empty] | 17.583 | U.S. Energy Information Administration | 26.03 | 22.40 | 21.71 | 26.03 | 26.1 | HYDRO-V1 | HYDRO-V1 | HYDRO-V1 | HYDRO-V1 | HYDRO-V1 | 35.47%
USA | United States of America | KC Energy LLC |  | USA0056625 | 4 | 43.6292 | -95.4169 | Wind |  |  |  | 2008.0 | Ewington Wind Project | U.S. Energy Information Administration | http://www.eia.gov/electricity/data/browser/ | U.S. Energy Information Administration |  | 2019 | 14.269 | 15.586 | 14.637 | 14.538 | 13.984 | 11.963000000000001 | 12.305 | U.S. Energy Information Administration | 13.29 | 12.30 | 11.38 | 13.16 | 13.21 | HYDRO-V1 | HYDRO-V1 | HYDRO-V1 | HYDRO-V1 | HYDRO-V1 | 37.7%
USA | United States of America | Minwind 3-9 |  | USA0056123 | 11.5 | 43.6383 | -96.3919 | Wind |  |  |  | 2005.0 | Rock County Energy Center LLC | U.S. Energy Information Administration | http://www.eia.gov/electricity/data/browser/ | U.S. Energy Information Administration | 59146 | 2019 | 28.239 | 35.295 | 31.024 | 17.876 | 23.728 | 22.725 | 11.097 | U.S. Energy Information Administration | 33.62 | 30.32 | 29.51 | 27.66 | 25.93 | SOLAR-V1-NO-AGE | SOLAR-V1-NO-AGE | SOLAR-V1-NO-AGE | SOLAR-V1-NO-AGE | SOLAR-V1-NO-AGE | 25.74%
USA | United States of America | DL Windy Acres LLC |  | USA0056207 | 2 | 43.6514 | -95.3686 | Wind |  |  |  | 2004.0 | Brewster | U.S. Energy Information Administration | http://www.eia.gov/electricity/data/browser/ | U.S. Energy Information Administration |  | 2019 | 5.585 | 6.861 | 6.4830000000000005 | 6.2540000000000004 | 5.993 | 5.096 | 0.892 | U.S. Energy Information Administration | 6.55 | 5.55 | 6.09 | 5.61 | 5.51 | NO-ESTIMATION | NO-ESTIMATION | NO-ESTIMATION | NO-ESTIMATION | CAPACITY-FACTOR-V1 | 31.45%
USA | United States of America | B&K Energy Systems LLC |  | USA0056210 | 2 | 43.6514 | -95.3755 | Wind |  |  |  | 2004.0 | Brewster | U.S. Energy Information Administration | http://www.eia.gov/electricity/data/browser/ | U.S. Energy Information Administration |  | 2019 | 6.197 | 7.006 | 6.4830000000000005 | 6.2540000000000004 | 5.993 | 5.096 | 0.892 | U.S. Energy Information Administration | 6.55 | 5.55 | 6.09 | 5.61 | 5.51 | NO-ESTIMATION | NO-ESTIMATION | NO-ESTIMATION | NO-ESTIMATION | CAPACITY-FACTOR-V1 | 31.45%
USA | United States of America | S&P Windfarm LLC |  | USA0056208 | 2 | 43.6514 | -95.3825 | Wind |  |  |  | 2004.0 | Brewster | U.S. Energy Information Administration | http://www.eia.gov/electricity/data/browser/ | U.S. Energy Information Administration |  | 2019 | 5.734 | 4.481 | 6.4830000000000005 | 6.2540000000000004 | 5.993 | 5.096 | 0.892 | U.S. Energy Information Administration | 6.55 | 5.55 | 6.09 | 5.68 | 5.51 | SOLAR-V1-NO-AGE | SOLAR-V1-NO-AGE | SOLAR-V1-NO-AGE | SOLAR-V1-NO-AGE | SOLAR-V1-NO-AGE | 31.45%
USA | United States of America | Blue Breezes LLC |  | USA0056580 | 1.3 | 43.6558 | -94.1536 | Wind |  |  |  | 2006.0 | Moore 1 | U.S. Energy Information Administration | http://www.eia.gov/electricity/data/browser/ | U.S. Energy Information Administration | 62639 | 2019 | 3.402 | 3.436 | 3.34 | 3.216 | 3.154 | 2.737 | 2.708 | U.S. Energy Information Administration | 2.77 | 2.73 | 3.14 | 2.92 | 2.93 | SOLAR-V1-NO-AGE | SOLAR-V1-NO-AGE | SOLAR-V1-NO-AGE | SOLAR-V1-NO-AGE | SOLAR-V1-NO-AGE | 25.73%
USA | United States of America | Blue Breezes II LLC |  | USA0056581 | 1.3 | 43.6558 | -94.1564 | Wind |  |  |  | 2006.0 | Moore 1 | U.S. Energy Information Administration | http://www.eia.gov/electricity/data/browser/ | U.S. Energy Information Administration | 62639 | 2019 | 2.997 | 3.72 | 3.414 | 3.286 | 3.18 | 2.705 | 3.013 | U.S. Energy Information Administration | 2.77 | 2.73 | 3.14 | 2.92 | 2.93 | SOLAR-V1-NO-AGE | SOLAR-V1-NO-AGE | SOLAR-V1-NO-AGE | SOLAR-V1-NO-AGE | SOLAR-V1-NO-AGE | 25.73%
USA | United States of America | Michigan Wind 2 |  | USA0056659 | 90 | 43.6631 | -82.7469 | Wind |  |  |  | 2012.0 | Michigan Wind 2 LLC | U.S. Energy Information Administration | http://www.eia.gov/electricity/data/browser/ | U.S. Energy Information Administration | 55280 | 2019 | 250.372 | 304.058 | 343.975 | 347.695 | 342.407 | 331.712 | 337.551 | U.S. Energy Information Administration | 377.96 | 393.20 | 328.83 | 338.06 | 316.08 | SOLAR-V1-NO-AGE | SOLAR-V1-NO-AGE | SOLAR-V1-NO-AGE | SOLAR-V1-NO-AGE | SOLAR-V1-NO-AGE | 40.09%
USA | United States of America | Minden Wind Park |  | USA0057852 | 32 | 43.6700 | -82.7586 | Wind |  |  |  | 2013.0 | DTE Electric Company | U.S. Energy Information Administration | http://www.eia.gov/electricity/data/browser/ | U.S. Energy Information Administration |  | 2019 | 100.724 | 108.952 | 111.893 | 111.795 | 111.846 | 108.393 | 111.471 | U.S. Energy Information Administration |  | 139.41 | 123.66 | 115.78 | 113.9 | SOLAR-V1-NO-AGE | SOLAR-V1-NO-AGE | SOLAR-V1-NO-AGE | SOLAR-V1-NO-AGE | SOLAR-V1-NO-AGE | 40.63%
USA | United States of America | Lakefield Wind Project LLC |  | USA0057374 | 205.5 | 43.6750 | -95.1567 | Wind |  |  |  | 2011.0 | EDF Renewable Asset Holdings Inc. | U.S. Energy Information Administration | http://www.eia.gov/electricity/data/browser/ | U.S. Energy Information Administration | 58947 | 2019 | 398.17 | 413.882 | 531.386 | 570.66 | 587.113 | 616.3580000000001 | 594.584 | U.S. Energy Information Administration | 768.46 | 783.63 | 703.60 | 689.68 | 691.81 | SOLAR-V1-NO-AGE | SOLAR-V1-NO-AGE | SOLAR-V1-NO-AGE | SOLAR-V1-NO-AGE | SOLAR-V1-NO-AGE | 38.43%
USA | United States of America | Welcome Wind Turbine |  | USA0057248 | 2.1 | 43.6825 | -94.5892 | Wind |  |  |  | 2008.0 | Federated Rural Electric Assn | U.S. Energy Information Administration | http://www.eia.gov/electricity/data/browser/ | U.S. Energy Information Administration |  | 2019 | 7.105 | 7.656000000000001 | 7.183 | 7.118 | 6.7490000000000006 | 6.268 | 5.833 | U.S. Energy Information Administration | 6.37 | 6.56 | 6.23 | 6.84 | 6.45 | SOLAR-V1-NO-AGE | SOLAR-V1-NO-AGE | SOLAR-V1-NO-AGE | SOLAR-V1-NO-AGE | SOLAR-V1-NO-AGE | 35.06%
USA | United States of America | Elm Creek Wind II LLC |  | USA0057649 | 148.8 | 43.6848 | -94.8799 | Wind |  |  |  | 2011.0000000000002 | Avangrid Renewables LLC | U.S. Energy Information Administration | http://www.eia.gov/electricity/data/browser/ | U.S. Energy Information Administration | 57874 | 2019 | 437.439 | 455.66 | 427.40500000000003 | 425.11 | 391.73 | 360.773 | 333.321 | U.S. Energy Information Administration | 563.85 | 577.39 | 500.86 | 508.07 | 507.68 | SOLAR-V1-NO-AGE | SOLAR-V1-NO-AGE | SOLAR-V1-NO-AGE | SOLAR-V1-NO-AGE | SOLAR-V1-NO-AGE | 38.95%
USA | United States of America | Prairie Star Wind Farm |  | USA0056494 | 100.6 | 43.6861 | -92.6272 | Wind |  |  |  | 2008.0 | High Prairie Wind Farm II LLC | U.S. Energy Information Administration | http://www.eia.gov/electricity/data/browser/ | U.S. Energy Information Administration | 56366 | 2019 | 344.121 | 358.122 | 346.237 | 336.017 | 328.744 | 298.524 | 303.82 | U.S. Energy Information Administration | 341.40 | 363.85 | 328.30 | 307.22 | 345.51 | SOLAR-V1-NO-AGE | SOLAR-V1-NO-AGE | SOLAR-V1-NO-AGE | SOLAR-V1-NO-AGE | SOLAR-V1-NO-AGE | 39.21%
USA | United States of America | Cedar Ridge |  | USA0056347 | 67.7 | 43.6926 | -88.3297 | Wind |  |  |  | 2009.0000000000002 | Wisconsin Power & Light Co | U.S. Energy Information Administration | http://www.eia.gov/electricity/data/browser/ | U.S. Energy Information Administration | 54781 | 2019 | 181.366 | 176.921 | 193.496 | 177.225 | 173.78 | 163.498 | 176.428 | U.S. Energy Information Administration | 218.44 | 210.31 | 218.09 | 202.27 | 219.62 | NO-ESTIMATION | NO-ESTIMATION | NO-ESTIMATION | NO-ESTIMATION | NO-ESTIMATION | 37.03%
USA | United States of America | Nobles Wind Project |  | USA0057047 | 201 | 43.7036 | -95.7131 | Wind |  |  |  | 2011.0 | Northern States Power Co - Minnesota | U.S. Energy Information Administration | http://www.eia.gov/electricity/data/browser/ | U.S. Energy Information Administration |  | 2019 | 656.445 | 761.943 | 740.613 | 721.617 | 700.027 | 651.2040000000001 | 634.134 | U.S. Energy Information Administration | 752.72 | 764.78 | 698.33 | 692.61 | 689.64 | NO-ESTIMATION | NO-ESTIMATION | NO-ESTIMATION | NO-ESTIMATION | NO-ESTIMATION | 39.17%
USA | United States of America | Michigan Wind 1 |  | USA0056416 | 69 | 43.7092 | -82.9633 | Wind |  |  |  | 2009.0 | Michigan Wind 1 LLC | U.S. Energy Information Administration | http://www.eia.gov/electricity/data/browser/ | U.S. Energy Information Administration | 55280 | 2019 | 159.872 | 163.05100000000002 | 169.116 | 170.11 | 170.916 | 158.38400000000001 | 163.112 | U.S. Energy Information Administration | 242.48 | 205.18 | 203.24 | 201.16 | 223.84 | SOLAR-V1-NO-AGE | SOLAR-V1-NO-AGE | SOLAR-V1-NO-AGE | SOLAR-V1-NO-AGE | SOLAR-V1-NO-AGE | 37.03%
USA | United States of America | Community Wind South |  | USA0058045 | 30 | 43.7136 | -95.8028 | Wind |  |  |  | 2013.0 | Greenbacker Renewable Energy Corporation | U.S. Energy Information Administration | http://www.eia.gov/electricity/data/browser/ | U.S. Energy Information Administration | 65673 | 2019 | 107.297 | 109.376 | 114.562 | 119.515 | 117.291 | 112.44 | 109.664 | U.S. Energy Information Administration |  | 128.69 | 125.68 | 122.37 | 109.69 | NO-ESTIMATION | NO-ESTIMATION | NO-ESTIMATION | NO-ESTIMATION | CAPACITY-FACTOR-V1 | 41.74%
USA | United States of America | Brule County Wind |  | USA0061746 | 20 | 43.7170 | -98.9220 | Wind |  |  |  | 2018.0 | Consolidated Edison Development Inc. | U.S. Energy Information Administration | http://www.eia.gov/electricity/data/browser/ | U.S. Energy Information Administration |  | 2019 | [5 empty] | 20.616 | 77.395 | U.S. Energy Information Administration |  |  |  |  | 58.73 | NO-ESTIMATION | NO-ESTIMATION | NO-ESTIMATION | NO-ESTIMATION | CAPACITY-FACTOR-V1 | 33.52%
USA | United States of America | Aurora County Wind |  | USA0061745 | 20 | 43.7190 | -98.7520 | Wind |  |  |  | 2018.0 | Consolidated Edison Development Inc. | U.S. Energy Information Administration | http://www.eia.gov/electricity/data/browser/ | U.S. Energy Information Administration |  | 2019 | [5 empty] | 19.382 | 79.726 | U.S. Energy Information Administration |  |  |  |  | 58.73 | NO-ESTIMATION | NO-ESTIMATION | NO-ESTIMATION | NO-ESTIMATION | CAPACITY-FACTOR-V1 | 33.52%
USA | United States of America | Cashton Greens Wind Farm |  | USA0057968 | 5 | 43.7339 | -90.8050 | Wind |  |  |  | 2012.0 | Cashton Greens Wind Farm LLC | U.S. Energy Information Administration | http://www.eia.gov/electricity/data/browser/ | U.S. Energy Information Administration | 64191 | 2019 | 10.957 | 12.038 | 11.195 | 11.563 | 11.418000000000001 | 9.411 | 10.057 | U.S. Energy Information Administration | 16.10 | 17.18 | 16.84 | 11.61 | 12.89 | NO-ESTIMATION | NO-ESTIMATION | NO-ESTIMATION | NO-ESTIMATION | CAPACITY-FACTOR-V1 | 29.43%
USA | United States of America | Elm Creek Wind LLC |  | USA0056793 | 99 | 43.7542 | -94.9497 | Wind |  |  |  | 2009.0 | Avangrid Renewables LLC | U.S. Energy Information Administration | http://www.eia.gov/electricity/data/browser/ | U.S. Energy Information Administration | 57874 | 2019 | 325.519 | 358.03700000000003 | 338.72 | 328.729 | 305.877 | 287.87 | 279.753 | U.S. Energy Information Administration | 355.05 | 368.63 | 340.91 | 355.97 | 338.92 | NO-ESTIMATION | NO-ESTIMATION | NO-ESTIMATION | NO-ESTIMATION | CAPACITY-FACTOR-V1 | 39.08%
USA | United States of America | Noble Ridge LLC |  | USA0055782 | 1.5 | 43.7547 | -95.8534 | Wind |  |  |  | 2002.0 | RENEW Energy Inc | U.S. Energy Information Administration | http://www.eia.gov/electricity/data/browser/ | U.S. Energy Information Administration | 51434 | 2019 | 4.305 | 5.057 | 4.711 | 4.506 | 4.442 | 2.432 | 1.462 | U.S. Energy Information Administration | 4.17 | 3.51 | 4.00 | 4.34 | 3.35 | NO-ESTIMATION | NO-ESTIMATION | NO-ESTIMATION | NO-ESTIMATION | CAPACITY-FACTOR-V1 | 25.49%
USA | United States of America | Brookfield |  | USA0058719 | 74.8 | 43.7578 | -83.2978 | Wind |  |  |  | 2013.9999999999998 | DTE Electric Company | U.S. Energy Information Administration | http://www.eia.gov/electricity/data/browser/ | U.S. Energy Information Administration | 68348 | 2019 |  | 185.187 | 265.849 | 260.607 | 169.918 | 251.116 | 255.051 | U.S. Energy Information Administration |  | 307.70 | 308.18 | 275.71 | 262.62 | NO-ESTIMATION | NO-ESTIMATION | NO-ESTIMATION | NO-ESTIMATION | CAPACITY-FACTOR-V1 | 40.08%
USA | United States of America | Pheasant Run Wind LLC |  | USA0058580 | 74.8 | 43.7578 | -83.2978 | Wind |  |  |  | 2013.9999999999998 | Pheasant Run Wind LLC | U.S. Energy Information Administration | http://www.eia.gov/electricity/data/browser/ | U.S. Energy Information Administration | 66894 | 2019 | 24.724 | 256.039 | 266.857 | 264.642 | 266.032 | 255.881 | 254.832 | U.S. Energy Information Administration |  | 307.70 | 308.18 | 275.71 | 262.62 | NO-ESTIMATION | NO-ESTIMATION | NO-ESTIMATION | NO-ESTIMATION | CAPACITY-FACTOR-V1 | 40.08%
USA | United States of America | Groton Wind LLC |  | USA0058141 | 48 | 43.7681 | -71.8189 | Wind |  |  |  | 2013.0 | Avangrid Renewables LLC | U.S. Energy Information Administration | http://www.eia.gov/electricity/data/browser/ | U.S. Energy Information Administration | 63401 | 2019 | 97.57000000000001 | 108.413 | 114.765 | 121.408 | 112.974 | 105.23700000000001 | 107.744 | U.S. Energy Information Administration |  | 180.14 | 150.44 | 156.18 | 169.79 | NO-ESTIMATION | NO-ESTIMATION | NO-ESTIMATION | NO-ESTIMATION | CAPACITY-FACTOR-V1 | 40.38%
USA | United States of America | Wapsipinicon Wind Project |  | USA0056876 | 100.5 | 43.8006 | -92.6822 | Wind |  |  |  | 2009.0 | EDF Renewable Asset Holdings Inc. | U.S. Energy Information Administration | http://www.eia.gov/electricity/data/browser/ | U.S. Energy Information Administration | 58272 | 2019 | 331.52500000000003 | 340.884 | 324.607 | 303.198 | 303.408 | 272.129 | 267.202 | U.S. Energy Information Administration | 361.95 | 373.09 | 325.73 | 310.07 | 305.26 | NO-ESTIMATION | NO-ESTIMATION | NO-ESTIMATION | NO-ESTIMATION | CAPACITY-FACTOR-V1 | 34.67%
USA | United States of America | Apple Blossom Wind Farm |  | USA0058690 | 100 | 43.8150 | -83.3150 | Wind |  |  |  | 2017.0 | Apple Blossom Wind LLC | U.S. Energy Information Administration | http://www.eia.gov/electricity/data/browser/ | U.S. Energy Information Administration |  | 2019 |  |  |  |  | 43.704 | 169.373 | 265.032 | U.S. Energy Information Administration |  |  |  |  | 293.67 | NO-ESTIMATION | NO-ESTIMATION | NO-ESTIMATION | NO-ESTIMATION | CAPACITY-FACTOR-V1 | 33.52%
USA | United States of America | Prairie Rose Wind Farm |  | USA0057644 | 200 | 43.8282 | -96.3216 | Wind |  |  |  | 2013.0 | Enel Green Power NA Inc. | U.S. Energy Information Administration | http://www.eia.gov/electricity/data/browser/ | U.S. Energy Information Administration | 63149 | 2019 | 635.589 | 742.464 | 683.434 | 700.176 | 677.355 | 623.121 | 603.6946 | U.S. Energy Information Administration |  | 826.16 | 835.95 | 752.16 | 739.99 | NO-ESTIMATION | NO-ESTIMATION | NO-ESTIMATION | NO-ESTIMATION | CAPACITY-FACTOR-V1 | 42.24%
USA | United States of America | Chamberlain Wind Project |  | USA0007974 | 2.6 | 43.8485 | -99.2476 | Wind |  |  |  | 2001.0 | Basin Electric Power Coop | U.S. Energy Information Administration | http://www.eia.gov/electricity/data/browser/ | U.S. Energy Information Administration |  | 2019 | 4.743 | 3.99 | 2.895 | 5.157 | 3.286 | 1.208 | 1.566 | U.S. Energy Information Administration | 6.64 | 6.42 | 6.59 | 5.91 | 5.71 | NO-ESTIMATION | NO-ESTIMATION | NO-ESTIMATION | NO-ESTIMATION | CAPACITY-FACTOR-V1 | 25.07%
USA | United States of America | Big Turtle Wind Farm LLC |  | USA0058891 | 49.4 | 43.8508 | -82.7825 | Wind |  |  |  | 2015.5951417004048 | Heritage Garden Wind Farm I LLC | U.S. Energy Information Administration | http://www.eia.gov/electricity/data/browser/ | U.S. Energy Information Administration | 67371 | 2019 |  | 3.309 | 76.94800000000001 | 79.391 | 186.928 | 181.237 | 71.534 | U.S. Energy Information Administration |  |  |  | 222.62 | 212.19 | HYDRO-V1 | HYDRO-V1 | HYDRO-V1 | HYDRO-V1 | HYDRO-V1 | 49.03%
USA | United States of America | Sigel Wind Park |  | USA0057851 | 64 | 43.8508 | -82.7836 | Wind |  |  |  | 2013.0 | DTE Electric Company | U.S. Energy Information Administration | http://www.eia.gov/electricity/data/browser/ | U.S. Energy Information Administration | 59414 | 2019 | 232.733 | 236.286 | 249.06 | 243.03900000000002 | 253.927 | 249.92000000000002 | 251.651 | U.S. Energy Information Administration |  | 270.54 | 269.80 | 259.86 | 234.09 | SOLAR-V1-NO-AGE | SOLAR-V1-NO-AGE | SOLAR-V1-NO-AGE | SOLAR-V1-NO-AGE | SOLAR-V1-NO-AGE | 41.75%
USA | United States of America | Fenton Wind Farm |  | USA0056617 | 205.5 | 43.8528 | -96.0183 | Wind |  |  |  | 2007.0 | EDF Renewable Asset Holdings Inc. | U.S. Energy Information Administration | http://www.eia.gov/electricity/data/browser/ | U.S. Energy Information Administration | 55212 | 2019 | 667.335 | 749.21 | 737.599 | 735.765 | 692.8240000000001 | 645.67 | 563.526 | U.S. Energy Information Administration | 698.40 | 669.35 | 600.96 | 687.04 | 633.22 | NO-ESTIMATION | NO-ESTIMATION | NO-ESTIMATION | NO-ESTIMATION | CAPACITY-FACTOR-V1 | 35.18%
USA | United States of America | Odell Wind Farm |  | USA0058657 | 200 | 43.8533 | -94.9319 | Wind |  |  |  | 2016.0 | Algonquin Power Co | U.S. Energy Information Administration | http://www.eia.gov/electricity/data/browser/ | U.S. Energy Information Administration | 67136 | 2019 |  |  |  | 297.604 | 807.38 | 759.266 | 748.301 | U.S. Energy Information Administration |  |  |  |  | 777.37 | NO-ESTIMATION | NO-ESTIMATION | NO-ESTIMATION | NO-ESTIMATION | CAPACITY-FACTOR-V1 | 44.37%
USA | United States of America | Harvest 2 |  | USA0057888 | 59.4 | 43.8556 | -83.1669 | Wind |  |  |  | 2012.0 | Harvest II Windfarm LLC | U.S. Energy Information Administration | http://www.eia.gov/electricity/data/browser/ | U.S. Energy Information Administration |  | 2019 | 202.445 | 211.011 | 213.412 | 209.752 | 208.805 | 193.912 | 198.829 | U.S. Energy Information Administration | 239.35 | 236.10 | 214.68 | 204.21 | 201.01 | SOLAR-V1-NO-AGE | SOLAR-V1-NO-AGE | SOLAR-V1-NO-AGE | SOLAR-V1-NO-AGE | SOLAR-V1-NO-AGE | 38.63%
USA | United States of America | McKinley Wind Park |  | USA0057853 | 14.4 | 43.8719 | -83.2414 | Wind |  |  |  | 2013.0 | DTE Electric Company | U.S. Energy Information Administration | http://www.eia.gov/electricity/data/browser/ | U.S. Energy Information Administration |  | 2019 | 51.837 | 48.264 | 51.738 | 51.509 | 52.29 | 51.896 | 51.462 | U.S. Energy Information Administration |  | 58.04 | 54.90 | 51.21 | 45.51 | SOLAR-V1-NO-AGE | SOLAR-V1-NO-AGE | SOLAR-V1-NO-AGE | SOLAR-V1-NO-AGE | SOLAR-V1-NO-AGE | 36.08%
USA | United States of America | Lake Winds Energy Park |  | USA0057984 | 100.8 | 43.8719 | -86.3347 | Wind |  |  |  | 2012.0000000000002 | Consumers Energy Co | U.S. Energy Information Administration | http://www.eia.gov/electricity/data/browser/ | U.S. Energy Information Administration | 62292 | 2019 | 260.718 | 269.422 | 263.511 | 253.723 | 257.41700000000003 | 243.109 | 268.591 | U.S. Energy Information Administration | 420.16 | 388.76 | 351.76 | 322.31 | 362.37 | NO-ESTIMATION | NO-ESTIMATION | NO-ESTIMATION | NO-ESTIMATION | CAPACITY-FACTOR-V1 | 41.04%
USA | United States of America | Blue Sky Green Field Wind Project |  | USA0056391 | 145.2 | 43.8794 | -88.2708 | Wind |  |  |  | 2008.0 | Wisconsin Electric Power Co | U.S. Energy Information Administration | http://www.eia.gov/electricity/data/browser/ | U.S. Energy Information Administration | 39993 | 2019 | 338.73 | 350.944 | 364.81600000000003 | 333.469 | 342.45300000000003 | 301.738 | 321.615 | U.S. Energy Information Administration | 476.07 | 463.88 | 476.53 | 438.57 | 493.46 | NO-ESTIMATION | NO-ESTIMATION | NO-ESTIMATION | NO-ESTIMATION | CAPACITY-FACTOR-V1 | 38.8%
USA | United States of America | Echo Wind Park |  | USA0058121 | 162 | 43.8825 | -83.1614 | Wind |  |  |  | 2015.3111111111114 | DTE Electric Company | U.S. Energy Information Administration | http://www.eia.gov/electricity/data/browser/ | U.S. Energy Information Administration |  | 2019 |  | 193.207 | 395.538 | 399.911 | 394.749 | 391.705 | 392.247 | U.S. Energy Information Administration |  |  |  | 637.52 | 619.37 | HYDRO-V1 | HYDRO-V1 | HYDRO-V1 | HYDRO-V1 | HYDRO-V1 | 43.64%
USA | United States of America | Prairie Winds SD1 |  | USA0056608 | 162 | 43.8864 | -98.7875 | Wind |  |  |  | 2011.0 | Basin Electric Power Coop | U.S. Energy Information Administration | http://www.eia.gov/electricity/data/browser/ | U.S. Energy Information Administration |  | 2019 | 604.996 | 682.024 | 650.692 | 658.534 | 591.292 | 556.666 | 396.64 | U.S. Energy Information Administration | 640.13 | 615.85 | 563.76 | 603.58 | 525.13 | SOLAR-V1-NO-AGE | SOLAR-V1-NO-AGE | SOLAR-V1-NO-AGE | SOLAR-V1-NO-AGE | SOLAR-V1-NO-AGE | 37%
USA | United States of America | Odin Wind Farm LLC |  | USA0056755 | 20 | 43.8953 | -94.9142 | Wind |  |  |  | 2008.0 | NRG Energy Gas & Wind Holdings Inc | U.S. Energy Information Administration | http://www.eia.gov/electricity/data/browser/ | U.S. Energy Information Administration | 56715 | 2019 | 63.057 | 65.487 | 65.282 | 61.527 | 56.169000000000004 | 58.762 | 44.86 | U.S. Energy Information Administration | 59.51 | 63.50 | 63.51 | 65.09 | 65.78 | NO-ESTIMATION | NO-ESTIMATION | NO-ESTIMATION | NO-ESTIMATION | CAPACITY-FACTOR-V1 | 37.55%
USA | United States of America | Champepaden Wind Power |  | USA0055980 | 2 | 43.8997 | -95.9506 | Wind |  |  |  | 2002.0 | EDF Renewable Asset Holdings Inc. | U.S. Energy Information Administration | http://www.eia.gov/electricity/data/browser/ | U.S. Energy Information Administration |  | 2019 | 5.656 | 6.229 | 6.058 | 5.993 | 5.5360000000000005 | 5.062 | 3.708 | U.S. Energy Information Administration | 6.16 | 5.53 | 5.93 | 5.90 | 4.99 | NO-ESTIMATION | NO-ESTIMATION | NO-ESTIMATION | NO-ESTIMATION | CAPACITY-FACTOR-V1 | 28.48%
USA | United States of America | Valley View Transmission LLC |  | USA0057434 | 10 | 43.9028 | -96.0217 | Wind |  |  |  | 2011.0 | Consolidated Edison Development Inc. | U.S. Energy Information Administration | http://www.eia.gov/electricity/data/browser/ | U.S. Energy Information Administration | 63527 | 2019 | 31.131 | 32.893 | 32.572 | 29.917 | 31.69 | 27.443 | 26.85 | U.S. Energy Information Administration | 39.21 | 35.29 | 24.87 | 28.87 | 29.87 | NO-ESTIMATION | NO-ESTIMATION | NO-ESTIMATION | NO-ESTIMATION | CAPACITY-FACTOR-V1 | 34.1%
USA | United States of America | Hilltop Power |  | USA0061788 | 2 | 43.9129 | -96.1932 | Wind |  |  |  | 2009.0 | Hilltop Power LLC | U.S. Energy Information Administration | http://www.eia.gov/electricity/data/browser/ | U.S. Energy Information Administration |  | 2019 |  |  |  |  | 3.769 | 3.0 | 3.377 | U.S. Energy Information Administration | 6.85 | 6.41 | 5.16 | 6.15 | 6.6 | HYDRO-V1 | HYDRO-V1 | HYDRO-V1 | HYDRO-V1 | HYDRO-V1 | 37.67%
USA | United States of America | Copenhagen Wind Farm |  | USA0058979 | 79.9 | 43.9131 | -75.6986 | Wind |  |  |  | 2019.0 | EDF Renewable Asset Holdings Inc. | U.S. Energy Information Administration | http://www.eia.gov/electricity/data/browser/ | U.S. Energy Information Administration |  | 2019 | [5 empty] | 3.561 | 264.64 | U.S. Energy Information Administration |  |  |  |  | 234.64 | NO-ESTIMATION | NO-ESTIMATION | NO-ESTIMATION | NO-ESTIMATION | CAPACITY-FACTOR-V1 | 33.52%
USA | United States of America | Moulton Wind Power |  | USA0055981 | 2 | 43.9204 | -95.9559 | Wind |  |  |  | 2002.0 | EDF Renewable Asset Holdings Inc. | U.S. Energy Information Administration | http://www.eia.gov/electricity/data/browser/ | U.S. Energy Information Administration |  | 2019 | 5.757000000000001 | 6.0 | 6.352 | 6.343 | 4.856 | 3.559 | 1.433 | U.S. Energy Information Administration | 6.16 | 5.51 | 5.93 | 5.90 | 4.99 | HYDRO-V1 | HYDRO-V1 | HYDRO-V1 | HYDRO-V1 | HYDRO-V1 | 28.48%
USA | United States of America | Oak Glen Wind Farm |  | USA0057432 | 44 | 43.9206 | -93.1406 | Wind |  |  |  | 2011.0 | Minnesota Municipal Power Agny | U.S. Energy Information Administration | http://www.eia.gov/electricity/data/browser/ | U.S. Energy Information Administration | 62824 | 2019 | 118.75 | 122.815 | 119.74000000000001 | 129.42600000000002 | 131.215 | 115.436 | 110.679 | U.S. Energy Information Administration | 167.59 | 183.52 | 155.89 | 133.85 | 138.49 | SOLAR-V1-NO-AGE | SOLAR-V1-NO-AGE | SOLAR-V1-NO-AGE | SOLAR-V1-NO-AGE | SOLAR-V1-NO-AGE | 35.93%
USA | United States of America | Eastridge Wind Project |  | USA0056543 | 10.4 | 43.9358 | -95.9222 | Wind |  |  |  | 2006.0 | Eastridge Wind Project | U.S. Energy Information Administration | http://www.eia.gov/electricity/data/browser/ | U.S. Energy Information Administration | 60975 | 2019 | 26.303 | 29.18 | 27.804000000000002 | 27.643 | 25.282 | 23.978 | 22.847 | U.S. Energy Information Administration | 32.21 | 27.52 | 26.49 | 26.58 | 29.91 | SOLAR-V1-NO-AGE | SOLAR-V1-NO-AGE | SOLAR-V1-NO-AGE | SOLAR-V1-NO-AGE | SOLAR-V1-NO-AGE | 32.83%
USA | United States of America | Deerfield Wind Energy LLC |  | USA0060883 | 149 | 43.9419 | -82.8987 | Wind |  |  |  | 2017.0 | Deerfield Wind Energy LLC | U.S. Energy Information Administration | http://www.eia.gov/electricity/data/browser/ | U.S. Energy Information Administration |  | 2019 |  |  |  |  | 450.052 | 532.581 | 523.222 | U.S. Energy Information Administration |  |  |  |  | 437.57 | SOLAR-V1-NO-AGE | SOLAR-V1-NO-AGE | SOLAR-V1-NO-AGE | SOLAR-V1-NO-AGE | SOLAR-V1-NO-AGE | 33.52%
USA | United States of America | Windom Wind Project |  | USA0056544 | 15.6 | 43.9578 | -95.1306 | Wind |  |  |  | 2006.0 | Midwest Power Partners LLC | U.S. Energy Information Administration | http://www.eia.gov/electricity/data/browser/ | U.S. Energy Information Administration |  | 2019 | 42.901 | 46.422000000000004 | 42.967 | 42.091 | 40.04 | 37.729 | 33.648 | U.S. Energy Information Administration | 47.09 | 45.66 | 47.87 | 44.44 | 43.21 | SOLAR-V1-NO-AGE | SOLAR-V1-NO-AGE | SOLAR-V1-NO-AGE | SOLAR-V1-NO-AGE | SOLAR-V1-NO-AGE | 31.62%
USA | United States of America | G McNeilus Wind Farm Dodge Center |  | USA0056054 | 43 | 43.9785 | -92.8511 | Wind |  |  |  | 2002.3255813953488 | Garwin McNeilus | U.S. Energy Information Administration | http://www.eia.gov/electricity/data/browser/ | U.S. Energy Information Administration | 51427 | 2019 | 100.982 | 108.104 | 99.133 | 97.31 | 82.592 | 85.526 | 82.378 | U.S. Energy Information Administration | 117.47 | 134.09 | 120.92 | 110.61 | 106.51 | SOLAR-V1-NO-AGE | SOLAR-V1-NO-AGE | SOLAR-V1-NO-AGE | SOLAR-V1-NO-AGE | SOLAR-V1-NO-AGE | 28.28%
USA | United States of America | Tofteland Windfarm LLC |  | USA0056202 | 2 | 43.9803 | -96.2233 | Wind |  |  |  | 2003.0 | Tofteland Windfarm LLC | U.S. Energy Information Administration | http://www.eia.gov/electricity/data/browser/ | U.S. Energy Information Administration |  | 2019 | 6.195 | 6.865 | 6.152 | 0.365 | 2.262 | 4.258 | 4.217 | U.S. Energy Information Administration | 6.26 | 5.62 | 5.65 | 5.25 | 5.68 | NO-ESTIMATION | NO-ESTIMATION | NO-ESTIMATION | NO-ESTIMATION | CAPACITY-FACTOR-V1 | 32.42%
USA | United States of America | Uilk Wind LLC |  | USA0057351 | 4.5 | 43.9811 | -96.4269 | Wind |  |  |  | 2010.0 | RENEW Energy Inc | U.S. Energy Information Administration | http://www.eia.gov/electricity/data/browser/ | U.S. Energy Information Administration | 61306 | 2019 | 13.467 | 14.671000000000001 | 14.267 | 14.365 | 13.351 | 12.074 | 11.536 | U.S. Energy Information Administration | 16.59 | 14.57 | 12.21 | 13.49 | 14.5 | SOLAR-V1-NO-AGE | SOLAR-V1-NO-AGE | SOLAR-V1-NO-AGE | SOLAR-V1-NO-AGE | SOLAR-V1-NO-AGE | 36.78%
USA | United States of America | Viking Wind Partners |  | USA0056153 | 12 | 43.9835 | -96.0118 | Wind |  |  |  | 2004.0 | Allete Clean Energy | U.S. Energy Information Administration | http://www.eia.gov/electricity/data/browser/ | U.S. Energy Information Administration |  | 2019 | 36.24 | 37.735 | 37.928 | 36.424 | 33.805 | 33.024 | 32.301 | U.S. Energy Information Administration | 37.20 | 31.75 | 32.62 | 30.93 | 30.01 | SOLAR-V1-NO-AGE | SOLAR-V1-NO-AGE | SOLAR-V1-NO-AGE | SOLAR-V1-NO-AGE | SOLAR-V1-NO-AGE | 28.55%
USA | United States of America | Bisson Windfarm LLC |  | USA0056201 | 2 | 43.9844 | -96.2194 | Wind |  |  |  | 2003.0 | Bisson Windfarm LLC | U.S. Energy Information Administration | http://www.eia.gov/electricity/data/browser/ | U.S. Energy Information Administration |  | 2019 | 6.127 | 7.013 | 6.346 | 0.385 | 2.9170000000000003 | 4.019 | 5.002 | U.S. Energy Information Administration | 6.26 | 5.62 | 6.31 | 5.25 | 5.68 | SOLAR-V1-NO-AGE | SOLAR-V1-NO-AGE | SOLAR-V1-NO-AGE | SOLAR-V1-NO-AGE | SOLAR-V1-NO-AGE | 32.42%
USA | United States of America | Woodstock Windfarm |  | USA0055342 | 9.2 | 43.9858 | -96.0786 | Wind |  |  |  | 1999.0 | Consolidated Edison Development Inc. | U.S. Energy Information Administration | http://www.eia.gov/electricity/data/browser/ | U.S. Energy Information Administration | 27542 | 2019 | 21.567 | 22.907 | 10.915000000000001 | 17.147000000000002 | 12.92 | 6.848 | 11.36 | U.S. Energy Information Administration | 24.13 | 25.22 | 25.59 | 20.24 | 16.5 | SOLAR-V1-NO-AGE | SOLAR-V1-NO-AGE | SOLAR-V1-NO-AGE | SOLAR-V1-NO-AGE | SOLAR-V1-NO-AGE | 20.47%
USA | United States of America | Westridge Windfarm LLC |  | USA0056203 | 2 | 43.9886 | -96.2156 | Wind |  |  |  | 2003.0 | Westridge Windfarm LLC | U.S. Energy Information Administration | http://www.eia.gov/electricity/data/browser/ | U.S. Energy Information Administration | 62050 | 2019 | 5.755 | 6.1690000000000005 | 4.471 | 0.096 | 1.615 | 2.447 | 1.764 | U.S. Energy Information Administration | 6.26 | 5.62 | 6.31 | 5.25 | 5.68 | NO-ESTIMATION | NO-ESTIMATION | NO-ESTIMATION | NO-ESTIMATION | CAPACITY-FACTOR-V1 | 32.42%
USA | United States of America | TG Windfarm LLC |  | USA0056199 | 2 | 43.9897 | -96.2236 | Wind |  |  |  | 2003.0 | TG Windfarm LLC | U.S. Energy Information Administration | http://www.eia.gov/electricity/data/browser/ | U.S. Energy Information Administration |  | 2019 | 6.247 | 6.898000000000001 | 4.751 | 0.202 | 1.313 | 4.683 | 4.812 | U.S. Energy Information Administration | 6.26 | 5.62 | 5.26 | 5.25 | 5.68 | SOLAR-V1-NO-AGE | SOLAR-V1-NO-AGE | SOLAR-V1-NO-AGE | SOLAR-V1-NO-AGE | SOLAR-V1-NO-AGE | 32.42%
USA | United States of America | GL Wind |  | USA0057813 | 5 | 43.9917 | -91.8778 | Wind |  |  |  | 2012.0 | GL Wind LLC | U.S. Energy Information Administration | http://www.eia.gov/electricity/data/browser/ | U.S. Energy Information Administration | 62497 | 2019 | 11.826 | 12.794 | 12.346 | 11.648 | 9.041 | 6.458 | 7.659 | U.S. Energy Information Administration | 16.38 | 17.55 | 16.41 | 14.10 | 14.92 | SOLAR-V1-NO-AGE | SOLAR-V1-NO-AGE | SOLAR-V1-NO-AGE | SOLAR-V1-NO-AGE | SOLAR-V1-NO-AGE | 34.06%
USA | United States of America | CG Windfarm LLC |  | USA0056200 | 2 | 43.9931 | -96.2186 | Wind |  |  |  | 2004.0 | CG Windfarm LLC | U.S. Energy Information Administration | http://www.eia.gov/electricity/data/browser/ | U.S. Energy Information Administration |  | 2019 | 4.703 | 6.723 | 2.657 | 0.0 | 1.479 | 2.297 | 2.25 | U.S. Energy Information Administration | 6.80 | 5.56 | 5.87 | 5.37 | 6.04 | HYDRO-V1 | HYDRO-V1 | HYDRO-V1 | HYDRO-V1 | HYDRO-V1 | 34.47%
USA | United States of America | Wessington Springs |  | USA0056650 | 51 | 44.0025 | -98.5908 | Wind |  |  |  | 2009.0 | Wessington Wind | U.S. Energy Information Administration | http://www.eia.gov/electricity/data/browser/ | U.S. Energy Information Administration | 56977 | 2019 | 201.627 | 217.577 | 208.755 | 212.64000000000001 | 199.711 | 180.242 | 175.58 | U.S. Energy Information Administration | 181.62 | 175.32 | 163.53 | 183.51 | 151.24 | SOLAR-V1-NO-AGE | SOLAR-V1-NO-AGE | SOLAR-V1-NO-AGE | SOLAR-V1-NO-AGE | SOLAR-V1-NO-AGE | 33.85%
USA | United States of America | Chanarambie Power Partners LLC |  | USA0056142 | 85.5 | 44.0110 | -96.0446 | Wind |  |  |  | 2004.0 | Allete Clean Energy | U.S. Energy Information Administration | http://www.eia.gov/electricity/data/browser/ | U.S. Energy Information Administration | 47822 | 2019 | 222.029 | 220.214 | 222.8 | 232.28900000000002 | 228.713 | 211.623 | 201.508 | U.S. Energy Information Administration | 293.62 | 250.24 | 278.26 | 261.52 | 240.95 | SOLAR-V1-NO-AGE | SOLAR-V1-NO-AGE | SOLAR-V1-NO-AGE | SOLAR-V1-NO-AGE | SOLAR-V1-NO-AGE | 32.17%
USA | United States of America | Kas Brothers Windfarm |  | USA0055809 | 1.5 | 44.0119 | -96.1125 | Wind |  |  |  | 2002.0 | Kas Brothers Windfarm LLC | U.S. Energy Information Administration | http://www.eia.gov/electricity/data/browser/ | U.S. Energy Information Administration |  | 2019 | 3.524 | 3.999 | 3.11 | 3.684 | 3.736 | 3.318 | 2.961 | U.S. Energy Information Administration | 4.13 | 3.43 | 3.96 | 3.86 | 3.16 | SOLAR-V1-NO-AGE | SOLAR-V1-NO-AGE | SOLAR-V1-NO-AGE | SOLAR-V1-NO-AGE | SOLAR-V1-NO-AGE | 24.05%
USA | United States of America | Northern Lights Wind LLC |  | USA0056411 | 1.7 | 44.0150 | -96.4367 | Wind |  |  |  | 2005.0 | Northern Lights Wind LLC | U.S. Energy Information Administration | http://www.eia.gov/electricity/data/browser/ | U.S. Energy Information Administration |  | 2019 | 4.644 | 5.5840000000000005 | 5.3660000000000005 | 5.275 | 4.9590000000000005 | 4.647 | 4.381 | U.S. Energy Information Administration | 5.54 | 4.79 | 4.99 | 5.13 | 4.79 | NO-ESTIMATION | NO-ESTIMATION | NO-ESTIMATION | NO-ESTIMATION | CAPACITY-FACTOR-V1 | 32.16%
USA | United States of America | Ridgewind |  | USA0057386 | 25.3 | 44.0189 | -96.0653 | Wind |  |  |  | 2011.0 | Ridgewind Power Partners LLC | U.S. Energy Information Administration | http://www.eia.gov/electricity/data/browser/ | U.S. Energy Information Administration | 62626 | 2019 | 85.999 | 87.662 | 88.187 | 89.03 | 84.738 | 79.411 | 77.409 | U.S. Energy Information Administration | 101.69 | 94.49 | 80.96 | 86.14 | 90.37 | SOLAR-V1-NO-AGE | SOLAR-V1-NO-AGE | SOLAR-V1-NO-AGE | SOLAR-V1-NO-AGE | SOLAR-V1-NO-AGE | 40.78%
USA | United States of America | K-Brink Windfarm LLC |  | USA0056206 | 2 | 44.0197 | -96.1183 | Wind |  |  |  | 2003.0 | K-brink Windfarm LLC | U.S. Energy Information Administration | http://www.eia.gov/electricity/data/browser/ | U.S. Energy Information Administration |  | 2019 | 6.223 | 6.634 | 4.979 | 4.343 | 6.489 | 5.698 | 4.604 | U.S. Energy Information Administration | 6.04 | 5.62 | 5.80 | 5.36 | 4.72 | SOLAR-V1-NO-AGE | SOLAR-V1-NO-AGE | SOLAR-V1-NO-AGE | SOLAR-V1-NO-AGE | SOLAR-V1-NO-AGE | 26.94%
USA | United States of America | Greenback Energy |  | USA0056413 | 1.7 | 44.0208 | -96.4331 | Wind |  |  |  | 2005.0 | Greenback Energy LLC | U.S. Energy Information Administration | http://www.eia.gov/electricity/data/browser/ | U.S. Energy Information Administration |  | 2019 | 4.7700000000000005 | 5.586 | 5.325 | 5.195 | 5.051 | 4.109 | 4.28 | U.S. Energy Information Administration | 5.54 | 4.79 | 4.99 | 5.13 | 4.79 | SOLAR-V1-NO-AGE | SOLAR-V1-NO-AGE | SOLAR-V1-NO-AGE | SOLAR-V1-NO-AGE | SOLAR-V1-NO-AGE | 32.16%
USA | United States of America | Lucky Wind |  | USA0056412 | 1.7 | 44.0211 | -96.4406 | Wind |  |  |  | 2005.0 | Lucky Wind LLC | U.S. Energy Information Administration | http://www.eia.gov/electricity/data/browser/ | U.S. Energy Information Administration |  | 2019 | 5.107 | 5.839 | 5.34 | 5.0600000000000005 | 4.95 | 4.708 | 4.357 | U.S. Energy Information Administration | 5.54 | 4.79 | 4.99 | 5.13 | 4.79 | SOLAR-V1-NO-AGE | SOLAR-V1-NO-AGE | SOLAR-V1-NO-AGE | SOLAR-V1-NO-AGE | SOLAR-V1-NO-AGE | 32.16%
USA | United States of America | Windcurrent Farms LLC |  | USA0056205 | 2 | 44.0236 | -96.0789 | Wind |  |  |  | 2003.0 | Windcurrent Farms LLC | U.S. Energy Information Administration | http://www.eia.gov/electricity/data/browser/ | U.S. Energy Information Administration |  | 2019 | 5.657 | 6.657 | 5.697 | 5.313 | 4.832 | 2.053 | 3.451 | U.S. Energy Information Administration | 6.04 | 5.62 | 5.80 | 5.56 | 4.98 | SOLAR-V1-NO-AGE | SOLAR-V1-NO-AGE | SOLAR-V1-NO-AGE | SOLAR-V1-NO-AGE | SOLAR-V1-NO-AGE | 28.42%
USA | United States of America | Carstensen Wind |  | USA0056410 | 1.7 | 44.0247 | -96.4369 | Wind |  |  |  | 2005.0 | Carstensen Wind LLC | U.S. Energy Information Administration | http://www.eia.gov/electricity/data/browser/ | U.S. Energy Information Administration |  | 2019 | 4.8340000000000005 | 5.665 | 5.3180000000000005 | 5.234 | 4.795 | 4.53 | 3.581 | U.S. Energy Information Administration | 5.54 | 4.79 | 4.99 | 5.13 | 4.79 | NO-ESTIMATION | NO-ESTIMATION | NO-ESTIMATION | NO-ESTIMATION | CAPACITY-FACTOR-V1 | 32.16%
USA | United States of America | Stahl Wind Energy |  | USA0056409 | 1.7 | 44.0256 | -96.4303 | Wind |  |  |  | 2005.0 | Stahl Wind Energy LLC | U.S. Energy Information Administration | http://www.eia.gov/electricity/data/browser/ | U.S. Energy Information Administration |  | 2019 | 4.885 | 5.666 | 5.396 | 5.168 | 5.154 | 4.242 | 4.517 | U.S. Energy Information Administration | 5.54 | 4.79 | 4.99 | 5.08 | 4.79 | HYDRO-V1 | HYDRO-V1 | HYDRO-V1 | HYDRO-V1 | HYDRO-V1 | 32.16%
USA | United States of America | Fey Windfarm LLC |  | USA0056204 | 2 | 44.0364 | -96.0736 | Wind |  |  |  | 2003.0 | Fey Windfarm LLC | U.S. Energy Information Administration | http://www.eia.gov/electricity/data/browser/ | U.S. Energy Information Administration |  | 2019 | 5.654 | 6.808 | 6.147 | 6.104 | 5.987 | 5.239 | 5.134 | U.S. Energy Information Administration | 6.04 | 5.62 | 5.80 | 5.56 | 4.98 | HYDRO-V1 | HYDRO-V1 | HYDRO-V1 | HYDRO-V1 | HYDRO-V1 | 28.42%
USA | United States of America | Boeve Windfarm LLC |  | USA0056209 | 2 | 44.0500 | -96.0933 | Wind |  |  |  | 2003.0 | Boeve Windfarm LLC | U.S. Energy Information Administration | http://www.eia.gov/electricity/data/browser/ | U.S. Energy Information Administration |  | 2019 | 6.505 | 7.171 | 4.23 | 5.494 | 6.509 | 5.373 | 5.21 | U.S. Energy Information Administration | 6.04 | 5.62 | 5.80 | 5.56 | 4.95 | NO-ESTIMATION | NO-ESTIMATION | NO-ESTIMATION | NO-ESTIMATION | CAPACITY-FACTOR-V1 | 28.25%
USA | United States of America | Jeffers Wind 20 LLC |  | USA0056750 | 50 | 44.0578 | -95.2525 | Wind |  |  |  | 2008.0 | Longroad Energy Services LLC | U.S. Energy Information Administration | http://www.eia.gov/electricity/data/browser/ | U.S. Energy Information Administration | 55182 | 2019 | 160.65200000000002 | 174.721 | 173.21200000000002 | 171.204 | 163.344 | 12.64 | 154.098 | U.S. Energy Information Administration | 163.06 | 168.28 | 165.75 | 168.38 | 167.24 | NO-ESTIMATION | NO-ESTIMATION | NO-ESTIMATION | NO-ESTIMATION | CAPACITY-FACTOR-V1 | 38.18%
USA | United States of America | Moraine Wind LLC |  | USA0056174 | 51 | 44.0667 | -96.0667 | Wind |  |  |  | 2004.0 | Avangrid Renewables LLC | U.S. Energy Information Administration | http://www.eia.gov/electricity/data/browser/ | U.S. Energy Information Administration | 48478 | 2019 | 145.412 | 156.516 | 142.542 | 153.55100000000002 | 153.239 | 142.405 | 131.255 | U.S. Energy Information Administration | 174.92 | 150.46 | 167.18 | 157.93 | 144.04 | NO-ESTIMATION | NO-ESTIMATION | NO-ESTIMATION | NO-ESTIMATION | CAPACITY-FACTOR-V1 | 32.24%
USA | United States of America | Fox Island Wind LLC |  | USA0057354 | 4.5 | 44.0942 | -68.8658 | Wind |  |  |  | 2009.0 | Fox Island Wind LLC | U.S. Energy Information Administration | http://www.eia.gov/electricity/data/browser/ | U.S. Energy Information Administration |  | 2019 | 10.74 | 11.615 | 11.059000000000001 | 10.34 | 9.993 | 10.616 | 9.473 | U.S. Energy Information Administration | 11.99 | 11.98 | 11.05 | 11.92 | 11.86 | NO-ESTIMATION | NO-ESTIMATION | NO-ESTIMATION | NO-ESTIMATION | CAPACITY-FACTOR-V1 | 30.09%
USA | United States of America | Stoneray Power Partners LLC |  | USA0062269 | 100 | 44.1044 | -96.1267 | Wind |  |  |  | 2019.0 | EDF Renewable Asset Holdings Inc. | U.S. Energy Information Administration | http://www.eia.gov/electricity/data/browser/ | U.S. Energy Information Administration |  | 2019 | [6 empty] | 318.542 | U.S. Energy Information Administration |  |  |  |  | 293.67 | NO-ESTIMATION | NO-ESTIMATION | NO-ESTIMATION | NO-ESTIMATION | CAPACITY-FACTOR-V1 | 33.52%
USA | United States of America | Winona County Wind LLC |  | USA0057547 | 1.5 | 44.1125 | -91.9247 | Wind |  |  |  | 2011.0 | Winona County Wind LLC | U.S. Energy Information Administration | http://www.eia.gov/electricity/data/browser/ | U.S. Energy Information Administration | 55176 | 2019 | 2.016 | 1.048 | 0.467 | 0.095 | 0.123 | 0.0 | 0 | U.S. Energy Information Administration | 5.30 | 5.32 | 4.95 | 5.00 | 5.2 | NO-ESTIMATION | NO-ESTIMATION | NO-ESTIMATION | NO-ESTIMATION | CAPACITY-FACTOR-V1 | 39.57%
USA | United States of America | Moraine II Wind LLC |  | USA0056794 | 49.5 | 44.1238 | -96.0784 | Wind |  |  |  | 2009.0 | Avangrid Renewables LLC | U.S. Energy Information Administration | http://www.eia.gov/electricity/data/browser/ | U.S. Energy Information Administration | 48478 | 2019 | 152.722 | 159.342 | 163.55100000000002 | 174.65200000000002 | 170.65800000000002 | 164.653 | 149.932 | U.S. Energy Information Administration | 185.37 | 178.41 | 156.41 | 172.27 | 176.6 | NO-ESTIMATION | NO-ESTIMATION | NO-ESTIMATION | NO-ESTIMATION | CAPACITY-FACTOR-V1 | 40.73%
USA | United States of America | Lake Benton II |  | USA0055265 | 100.2 | 44.1294 | -96.1170 | Wind |  |  |  | 1999.0000000000002 | Northern States Power Co - Minnesota | U.S. Energy Information Administration | http://www.eia.gov/electricity/data/browser/ | U.S. Energy Information Administration | 45183 | 2019 | 236.064 | 272.217 | 280.61 | 280.696 | 271.661 | 137.862 | 57.121 | U.S. Energy Information Administration | 280.01 | 295.92 | 299.49 | 278.52 | 184.88 | SOLAR-V1-NO-AGE | SOLAR-V1-NO-AGE | SOLAR-V1-NO-AGE | SOLAR-V1-NO-AGE | SOLAR-V1-NO-AGE | 21.06%
USA | United States of America | Shane's Wind Machine |  | USA0056577 | 1.3 | 44.1508 | -96.1361 | Wind |  |  |  | 2006.0 | Shane's Wind Machine LLC | U.S. Energy Information Administration | http://www.eia.gov/electricity/data/browser/ | U.S. Energy Information Administration |  | 2019 | 7.603 | 8.392 | 7.783 | 4.577 | 6.291 | 6.237 | 5.002 | U.S. Energy Information Administration | 3.68 | 2.12 | 2.34 | 3.10 | 2.89 | HYDRO-V1 | HYDRO-V1 | HYDRO-V1 | HYDRO-V1 | HYDRO-V1 | 25.38%
USA | United States of America | Stoney Corners Wind Farm |  | USA0057131 | 60 | 44.1900 | -85.2983 | Wind |  |  |  | 2010.0 | Heritage Stoney Corners Wind Farm I LLC | U.S. Energy Information Administration | http://www.eia.gov/electricity/data/browser/ | U.S. Energy Information Administration | 57472 | 2019 | 147.321 | 153.622 | 151.907 | 145.459 | 144.709 | 135.62 | 145.488 | U.S. Energy Information Administration | 176.70 | 173.08 | 188.87 | 173.28 | 172.16 | HYDRO-V1 | HYDRO-V1 | HYDRO-V1 | HYDRO-V1 | HYDRO-V1 | 32.75%
USA | United States of America | Winters Spawn LLC |  | USA0055567 | 1.9 | 44.2081 | -96.1989 | Wind |  |  |  | 2001.0 | CHI Operations Inc | U.S. Energy Information Administration | http://www.eia.gov/electricity/data/browser/ | U.S. Energy Information Administration |  | 2019 | 6.511 | 6.974 | 6.628 | 6.775 | 6.013 | 5.156 | 4.26 | U.S. Energy Information Administration | 5.51 | 5.22 | 5.32 | 6.21 | 4.5 | NO-ESTIMATION | NO-ESTIMATION | NO-ESTIMATION | NO-ESTIMATION | CAPACITY-FACTOR-V1 | 27.04%
USA | United States of America | Ruthton Ridge LLC |  | USA0055571 | 1.9 | 44.2128 | -96.2131 | Wind |  |  |  | 2001.0 | CHI Operations Inc | U.S. Energy Information Administration | http://www.eia.gov/electricity/data/browser/ | U.S. Energy Information Administration | 48475 | 2019 | 5.3870000000000005 | 6.833 | 6.687 | 6.716 | 6.059 | 5.349 | 4.444 | U.S. Energy Information Administration | 5.51 | 5.22 | 5.32 | 6.21 | 4.5 | HYDRO-V1 | HYDRO-V1 | HYDRO-V1 | HYDRO-V1 | HYDRO-V1 | 27.04%
USA | United States of America | Hadley Ridge LLC |  | USA0055573 | 1.9 | 44.2253 | -96.2350 | Wind |  |  |  | 2001.0 | CHI Operations Inc | U.S. Energy Information Administration | http://www.eia.gov/electricity/data/browser/ | U.S. Energy Information Administration |  | 2019 | 5.95 | 6.665 | 6.282 | 6.462 | 5.571 | 5.15 | 4.397 | U.S. Energy Information Administration | 5.51 | 5.22 | 5.32 | 6.09 | 4.5 | HYDRO-V1 | HYDRO-V1 | HYDRO-V1 | HYDRO-V1 | HYDRO-V1 | 27.04%
USA | United States of America | Twin Lake Hills LLC |  | USA0055568 | 1.9 | 44.2258 | -96.2789 | Wind |  |  |  | 2001.0 | CHI Operations Inc | U.S. Energy Information Administration | http://www.eia.gov/electricity/data/browser/ | U.S. Energy Information Administration |  | 2019 | 6.163 | 6.805 | 6.476 | 6.497 | 5.86 | 4.766 | 4.288 | U.S. Energy Information Administration | 5.51 | 5.22 | 5.32 | 6.09 | 4.5 | NO-ESTIMATION | NO-ESTIMATION | NO-ESTIMATION | NO-ESTIMATION | CAPACITY-FACTOR-V1 | 27.04%
USA | United States of America | Hope Creek LLC |  | USA0055572 | 1.9 | 44.2275 | -96.2192 | Wind |  |  |  | 2001.0 | CHI Operations Inc | U.S. Energy Information Administration | http://www.eia.gov/electricity/data/browser/ | U.S. Energy Information Administration |  | 2019 | 6.0440000000000005 | 6.875 | 6.375 | 5.855 | 5.1610000000000005 | 4.507 | 3.886 | U.S. Energy Information Administration | 5.51 | 5.22 | 5.32 | 6.09 | 4.5 | NO-ESTIMATION | NO-ESTIMATION | NO-ESTIMATION | NO-ESTIMATION | CAPACITY-FACTOR-V1 | 27.04%
USA | United States of America | Florence Hills LLC |  | USA0055574 | 1.9 | 44.2297 | -96.2250 | Wind |  |  |  | 2001.0 | CHI Operations Inc | U.S. Energy Information Administration | http://www.eia.gov/electricity/data/browser/ | U.S. Energy Information Administration |  | 2019 | 5.746 | 6.272 | 5.699 | 5.965 | 5.3740000000000006 | 4.972 | 4.334 | U.S. Energy Information Administration | 5.51 | 5.22 | 5.32 | 6.09 | 4.5 | HYDRO-V1 | HYDRO-V1 | HYDRO-V1 | HYDRO-V1 | HYDRO-V1 | 27.04%
USA | United States of America | Spartan Hills LLC |  | USA0055569 | 1.9 | 44.2358 | -96.2383 | Wind |  |  |  | 2001.0 | CHI Operations Inc | U.S. Energy Information Administration | http://www.eia.gov/electricity/data/browser/ | U.S. Energy Information Administration |  | 2019 | 5.892 | 6.612 | 6.319 | 6.136 | 5.567 | 5.19 | 4.387 | U.S. Energy Information Administration | 5.51 | 5.22 | 5.32 | 6.09 | 4.5 | NO-ESTIMATION | NO-ESTIMATION | NO-ESTIMATION | NO-ESTIMATION | CAPACITY-FACTOR-V1 | 27.04%
USA | United States of America | Soliloquoy Ridge LLC |  | USA0055570 | 1.9 | 44.2364 | -96.2331 | Wind |  |  |  | 2001.0 | CHI Operations Inc | U.S. Energy Information Administration | http://www.eia.gov/electricity/data/browser/ | U.S. Energy Information Administration |  | 2019 | 6.202 | 6.7620000000000005 | 6.478 | 6.485 | 5.588 | 4.837 | 3.923 | U.S. Energy Information Administration | 5.51 | 5.22 | 5.32 | 6.09 | 4.5 | HYDRO-V1 | HYDRO-V1 | HYDRO-V1 | HYDRO-V1 | HYDRO-V1 | 27.04%
USA | United States of America | Community Wind North LLC |  | USA0057385 | 30 | 44.2456 | -96.4064 | Wind |  |  |  | 2011.0 | Longroad Energy Services LLC | U.S. Energy Information Administration | http://www.eia.gov/electricity/data/browser/ | U.S. Energy Information Administration | 62679 | 2019 | 94.423 | 102.38 | 93.85900000000001 | 99.185 | 97.373 | 5.936 | 84.674 | U.S. Energy Information Administration | 120.58 | 112.04 | 96.00 | 104.78 | 106.21 | HYDRO-V1 | HYDRO-V1 | HYDRO-V1 | HYDRO-V1 | HYDRO-V1 | 40.41%
USA | United States of America | MinnDakota Wind LLC |  | USA0056459 | 150 | 44.2667 | -96.3444 | Wind |  |  |  | 2008.0 | Avangrid Renewables LLC | U.S. Energy Information Administration | http://www.eia.gov/electricity/data/browser/ | U.S. Energy Information Administration | 58096 | 2019 | 525.313 | 574.438 | 549.174 | 561.746 | 531.403 | 493.088 | 464.818 | U.S. Energy Information Administration | 559.05 | 526.81 | 487.42 | 534.45 | 524.66 | NO-ESTIMATION | NO-ESTIMATION | NO-ESTIMATION | NO-ESTIMATION | CAPACITY-FACTOR-V1 | 39.93%
USA | United States of America | Lincoln Heights I |  | USA0063432 | 5.2 | 44.2878 | -96.4333 | Wind |  |  |  | 2006.0 | Allete Clean Energy | U.S. Energy Information Administration | http://www.eia.gov/electricity/data/browser/ | U.S. Energy Information Administration |  | 2019 | [6 empty] | 9.227 | U.S. Energy Information Administration | 16.27 | 14.23 | 13.20 | 12.51 | 14.62 | SOLAR-V1-NO-AGE | SOLAR-V1-NO-AGE | SOLAR-V1-NO-AGE | SOLAR-V1-NO-AGE | SOLAR-V1-NO-AGE | 32.1%
USA | United States of America | Lake Benton I |  | USA0055208 | 107.2 | 44.2917 | -96.3750 | Wind |  |  |  | 1998.0 | Allete Clean Energy | U.S. Energy Information Administration | http://www.eia.gov/electricity/data/browser/ | U.S. Energy Information Administration | 45183 | 2019 | 213.709 | 235.602 | 230.792 | 224.577 | 232.96200000000002 | 210.211 | 205.402 | U.S. Energy Information Administration | 287.14 | 304.08 | 244.49 | 250.10 | 187.83 | NO-ESTIMATION | NO-ESTIMATION | NO-ESTIMATION | NO-ESTIMATION | CAPACITY-FACTOR-V1 | 20%
USA | United States of America | Lincoln Heights II |  | USA0063433 | 3.9 | 44.3155 | -96.3317 | Wind |  |  |  | 2006.0 | Allete Clean Energy | U.S. Energy Information Administration | http://www.eia.gov/electricity/data/browser/ | U.S. Energy Information Administration |  | 2019 | [6 empty] | 9.521 | U.S. Energy Information Administration | 12.57 | 11.47 | 11.60 | 9.90 | 11.25 | NO-ESTIMATION | NO-ESTIMATION | NO-ESTIMATION | NO-ESTIMATION | CAPACITY-FACTOR-V1 | 32.93%
USA | United States of America | Marshall Wind 3 LLC |  | USA0056825 | 4.2 | 44.3211 | -95.7942 | Wind |  |  |  | 2008.0 | Marshall Wind Farm LLC | U.S. Energy Information Administration | http://www.eia.gov/electricity/data/browser/ | U.S. Energy Information Administration |  | 2019 | 14.717 | 15.506 | 15.552 | 13.861 | 12.531 | 13.294 | 12.471 | U.S. Energy Information Administration | 12.59 | 12.36 | 11.85 | 13.46 | 13.57 | NO-ESTIMATION | NO-ESTIMATION | NO-ESTIMATION | NO-ESTIMATION | CAPACITY-FACTOR-V1 | 36.88%
USA | United States of America | Marshall Wind 2 LLC |  | USA0056824 | 4.2 | 44.3236 | -95.8222 | Wind |  |  |  | 2008.0 | Marshall Wind Farm LLC | U.S. Energy Information Administration | http://www.eia.gov/electricity/data/browser/ | U.S. Energy Information Administration |  | 2019 | 13.548 | 15.617 | 14.988 | 13.363 | 11.984 | 12.249 | 11.935 | U.S. Energy Information Administration | 12.59 | 12.36 | 11.85 | 13.39 | 13.57 | SOLAR-V1-NO-AGE | SOLAR-V1-NO-AGE | SOLAR-V1-NO-AGE | SOLAR-V1-NO-AGE | SOLAR-V1-NO-AGE | 36.88%
USA | United States of America | Marshall Wind 1 LLC |  | USA0056840 | 2.1 | 44.3253 | -95.8142 | Wind |  |  |  | 2008.0 | Marshall Wind Farm LLC | U.S. Energy Information Administration | http://www.eia.gov/electricity/data/browser/ | U.S. Energy Information Administration |  | 2019 | 7.276 | 8.05 | 7.587 | 6.851 | 5.892 | 6.535 | 6.226 | U.S. Energy Information Administration | 6.37 | 6.26 | 6.00 | 6.77 | 6.89 | SOLAR-V1-NO-AGE | SOLAR-V1-NO-AGE | SOLAR-V1-NO-AGE | SOLAR-V1-NO-AGE | SOLAR-V1-NO-AGE | 37.45%
USA | United States of America | Marshall Wind 5 LLC |  | USA0056827 | 2.1 | 44.3303 | -95.8344 | Wind |  |  |  | 2008.0 | Marshall Wind Farm LLC | U.S. Energy Information Administration | http://www.eia.gov/electricity/data/browser/ | U.S. Energy Information Administration |  | 2019 | 7.38 | 8.58 | 7.945 | 7.07 | 6.298 | 6.376 | 6.159 | U.S. Energy Information Administration | 6.37 | 6.26 | 6.00 | 6.77 | 6.89 | SOLAR-V1-NO-AGE | SOLAR-V1-NO-AGE | SOLAR-V1-NO-AGE | SOLAR-V1-NO-AGE | SOLAR-V1-NO-AGE | 37.45%
USA | United States of America | Marshall Wind 6 LLC |  | USA0056828 | 2.1 | 44.3308 | -95.8297 | Wind |  |  |  | 2008.0 | Marshall Wind Farm LLC | U.S. Energy Information Administration | http://www.eia.gov/electricity/data/browser/ | U.S. Energy Information Administration |  | 2019 | 7.0680000000000005 | 8.329 | 7.644 | 6.933 | 6.205 | 6.489 | 4.95 | U.S. Energy Information Administration | 6.37 | 6.26 | 6.00 | 6.77 | 6.89 | NO-ESTIMATION | NO-ESTIMATION | NO-ESTIMATION | NO-ESTIMATION | CAPACITY-FACTOR-V1 | 37.45%
USA | United States of America | Marshall Wind 4 LLC |  | USA0056826 | 4.2 | 44.3361 | -95.8242 | Wind |  |  |  | 2008.0 | Marshall Wind Farm LLC | U.S. Energy Information Administration | http://www.eia.gov/electricity/data/browser/ | U.S. Energy Information Administration |  | 2019 | 14.178 | 16.097 | 14.700000000000001 | 12.726 | 11.868 | 12.205 | 11.398 | U.S. Energy Information Administration | 12.59 | 12.36 | 11.85 | 13.39 | 13.57 | NO-ESTIMATION | NO-ESTIMATION | NO-ESTIMATION | NO-ESTIMATION | CAPACITY-FACTOR-V1 | 36.88%
USA | United States of America | Shirley Wind |  | USA0057553 | 20 | 44.3481 | -87.9278 | Wind |  |  |  | 2010.0 | Shirley Wind LLC | U.S. Energy Information Administration | http://www.eia.gov/electricity/data/browser/ | U.S. Energy Information Administration | 59546 | 2019 | 60.769 | 65.018 | 64.766 | 60.35 | 61.479 | 52.955 | 53.881 | U.S. Energy Information Administration | 68.83 | 62.09 | 62.04 | 58.59 | 64.87 | SOLAR-V1-NO-AGE | SOLAR-V1-NO-AGE | SOLAR-V1-NO-AGE | SOLAR-V1-NO-AGE | SOLAR-V1-NO-AGE | 37.03%
USA | United States of America | Durbin Creek Windfarm (Burnt River) |  | USA0059492 | 10 | 44.3531 | -117.3231 | Wind |  |  |  | 2017.0 | Durbin Creek | U.S. Energy Information Administration | http://www.eia.gov/electricity/data/browser/ | U.S. Energy Information Administration |  | 2019 |  |  |  |  | 21.712 | 27.901 | 26.115 | U.S. Energy Information Administration |  |  |  |  | 29.36 | SOLAR-V1-NO-AGE | SOLAR-V1-NO-AGE | SOLAR-V1-NO-AGE | SOLAR-V1-NO-AGE | SOLAR-V1-NO-AGE | 33.52%
USA | United States of America | Benson Creek Windfarm (Burnt River) |  | USA0059491 | 10 | 44.3669 | -117.3439 | Wind |  |  |  | 2017.0 | Benson Creek | U.S. Energy Information Administration | http://www.eia.gov/electricity/data/browser/ | U.S. Energy Information Administration |  | 2019 |  |  |  |  | 23.67 | 30.914 | 28.425 | U.S. Energy Information Administration |  |  |  |  | 29.36 | SOLAR-V1-NO-AGE | SOLAR-V1-NO-AGE | SOLAR-V1-NO-AGE | SOLAR-V1-NO-AGE | SOLAR-V1-NO-AGE | 33.52%
USA | United States of America | Willow Spring Windfarm (Burnt River) |  | USA0059494 | 10 | 44.3819 | -117.2731 | Wind |  |  |  | 2017.0 | Willow Spring | U.S. Energy Information Administration | http://www.eia.gov/electricity/data/browser/ | U.S. Energy Information Administration |  | 2019 |  |  |  |  | 25.523 | 31.931 | 32.023 | U.S. Energy Information Administration |  |  |  |  | 29.36 | HYDRO-V1 | HYDRO-V1 | HYDRO-V1 | HYDRO-V1 | HYDRO-V1 | 33.52%
USA | United States of America | Lime Wind |  | USA0057803 | 3 | 44.3969 | -117.2719 | Wind |  |  |  | 2012.0 | Lime Wind LLC | U.S. Energy Information Administration | http://www.eia.gov/electricity/data/browser/ | U.S. Energy Information Administration | 63550 | 2019 | 6.408 | 5.775 | 6.089 | 5.867 | 5.454 | 6.0760000000000005 | 5.928 | U.S. Energy Information Administration | 6.69 | 6.30 | 3.89 | 7.37 | 7.12 | HYDRO-V1 | HYDRO-V1 | HYDRO-V1 | HYDRO-V1 | HYDRO-V1 | 27.09%
USA | United States of America | Lakota Ridge LLC |  | USA0055353 | 11.2 | 44.3996 | -96.4284 | Wind |  |  |  | 1999.0 | Energy Operations Group LLC (MN) | U.S. Energy Information Administration | http://www.eia.gov/electricity/data/browser/ | U.S. Energy Information Administration | 45996 | 2019 | 24.227 | 29.285 | 27.844 | 25.809 | 20.22 | 19.699 | 19.416 | U.S. Energy Information Administration | 25.62 | 27.78 | 28.63 | 23.47 | 17.19 | HYDRO-V1 | HYDRO-V1 | HYDRO-V1 | HYDRO-V1 | HYDRO-V1 | 17.52%
USA | United States of America | Autumn Hills LLC |  | USA0055566 | 1.9 | 44.4131 | -96.4325 | Wind |  |  |  | 2001.0 | CHI Operations Inc | U.S. Energy Information Administration | http://www.eia.gov/electricity/data/browser/ | U.S. Energy Information Administration |  | 2019 | 5.135 | 6.204 | 5.597 | 5.297 | 5.053 | 3.848 | 3.231 | U.S. Energy Information Administration | 5.56 | 5.32 | 5.78 | 5.15 | 4.5 | HYDRO-V1 | HYDRO-V1 | HYDRO-V1 | HYDRO-V1 | HYDRO-V1 | 27.04%
USA | United States of America | Spruce Mountain WInd |  | USA0058026 | 20 | 44.4156 | -70.5598 | Wind |  |  |  | 2012.0 | Spruce Mountain Wind LLC | U.S. Energy Information Administration | http://www.eia.gov/electricity/data/browser/ | U.S. Energy Information Administration | 64953 | 2019 | 59.38713 | 63.185 | 66.324 | 67.647 | 62.325 | 59.126000000000005 | 60.175 | U.S. Energy Information Administration | 82.30 | 59.24 | 62.66 | 71.36 | 66.69 | HYDRO-V1 | HYDRO-V1 | HYDRO-V1 | HYDRO-V1 | HYDRO-V1 | 38.07%
USA | United States of America | Prospector Windfarm (Burnt River) |  | USA0059493 | 10 | 44.4181 | -117.2550 | Wind |  |  |  | 2017.0 | Prospector | U.S. Energy Information Administration | http://www.eia.gov/electricity/data/browser/ | U.S. Energy Information Administration |  | 2019 |  |  |  |  | 22.197 | 28.524 | 28.126 | U.S. Energy Information Administration |  |  |  |  | 29.36 | HYDRO-V1 | HYDRO-V1 | HYDRO-V1 | HYDRO-V1 | HYDRO-V1 | 33.52%
USA | United States of America | Tsar Nicholas LLC |  | USA0055561 | 1.9 | 44.4200 | -96.4347 | Wind |  |  |  | 2001.0 | CHI Operations Inc | U.S. Energy Information Administration | http://www.eia.gov/electricity/data/browser/ | U.S. Energy Information Administration |  | 2019 | 5.42 | 6.446 | 6.055 | 5.507 | 5.559 | 4.008 | 3.634 | U.S. Energy Information Administration | 5.56 | 5.32 | 5.78 | 5.15 | 4.5 | HYDRO-V1 | HYDRO-V1 | HYDRO-V1 | HYDRO-V1 | HYDRO-V1 | 27.04%
USA | United States of America | Shaokatan Hills LLC |  | USA0055354 | 11.8 | 44.4217 | -96.4347 | Wind |  |  |  | 1999.0 | Energy Operations Group LLC (MN) | U.S. Energy Information Administration | http://www.eia.gov/electricity/data/browser/ | U.S. Energy Information Administration | 45997 | 2019 | 29.814 | 36.421 | 32.944 | 32.85 | 31.552 | 26.389 | 22.6 | U.S. Energy Information Administration | 28.66 | 31.65 | 32.89 | 28.42 | 19.77 | HYDRO-V1 | HYDRO-V1 | HYDRO-V1 | HYDRO-V1 | HYDRO-V1 | 19.13%
USA | United States of America | Julia Hills LLC |  | USA0055563 | 1.9 | 44.4231 | -96.4458 | Wind |  |  |  | 2001.0 | CHI Operations Inc | U.S. Energy Information Administration | http://www.eia.gov/electricity/data/browser/ | U.S. Energy Information Administration |  | 2019 | 5.348 | 5.924 | 5.7940000000000005 | 5.301 | 4.992 | 3.919 | 3.849 | U.S. Energy Information Administration | 5.56 | 5.32 | 5.27 | 5.05 | 4.5 | NO-ESTIMATION | NO-ESTIMATION | NO-ESTIMATION | NO-ESTIMATION | CAPACITY-FACTOR-V1 | 27.04%
USA | United States of America | Jack River LLC |  | USA0055565 | 1.9 | 44.4233 | -96.4411 | Wind |  |  |  | 2001.0 | CHI Operations Inc | U.S. Energy Information Administration | http://www.eia.gov/electricity/data/browser/ | U.S. Energy Information Administration |  | 2019 | 5.251 | 6.0600000000000005 | 5.7330000000000005 | 4.838 | 5.143 | 4.223 | 3.98 | U.S. Energy Information Administration | 5.56 | 5.32 | 5.60 | 5.05 | 4.5 | NO-ESTIMATION | NO-ESTIMATION | NO-ESTIMATION | NO-ESTIMATION | CAPACITY-FACTOR-V1 | 27.04%
USA | United States of America | Jett Creek Windfarm (Burnt River) |  | USA0059490 | 10 | 44.4250 | -117.2739 | Wind |  |  |  | 2017.0 | Jett Creek | U.S. Energy Information Administration | http://www.eia.gov/electricity/data/browser/ | U.S. Energy Information Administration |  | 2019 |  |  |  |  | 22.829 | 29.468 | 28.489 | U.S. Energy Information Administration |  |  |  |  | 29.36 | NO-ESTIMATION | NO-ESTIMATION | NO-ESTIMATION | NO-ESTIMATION | CAPACITY-FACTOR-V1 | 33.52%
USA | United States of America | Jessica Mills LLC |  | USA0055564 | 1.9 | 44.4278 | -96.4300 | Wind |  |  |  | 2001.0 | CHI Operations Inc | U.S. Energy Information Administration | http://www.eia.gov/electricity/data/browser/ | U.S. Energy Information Administration |  | 2019 | 5.087 | 5.707 | 5.843 | 5.44 | 5.08 | 3.9050000000000002 | 3.825 | U.S. Energy Information Administration | 5.56 | 5.32 | 5.78 | 5.31 | 4.5 | HYDRO-V1 | HYDRO-V1 | HYDRO-V1 | HYDRO-V1 | HYDRO-V1 | 27.04%
USA | United States of America | Sun River LLC |  | USA0055562 | 1.9 | 44.4289 | -96.4358 | Wind |  |  |  | 2001.0 | CHI Operations Inc | U.S. Energy Information Administration | http://www.eia.gov/electricity/data/browser/ | U.S. Energy Information Administration |  | 2019 | 5.279 | 6.112 | 5.746 | 5.2700000000000005 | 5.196 | 4.308 | 3.926 | U.S. Energy Information Administration | 5.56 | 5.32 | 5.78 | 5.15 | 4.5 | NO-ESTIMATION | NO-ESTIMATION | NO-ESTIMATION | NO-ESTIMATION | CAPACITY-FACTOR-V1 | 27.04%
USA | United States of America | Buffalo Ridge I LLC |  | USA0056792 | 50.4 | 44.4328 | -96.4779 | Wind |  |  |  | 2008.9999999999998 | Avangrid Renewables LLC | U.S. Energy Information Administration | http://www.eia.gov/electricity/data/browser/ | U.S. Energy Information Administration |  | 2019 | 138.481 | 143.635 | 149.764 | 158.762 | 147.796 | 149.655 | 141.037 | U.S. Energy Information Administration | 178.72 | 176.78 | 152.27 | 163.03 | 171.79 | NO-ESTIMATION | NO-ESTIMATION | NO-ESTIMATION | NO-ESTIMATION | CAPACITY-FACTOR-V1 | 38.91%
USA | United States of America | Coyote Ridge |  | USA0061047 | 96.7 | 44.4500 | -96.5500 | Wind |  |  |  | 2020.0 | Coyote Ridge LLC | U.S. Energy Information Administration | http://www.eia.gov/electricity/data/browser/ | U.S. Energy Information Administration |  | 2019 | [6 empty] | 7.856 | U.S. Energy Information Administration |  |  |  |  | 283.98 | HYDRO-V1 | HYDRO-V1 | HYDRO-V1 | HYDRO-V1 | HYDRO-V1 | 33.52%
USA | United States of America | St. Olaf Wind Turbine |  | USA0058995 | 1.6 | 44.4622 | -93.1928 | Wind |  |  |  | 2006.0000000000002 | St. Olaf College | U.S. Energy Information Administration | http://www.eia.gov/electricity/data/browser/ | U.S. Energy Information Administration |  | 2019 | 3.196 | 3.137 | 3.1830000000000003 | 2.961 | 2.814 | 2.403 | 2.55 | U.S. Energy Information Administration | 4.19 | 4.81 | 4.10 | 4.04 | 3.84 | HYDRO-V1 | HYDRO-V1 | HYDRO-V1 | HYDRO-V1 | HYDRO-V1 | 27.4%
USA | United States of America | Jericho Power |  | USA0059070 | 14.3 | 44.4669 | -71.2250 | Wind |  |  |  | 2016.0 | Jericho Power LLC | U.S. Energy Information Administration | http://www.eia.gov/electricity/data/browser/ | U.S. Energy Information Administration |  | 2019 |  |  |  | 26.485 | 26.511 | 25.547 | 20.092 | U.S. Energy Information Administration |  |  |  |  | 50.85 | HYDRO-V1 | HYDRO-V1 | HYDRO-V1 | HYDRO-V1 | HYDRO-V1 | 40.59%
USA | United States of America | Rolling Thunder Wind Farm Hybrid |  | USA0057045 | 25.8 | 44.4778 | -99.1339 | Wind | Storage |  |  | 2009.2790697674418 | AE Power Services LLC | U.S. Energy Information Administration | http://www.eia.gov/electricity/data/browser/ | U.S. Energy Information Administration |  | 2019 | 84.938 | 93.096 | 93.93 | 98.369 | 91.243 | 0.0 | 80.025 | U.S. Energy Information Administration | 86.65 | 89.33 | 78.41 | 89.27 | 73.73 | SOLAR-V1-NO-AGE | SOLAR-V1-NO-AGE | SOLAR-V1-NO-AGE | SOLAR-V1-NO-AGE | SOLAR-V1-NO-AGE | 32.62%
USA | United States of America | Red Pine Wind Project |  | USA0061357 | 200 | 44.4780 | -96.1538 | Wind |  |  |  | 2018.0 | EDF Renewable Asset Holdings Inc. | U.S. Energy Information Administration | http://www.eia.gov/electricity/data/browser/ | U.S. Energy Information Administration |  | 2019 |  |  |  |  | 110.53 | 798.064 | 780.51 | U.S. Energy Information Administration |  |  |  |  | 587.34 | NO-ESTIMATION | NO-ESTIMATION | NO-ESTIMATION | NO-ESTIMATION | CAPACITY-FACTOR-V1 | 33.52%
USA | United States of America | Beaver Ridge Wind |  | USA0057130 | 4.5 | 44.4967 | -69.3500 | Wind |  |  |  | 2008.0 | Beaver Ridge Wind LLC | U.S. Energy Information Administration | http://www.eia.gov/electricity/data/browser/ | U.S. Energy Information Administration | 64955 | 2019 | 11.08305 | 11.832 | 12.717 | 12.73 | 11.487 | 11.866 | 11.806 | U.S. Energy Information Administration | 13.40 | 15.01 | 13.22 | 14.57 | 14.3 | SOLAR-V1-NO-AGE | SOLAR-V1-NO-AGE | SOLAR-V1-NO-AGE | SOLAR-V1-NO-AGE | SOLAR-V1-NO-AGE | 36.28%
USA | United States of America | Redwood Falls Wind |  | USA0056414 | 3.4 | 44.5028 | -95.1750 | Wind |  |  |  | 2005.0 | Southern Minnesota Mun P Agny | U.S. Energy Information Administration | http://www.eia.gov/electricity/data/browser/ | U.S. Energy Information Administration | 54490 | 2019 | 1.0791 |  | 10.26 | 10.234 | 8.893 | 9.016 | 8.395 | U.S. Energy Information Administration | 9.61 | 10.20 | 10.12 | 9.88 | 9.89 | SOLAR-V1-NO-AGE | SOLAR-V1-NO-AGE | SOLAR-V1-NO-AGE | SOLAR-V1-NO-AGE | SOLAR-V1-NO-AGE | 33.21%
USA | United States of America | Canton Mountain Wind |  | USA0058620 | 22.8 | 44.5147 | -70.3031 | Wind |  |  |  | 2016.9999999999998 | Canton Mountain Wind LLC | U.S. Energy Information Administration | http://www.eia.gov/electricity/data/browser/ | U.S. Energy Information Administration |  | 2019 |  |  |  |  | 10.597 | 57.424 | 56.925 | U.S. Energy Information Administration |  |  |  |  | 77.93 | SOLAR-V1-NO-AGE | SOLAR-V1-NO-AGE | SOLAR-V1-NO-AGE | SOLAR-V1-NO-AGE | SOLAR-V1-NO-AGE | 39.02%
USA | United States of America | Buffalo Ridge II LLC |  | USA0057424 | 210 | 44.5281 | -96.6267 | Wind |  |  |  | 2011.0 | Avangrid Renewables LLC | U.S. Energy Information Administration | http://www.eia.gov/electricity/data/browser/ | U.S. Energy Information Administration | 58682 | 2019 | 586.819 | 614.452 | 589.2090000000001 | 622.243 | 614.322 | 591.1560000000001 | 514.318 | U.S. Energy Information Administration | 792.92 | 778.63 | 694.40 | 723.44 | 712.49 | HYDRO-V1 | HYDRO-V1 | HYDRO-V1 | HYDRO-V1 | HYDRO-V1 | 38.73%
USA | United States of America | South Dakota Wind Energy Cente |  | USA0056092 | 40.5 | 44.5492 | -99.5000 | Wind |  |  |  | 2003.0 | FPL Energy South Dakota Wind LLC | U.S. Energy Information Administration | http://www.eia.gov/electricity/data/browser/ | U.S. Energy Information Administration | 50464 | 2019 | 129.436 | 142.024 | 127.947 | 137.68 | 122.855 | 112.402 | 96.513 | U.S. Energy Information Administration | 122.81 | 123.33 | 113.04 | 126.37 | 100.3 | NO-ESTIMATION | NO-ESTIMATION | NO-ESTIMATION | NO-ESTIMATION | CAPACITY-FACTOR-V1 | 28.27%
USA | United States of America | Saddleback Ridge Wind Farm |  | USA0058608 | 34.2 | 44.5933 | -70.3811 | Wind |  |  |  | 2014.9999999999998 | Saddleback Ridge Wind LLC | U.S. Energy Information Administration | http://www.eia.gov/electricity/data/browser/ | U.S. Energy Information Administration | 64954 | 2019 |  |  | 47.556000000000004 | 98.307 | 98.574 | 94.915 | 100.141 | U.S. Energy Information Administration |  |  | 120.06 | 123.52 | 116.82 | NO-ESTIMATION | NO-ESTIMATION | NO-ESTIMATION | NO-ESTIMATION | CAPACITY-FACTOR-V1 | 38.99%
USA | United States of America | Record Hill Wind |  | USA0057568 | 50.6 | 44.6336 | -70.6278 | Wind |  |  |  | 2011.9999999999998 | Record Hill Wind LLC | U.S. Energy Information Administration | http://www.eia.gov/electricity/data/browser/ | U.S. Energy Information Administration | 59064 | 2019 | 126.557 | 124.221 | 125.86500000000001 | 122.12 | 122.428 | 119.888 | 130.108 | U.S. Energy Information Administration | 176.87 | 167.65 | 162.02 | 171.05 | 165.51 | NO-ESTIMATION | NO-ESTIMATION | NO-ESTIMATION | NO-ESTIMATION | CAPACITY-FACTOR-V1 | 37.34%
USA | United States of America | Georgia Mountain Community Wind Farm |  | USA0058238 | 10 | 44.6617 | -73.0700 | Wind |  |  |  | 2013.0 | Greenbacker Renewable Energy Corporation | U.S. Energy Information Administration | http://www.eia.gov/electricity/data/browser/ | U.S. Energy Information Administration | 66213 | 2019 | 25.395 | 32.511 | 33.148 | 30.937 | 30.490000000000002 | 26.455000000000002 | 28.898 | U.S. Energy Information Administration |  | 31.09 | 34.23 | 31.06 | 28.02 | SOLAR-V1-NO-AGE | SOLAR-V1-NO-AGE | SOLAR-V1-NO-AGE | SOLAR-V1-NO-AGE | SOLAR-V1-NO-AGE | 31.99%
USA | United States of America | Wind Turbine |  | USA0007886 | 11 | 44.6694 | -87.6333 | Wind |  |  |  | 1999.0 | Madison Gas & Electric Co | U.S. Energy Information Administration | http://www.eia.gov/electricity/data/browser/ | U.S. Energy Information Administration |  | 2019 | 19.017 | 17.717 | 16.758 | 16.099 | 16.46 | 15.404 | 15.977 | U.S. Energy Information Administration | 28.36 | 27.34 | 25.09 | 17.75 | 21.82 | SOLAR-V1-NO-AGE | SOLAR-V1-NO-AGE | SOLAR-V1-NO-AGE | SOLAR-V1-NO-AGE | SOLAR-V1-NO-AGE | 22.64%
USA | United States of America | Granite Reliable Power |  | USA0058004 | 99 | 44.7044 | -71.2925 | Wind |  |  |  | 2012.0 | Granite Reliable Power | U.S. Energy Information Administration | http://www.eia.gov/electricity/data/browser/ | U.S. Energy Information Administration | 61290 | 2019 | 222.031 | 236.526 | 240.61700000000002 | 215.466 | 207.769 | 214.237 | 233.01 | U.S. Energy Information Administration | 360.95 | 341.59 | 309.84 | 332.48 | 317.58 | HYDRO-V1 | HYDRO-V1 | HYDRO-V1 | HYDRO-V1 | HYDRO-V1 | 36.62%
USA | United States of America | Bull Hill Wind Project |  | USA0057083 | 34.5 | 44.7231 | -68.2425 | Wind |  |  |  | 2012.0 | First Wind O&M LLC | U.S. Energy Information Administration | http://www.eia.gov/electricity/data/browser/ | U.S. Energy Information Administration | 63402 | 2019 | 106.923 | 117.098 | 115.845 | 110.643 | 106.827 | 107.47500000000001 | 115.172 | U.S. Energy Information Administration | 106.59 | 107.50 | 94.32 | 97.37 | 98.2 | NO-ESTIMATION | NO-ESTIMATION | NO-ESTIMATION | NO-ESTIMATION | CAPACITY-FACTOR-V1 | 32.49%
USA | United States of America | Eolos Wind Energy Research Field Station |  | USA0057880 | 2.5 | 44.7283 | -93.0481 | Wind |  |  |  | 2011.0 | Regents of the University of Minnesota | U.S. Energy Information Administration | http://www.eia.gov/electricity/data/browser/ | U.S. Energy Information Administration |  | 2019 | 3.765 | 3.1710000000000003 | 3.8770000000000002 | 3.067 | 3.077 | 2.7960000000000003 | 2.744 | U.S. Energy Information Administration | 6.27 | 8.35 | 6.95 | 4.90 | 6.08 | HYDRO-V1 | HYDRO-V1 | HYDRO-V1 | HYDRO-V1 | HYDRO-V1 | 27.76%
USA | United States of America | Kingdom Community Wind |  | USA0057979 | 65 | 44.7483 | -72.4253 | Wind |  |  |  | 2012.0 | Green Mountain Power Corp | U.S. Energy Information Administration | http://www.eia.gov/electricity/data/browser/ | U.S. Energy Information Administration | 61706 | 2019 | 114.861 | 179.03 | 192.481 | 166.213 | 167.297 | 160.513 | 158.773 | U.S. Energy Information Administration | 225.51 | 218.53 | 199.19 | 211.74 | 205.74 | NO-ESTIMATION | NO-ESTIMATION | NO-ESTIMATION | NO-ESTIMATION | CAPACITY-FACTOR-V1 | 36.13%
USA | United States of America | Hancock Wind Plant |  | USA0058686 | 51 | 44.7608 | -68.1469 | Wind |  |  |  | 2017.0 | Novatus Energy | U.S. Energy Information Administration | http://www.eia.gov/electricity/data/browser/ | U.S. Energy Information Administration | 67163 | 2019 |  |  |  | 8.199 | 138.19 | 140.856 | 145.792 | U.S. Energy Information Administration |  |  |  |  | 149.77 | NO-ESTIMATION | NO-ESTIMATION | NO-ESTIMATION | NO-ESTIMATION | CAPACITY-FACTOR-V1 | 33.52%
USA | United States of America | Pisgah Mountain Wind |  | USA0060404 | 9.1 | 44.7773 | -68.5234 | Wind |  |  |  | 2017.0000000000002 | Pisgah Mountain LLC | U.S. Energy Information Administration | http://www.eia.gov/electricity/data/browser/ | U.S. Energy Information Administration | 63649 | 2019 |  |  |  | 1.609 | 30.387 | 30.544 | 31.082 | U.S. Energy Information Administration |  |  |  |  | 26.72 | NO-ESTIMATION | NO-ESTIMATION | NO-ESTIMATION | NO-ESTIMATION | CAPACITY-FACTOR-V1 | 33.52%
USA | United States of America | Noble Altona Windpark LLC |  | USA0056901 | 97.5 | 44.8216 | -73.6509 | Wind |  |  |  | 2009.0 | Noble Wind Operations LLC | U.S. Energy Information Administration | http://www.eia.gov/electricity/data/browser/ | U.S. Energy Information Administration | 57067 | 2019 | 162.062 | 186.42000000000002 | 170.11 | 170.107 | 175.637 | 168.488 | 171.503 | U.S. Energy Information Administration | 278.27 | 266.97 | 255.06 | 259.45 | 256.75 | NO-ESTIMATION | NO-ESTIMATION | NO-ESTIMATION | NO-ESTIMATION | CAPACITY-FACTOR-V1 | 30.06%
USA | United States of America | Jericho Rise Wind Farm LLC |  | USA0059629 | 77.7 | 44.8889 | -74.1033 | Wind |  |  |  | 2016.9999999999998 | Jericho Rise Wind Farm LLC | U.S. Energy Information Administration | http://www.eia.gov/electricity/data/browser/ | U.S. Energy Information Administration | 68724 | 2019 |  |  |  | 15.32 | 245.299 | 225.044 | 227.468 | U.S. Energy Information Administration |  |  |  |  | 248.32 | HYDRO-V1 | HYDRO-V1 | HYDRO-V1 | HYDRO-V1 | HYDRO-V1 | 36.48%
USA | United States of America | Noble Clinton Windpark LLC |  | USA0056618 | 100.5 | 44.8914 | -74.0061 | Wind |  |  |  | 2008.0 | Noble Wind Operations LLC | U.S. Energy Information Administration | http://www.eia.gov/electricity/data/browser/ | U.S. Energy Information Administration | 55475 | 2019 | 176.284 | 186.202 | 174.931 | 175.117 | 171.184 | 146.834 | 167.892 | U.S. Energy Information Administration | 294.62 | 272.43 | 261.31 | 272.69 | 274.99 | HYDRO-V1 | HYDRO-V1 | HYDRO-V1 | HYDRO-V1 | HYDRO-V1 | 31.24%
USA | United States of America | Noble Ellenburg Windpark LLC |  | USA0056619 | 81 | 44.8914 | -74.0061 | Wind |  |  |  | 2008.0 | Noble Wind Operations LLC | U.S. Energy Information Administration | http://www.eia.gov/electricity/data/browser/ | U.S. Energy Information Administration | 57069 | 2019 | 164.433 | 176.555 | 173.476 | 168.823 | 173.192 | 143.87800000000001 | 158.121 | U.S. Energy Information Administration | 232.69 | 220.49 | 210.20 | 216.51 | 222.56 | HYDRO-V1 | HYDRO-V1 | HYDRO-V1 | HYDRO-V1 | HYDRO-V1 | 31.37%
USA | United States of America | Noble Chateaugay Windpark LLC |  | USA0056904 | 106.5 | 44.8917 | -74.0299 | Wind |  |  |  | 2009.0 | Noble Wind Operations LLC | U.S. Energy Information Administration | http://www.eia.gov/electricity/data/browser/ | U.S. Energy Information Administration | 57811 | 2019 | 188.488 | 200.475 | 211.398 | 209.629 | 208.469 | 190.821 | 197.103 | U.S. Energy Information Administration | 301.82 | 287.51 | 278.00 | 280.64 | 277.7 | NO-ESTIMATION | NO-ESTIMATION | NO-ESTIMATION | NO-ESTIMATION | CAPACITY-FACTOR-V1 | 29.77%
USA | United States of America | Adams Wind Generations LLC |  | USA0057375 | 20 | 44.9169 | -94.7356 | Wind |  |  |  | 2011.0 | BEAM US LLC | U.S. Energy Information Administration | http://www.eia.gov/electricity/data/browser/ | U.S. Energy Information Administration |  | 2019 | 64.746 | 67.287 | 66.281 | 64.864 | 49.221000000000004 | 52.285000000000004 | 55.319 | U.S. Energy Information Administration | 76.24 | 78.87 | 63.36 | 60.51 | 61.92 | NO-ESTIMATION | NO-ESTIMATION | NO-ESTIMATION | NO-ESTIMATION | CAPACITY-FACTOR-V1 | 35.34%
USA | United States of America | Oak Tree Energy |  | USA0059435 | 19.5 | 44.9333 | -97.7414 | Wind |  |  |  | 2015.0 | Consolidated Edison Development Inc. | U.S. Energy Information Administration | http://www.eia.gov/electricity/data/browser/ | U.S. Energy Information Administration |  | 2019 |  | 0.0 | 72.005 | 76.44800000000001 | 73.621 | 69.674 | 69.976 | U.S. Energy Information Administration |  |  |  | 78.61 | 74.95 | NO-ESTIMATION | NO-ESTIMATION | NO-ESTIMATION | NO-ESTIMATION | CAPACITY-FACTOR-V1 | 43.88%
USA | United States of America | Marble River Wind Farm |  | USA0056857 | 215 | 44.9758 | -73.9297 | Wind |  |  |  | 2012.0 | Marble River LLC | U.S. Energy Information Administration | http://www.eia.gov/electricity/data/browser/ | U.S. Energy Information Administration | 56973 | 2019 | 511.434 | 526.727 | 541.6560000000001 | 522.111 | 540.321 | 486.826 | 519.815 | U.S. Energy Information Administration | 685.47 | 642.49 | 589.72 | 583.14 | 559.92 | NO-ESTIMATION | NO-ESTIMATION | NO-ESTIMATION | NO-ESTIMATION | CAPACITY-FACTOR-V1 | 29.73%
USA | United States of America | Crocker Wind Farm |  | USA0060505 | 200 | 45.0515 | -97.8264 | Wind |  |  |  | 2019.0 | Crocker Wind Farm LLC | U.S. Energy Information Administration | http://www.eia.gov/electricity/data/browser/ | U.S. Energy Information Administration |  | 2019 | [6 empty] | 101.065 | U.S. Energy Information Administration |  |  |  |  | 587.34 | NO-ESTIMATION | NO-ESTIMATION | NO-ESTIMATION | NO-ESTIMATION | CAPACITY-FACTOR-V1 | 33.52%
USA | United States of America | Passadumkeag Windpark LLC |  | USA0059222 | 42.9 | 45.0700 | -68.2100 | Wind |  |  |  | 2016.0 | Southern Power Co | U.S. Energy Information Administration | http://www.eia.gov/electricity/data/browser/ | U.S. Energy Information Administration | 64441 | 2019 |  |  |  | 63.856 | 137.27 | 148.751 | 144.07 | U.S. Energy Information Administration |  |  |  |  | 139.94 | NO-ESTIMATION | NO-ESTIMATION | NO-ESTIMATION | NO-ESTIMATION | CAPACITY-FACTOR-V1 | 37.24%
USA | United States of America | Danielson Wind Farms LLC |  | USA0057396 | 20 | 45.0717 | -94.7522 | Wind |  |  |  | 2011.0 | BEAM US LLC | U.S. Energy Information Administration | http://www.eia.gov/electricity/data/browser/ | U.S. Energy Information Administration | 60973 | 2019 | 56.217 | 58.981 | 57.393 | 56.086 | 45.021 | 40.961 | 48.055 | U.S. Energy Information Administration | 76.24 | 78.87 | 63.36 | 60.51 | 61.92 | NO-ESTIMATION | NO-ESTIMATION | NO-ESTIMATION | NO-ESTIMATION | CAPACITY-FACTOR-V1 | 35.34%
USA | United States of America | Elkhorn Valley Wind Farm |  | USA0056623 | 100.7 | 45.0852 | -117.8163 | Wind |  |  |  | 2008.0 | Telocaset Wind Power Partners | U.S. Energy Information Administration | http://www.eia.gov/electricity/data/browser/ | U.S. Energy Information Administration | 54540 | 2019 | 300.283 | 293.32 | 292.56 | 331.119 | 301.858 | 314.423 | 305.671 | U.S. Energy Information Administration | 275.96 | 316.75 | 259.61 | 316.66 | 318.97 | NO-ESTIMATION | NO-ESTIMATION | NO-ESTIMATION | NO-ESTIMATION | CAPACITY-FACTOR-V1 | 36.16%
USA | United States of America | Bingham Wind |  | USA0057531 | 186 | 45.1033 | -69.7619 | Wind |  |  |  | 2017.0 | Novatus Energy | U.S. Energy Information Administration | http://www.eia.gov/electricity/data/browser/ | U.S. Energy Information Administration |  | 2019 |  |  |  | 76.57300000000001 | 490.76300000000003 | 499.319 | 533.519 | U.S. Energy Information Administration |  |  |  |  | 546.23 | SOLAR-V1-NO-AGE | SOLAR-V1-NO-AGE | SOLAR-V1-NO-AGE | SOLAR-V1-NO-AGE | SOLAR-V1-NO-AGE | 33.52%
USA | United States of America | Crowned Ridge Wind Energy Center |  | USA0060503 | 200.1 | 45.1549 | -96.8368 | Wind |  |  |  | 2020.0 | Crowned Ridge Wind LLC | U.S. Energy Information Administration | http://www.eia.gov/electricity/data/browser/ | U.S. Energy Information Administration |  | 2019 | [6 empty] | 0 | U.S. Energy Information Administration |  |  |  |  | 587.64 | SOLAR-V1-NO-AGE | SOLAR-V1-NO-AGE | SOLAR-V1-NO-AGE | SOLAR-V1-NO-AGE | SOLAR-V1-NO-AGE | 33.52%
USA | United States of America | Day County Wind LLC |  | USA0057194 | 99 | 45.2150 | -97.9056 | Wind |  |  |  | 2010.0 | Day County Wind LLC | U.S. Energy Information Administration | http://www.eia.gov/electricity/data/browser/ | U.S. Energy Information Administration | 60639 | 2019 | 411.346 | 439.495 | 424.041 | 446.937 | 396.969 | 396.589 | 383.217 | U.S. Energy Information Administration | 374.12 | 357.89 | 345.11 | 359.63 | 305.54 | SOLAR-V1-NO-AGE | SOLAR-V1-NO-AGE | SOLAR-V1-NO-AGE | SOLAR-V1-NO-AGE | SOLAR-V1-NO-AGE | 35.23%
USA | United States of America | Condon Windpower LLC |  | USA0055739 | 49.8 | 45.2766 | -120.2794 | Wind |  |  |  | 2002.0000000000002 | Allete Clean Energy | U.S. Energy Information Administration | http://www.eia.gov/electricity/data/browser/ | U.S. Energy Information Administration | 46880 | 2019 | 89.157 | 99.604 | 84.165 | 96.898 | 90.669 | 98.535 | 74.241 | U.S. Energy Information Administration | 133.37 | 135.45 | 124.22 | 113.61 | 109.48 | SOLAR-V1-NO-AGE | SOLAR-V1-NO-AGE | SOLAR-V1-NO-AGE | SOLAR-V1-NO-AGE | SOLAR-V1-NO-AGE | 25.1%
USA | United States of America | Rollins Wind Project |  | USA0056990 | 60 | 45.3460 | -68.3802 | Wind |  |  |  | 2011.0 | First Wind O&M LLC | U.S. Energy Information Administration | http://www.eia.gov/electricity/data/browser/ | U.S. Energy Information Administration |  | 2019 | 134.228 | 137.138 | 151.886 | 142.815 | 144.229 | 151.117 | 154.962 | U.S. Energy Information Administration | 215.80 | 183.63 | 198.58 | 191.72 | 201.47 | SOLAR-V1-NO-AGE | SOLAR-V1-NO-AGE | SOLAR-V1-NO-AGE | SOLAR-V1-NO-AGE | SOLAR-V1-NO-AGE | 38.33%
USA | United States of America | Kibby Wind Facility |  | USA0056829 | 132 | 45.3853 | -70.5258 | Wind |  |  |  | 2009.5 | Helix Maine Wind Development LLC | U.S. Energy Information Administration | http://www.eia.gov/electricity/data/browser/ | U.S. Energy Information Administration |  | 2019 | 268.986 | 307.567 | 341.546 | 305.447 | 314.86 | 290.3 | 292.592 | U.S. Energy Information Administration | 341.65 | 329.46 | 346.15 | 323.13 | 337.18 | HYDRO-V1 | HYDRO-V1 | HYDRO-V1 | HYDRO-V1 | HYDRO-V1 | 29.16%
USA | United States of America | Stetson Wind I |  | USA0056989 | 57 | 45.4822 | -67.9944 | Wind |  |  |  | 2009.0 | First Wind O&M LLC | U.S. Energy Information Administration | http://www.eia.gov/electricity/data/browser/ | U.S. Energy Information Administration | 56982 | 2019 | 139.696 | 136.411 | 151.37800000000001 | 141.763 | 124.164 | 116.263 | 119.05 | U.S. Energy Information Administration | 202.14 | 178.67 | 176.65 | 174.01 | 188.02 | HYDRO-V1 | HYDRO-V1 | HYDRO-V1 | HYDRO-V1 | HYDRO-V1 | 37.66%
USA | United States of America | Star Point Wind Project LLC |  | USA0057096 | 98.7 | 45.5100 | -120.4800 | Wind |  |  |  | 2010.0 | Avangrid Renewables LLC | U.S. Energy Information Administration | http://www.eia.gov/electricity/data/browser/ | U.S. Energy Information Administration | 57832 | 2019 | 253.115 | 248.46200000000002 | 221.32 | 224.27 | 193.029 | 230.78 | 211.82 | U.S. Energy Information Administration | 271.54 | 259.94 | 265.44 | 267.71 | 257.71 | NO-ESTIMATION | NO-ESTIMATION | NO-ESTIMATION | NO-ESTIMATION | CAPACITY-FACTOR-V1 | 29.81%
USA | United States of America | Hay Canyon Wind Power LLC |  | USA0056790 | 100.8 | 45.5200 | -120.5744 | Wind |  |  |  | 2008.9999999999998 | Avangrid Renewables LLC | U.S. Energy Information Administration | http://www.eia.gov/electricity/data/browser/ | U.S. Energy Information Administration | 59234 | 2019 | 226.657 | 228.534 | 196.798 | 206.106 | 183.978 | 206.141 | 192.853 | U.S. Energy Information Administration | 282.35 | 268.98 | 273.48 | 274.82 | 266.01 | HYDRO-V1 | HYDRO-V1 | HYDRO-V1 | HYDRO-V1 | HYDRO-V1 | 30.13%
USA | United States of America | Klondike Wind Power |  | USA0055871 | 24.5 | 45.5563 | -120.5507 | Wind |  |  |  | 2002.0 | Avangrid Renewables LLC | U.S. Energy Information Administration | http://www.eia.gov/electricity/data/browser/ | U.S. Energy Information Administration | 50258 | 2019 | 55.453 | 54.031 | 49.307 | 50.129 | 41.128 | 45.542 | 46.016 | U.S. Energy Information Administration | 83.26 | 63.55 | 66.24 | 55.23 | 51.67 | SOLAR-V1-NO-AGE | SOLAR-V1-NO-AGE | SOLAR-V1-NO-AGE | SOLAR-V1-NO-AGE | SOLAR-V1-NO-AGE | 24.08%
USA | United States of America | Klondike Windpower III |  | USA0056468 | 297.5 | 45.5836 | -120.5042 | Wind |  |  |  | 2007.2571428571428 | Avangrid Renewables LLC | U.S. Energy Information Administration | http://www.eia.gov/electricity/data/browser/ | U.S. Energy Information Administration | 50258 | 2019 | 814.907 | 800.26 | 726.919 | 759.196 | 663.335 | 724.004 | 699.889 | U.S. Energy Information Administration | 746.84 | 726.38 | 756.02 | 815.89 | 755.07 | SOLAR-V1-NO-AGE | SOLAR-V1-NO-AGE | SOLAR-V1-NO-AGE | SOLAR-V1-NO-AGE | SOLAR-V1-NO-AGE | 28.97%
USA | United States of America | Horseshoe Bend Wind LLC |  | USA0057550 | 290 | 45.5855 | -120.0082 | Wind |  |  |  | 2012.0 | Caithness Shepherds Flat LLC | U.S. Energy Information Administration | http://www.eia.gov/electricity/data/browser/ | U.S. Energy Information Administration |  | 2019 | 612.275 | 652.343 | 568.072 | 612.344 | 519.051 | 655.451 | 518.078 | U.S. Energy Information Administration | 908.13 | 894.75 | 707.77 | 718.48 | 703.24 | HYDRO-V1 | HYDRO-V1 | HYDRO-V1 | HYDRO-V1 | HYDRO-V1 | 27.68%
USA | United States of America | Montague Wind Power Facility LLC |  | USA0058099 | 200 | 45.5857 | -120.0904 | Wind |  |  |  | 2019.0 | Avangrid Renewables LLC | U.S. Energy Information Administration | http://www.eia.gov/electricity/data/browser/ | U.S. Energy Information Administration |  | 2019 | [6 empty] | 80.604 | U.S. Energy Information Administration |  |  |  |  | 587.34 | SOLAR-V1-NO-AGE | SOLAR-V1-NO-AGE | SOLAR-V1-NO-AGE | SOLAR-V1-NO-AGE | SOLAR-V1-NO-AGE | 33.52%
USA | United States of America | WCROC Wind Farm |  | USA0057823 | 1.7 | 45.5897 | -95.8769 | Wind |  |  |  | 2005.0 | University of Minnesota WCROC | U.S. Energy Information Administration | http://www.eia.gov/electricity/data/browser/ | U.S. Energy Information Administration |  | 2019 | 4.541 | 4.464 | 4.541 | 4.537 | 4.453 | 4.301 | 4.335 | U.S. Energy Information Administration | 5.14 | 5.48 | 5.21 | 5.01 | 4.58 | SOLAR-V1-NO-AGE | SOLAR-V1-NO-AGE | SOLAR-V1-NO-AGE | SOLAR-V1-NO-AGE | SOLAR-V1-NO-AGE | 30.75%
USA | United States of America | UMM Wind Turbine |  | USA0057732 | 1.7 | 45.5897 | -95.8770 | Wind |  |  |  | 2011.0 | University of Minnesota Morris Campus | U.S. Energy Information Administration | http://www.eia.gov/electricity/data/browser/ | U.S. Energy Information Administration |  | 2019 | 5.45 | 6.164 | 5.641 | 5.672 | 5.061 | 4.889 | 4.947 | U.S. Energy Information Administration | 6.06 | 7.02 | 5.31 | 5.37 | 5.26 | SOLAR-V1-NO-AGE | SOLAR-V1-NO-AGE | SOLAR-V1-NO-AGE | SOLAR-V1-NO-AGE | SOLAR-V1-NO-AGE | 35.32%
USA | United States of America | PaTu Wind Farm LLC |  | USA0057578 | 9 | 45.6131 | -120.6169 | Wind |  |  |  | 2011.0 | PaTu Wind Farm LLC | U.S. Energy Information Administration | http://www.eia.gov/electricity/data/browser/ | U.S. Energy Information Administration | 63625 | 2019 | 30.948 | 30.295 | 27.535 | 28.853 | 24.519000000000002 | 27.922 | 26.324 | U.S. Energy Information Administration | 28.13 | 22.60 | 23.10 | 25.81 | 25.33 | SOLAR-V1-NO-AGE | SOLAR-V1-NO-AGE | SOLAR-V1-NO-AGE | SOLAR-V1-NO-AGE | SOLAR-V1-NO-AGE | 32.13%
USA | United States of America | Stetson Wind II |  | USA0056991 | 25.5 | 45.6150 | -67.9710 | Wind |  |  |  | 2010.0 | First Wind O&M LLC | U.S. Energy Information Administration | http://www.eia.gov/electricity/data/browser/ | U.S. Energy Information Administration | 56982 | 2019 | 53.938 | 55.704 | 60.895 | 57.056000000000004 | 51.78 | 53.067 | 56.636 | U.S. Energy Information Administration | 79.35 | 86.31 | 78.80 | 82.24 | 76.66 | SOLAR-V1-NO-AGE | SOLAR-V1-NO-AGE | SOLAR-V1-NO-AGE | SOLAR-V1-NO-AGE | SOLAR-V1-NO-AGE | 34.32%
USA | United States of America | Four Mile Canyon Windfarm LLC |  | USA0056970 | 10 | 45.6447 | -119.4533 | Wind |  |  |  | 2009.0 | Echo 2 | U.S. Energy Information Administration | http://www.eia.gov/electricity/data/browser/ | U.S. Energy Information Administration |  | 2019 | 26.947 | 26.215 | 23.104 | 25.264 | 21.717 | 27.321 | 21.832 | U.S. Energy Information Administration | 29.10 | 27.81 | 25.11 | 26.95 | 26.87 | SOLAR-V1-NO-AGE | SOLAR-V1-NO-AGE | SOLAR-V1-NO-AGE | SOLAR-V1-NO-AGE | SOLAR-V1-NO-AGE | 30.67%
USA | United States of America | Sand Ranch Windfarm LLC |  | USA0056973 | 9.9 | 45.6447 | -119.4767 | Wind |  |  |  | 2009.0000000000002 | Echo 1 | U.S. Energy Information Administration | http://www.eia.gov/electricity/data/browser/ | U.S. Energy Information Administration |  | 2019 | 24.926000000000002 | 24.934 | 21.315 | 21.179000000000002 | 20.004 | 25.553 | 20.643 | U.S. Energy Information Administration | 28.81 | 27.30 | 24.86 | 26.68 | 26.61 | SOLAR-V1-NO-AGE | SOLAR-V1-NO-AGE | SOLAR-V1-NO-AGE | SOLAR-V1-NO-AGE | SOLAR-V1-NO-AGE | 30.68%
USA | United States of America | Leaning Juniper Wind Power II |  | USA0057333 | 201 | 45.6510 | -120.2598 | Wind |  |  |  | 2011.0 | Avangrid Renewables LLC | U.S. Energy Information Administration | http://www.eia.gov/electricity/data/browser/ | U.S. Energy Information Administration | 64240 | 2019 | 441.701 | 442.753 | 379.81 | 387.149 | 318.92 | 396.885 | 373.162 | U.S. Energy Information Administration | 557.64 | 514.13 | 486.13 | 496.39 | 482.49 | NO-ESTIMATION | NO-ESTIMATION | NO-ESTIMATION | NO-ESTIMATION | CAPACITY-FACTOR-V1 | 27.4%
USA | United States of America | Leaning Juniper |  | USA0056360 | 110.4 | 45.6525 | -120.2098 | Wind |  |  |  | 2006.0 | PacifiCorp | U.S. Energy Information Administration | http://www.eia.gov/electricity/data/browser/ | U.S. Energy Information Administration | 64240 | 2019 | 206.166 | 215.245 | 188.567 | 202.614 | 155.685 | 201.665 | 98.159 | U.S. Energy Information Administration | 267.11 | 260.19 | 262.98 | 263.73 | 276.27 | NO-ESTIMATION | NO-ESTIMATION | NO-ESTIMATION | NO-ESTIMATION | CAPACITY-FACTOR-V1 | 28.57%
USA | United States of America | Wagon Trail LLC |  | USA0056974 | 3.3 | 45.6531 | -119.4625 | Wind |  |  |  | 2009.0 | Echo 3 | U.S. Energy Information Administration | http://www.eia.gov/electricity/data/browser/ | U.S. Energy Information Administration |  | 2019 | 7.817 | 7.4990000000000006 | 6.582 | 6.1290000000000004 | 6.127 | 7.915 | 6.379 | U.S. Energy Information Administration | 7.45 | 7.17 | 6.36 | 7.38 | 7.23 | NO-ESTIMATION | NO-ESTIMATION | NO-ESTIMATION | NO-ESTIMATION | CAPACITY-FACTOR-V1 | 25.01%
USA | United States of America | Willow Creek Energy Center |  | USA0056952 | 72 | 45.6533 | -119.9914 | Wind |  |  |  | 2009.0 | Invenergy Services LLC | U.S. Energy Information Administration | http://www.eia.gov/electricity/data/browser/ | U.S. Energy Information Administration | 55435 | 2019 | 169.775 | 172.653 | 134.695 | 152.12800000000001 | 140.686 | 170.919 | 189.29 | U.S. Energy Information Administration | 203.52 | 200.65 | 183.01 | 192.75 | 190.19 | NO-ESTIMATION | NO-ESTIMATION | NO-ESTIMATION | NO-ESTIMATION | CAPACITY-FACTOR-V1 | 30.15%
USA | United States of America | Pacific Canyon Windfarm LLC |  | USA0056972 | 8.3 | 45.6542 | -119.4869 | Wind |  |  |  | 2009.0 | Echo 1 | U.S. Energy Information Administration | http://www.eia.gov/electricity/data/browser/ | U.S. Energy Information Administration |  | 2019 | 20.098 | 19.926000000000002 | 17.304000000000002 | 17.759 | 16.048000000000002 | 20.724 | 16.444 | U.S. Energy Information Administration | 22.15 | 20.89 | 18.84 | 21.04 | 20.98 | SOLAR-V1-NO-AGE | SOLAR-V1-NO-AGE | SOLAR-V1-NO-AGE | SOLAR-V1-NO-AGE | SOLAR-V1-NO-AGE | 28.86%
USA | United States of America | Big Top LLC |  | USA0056968 | 1.7 | 45.6550 | -119.4647 | Wind |  |  |  | 2009.0 | Echo 3 | U.S. Energy Information Administration | http://www.eia.gov/electricity/data/browser/ | U.S. Energy Information Administration |  | 2019 | 3.763 | 3.8810000000000002 | 3.4530000000000003 | 3.899 | 3.047 | 4.127 | 3.276 | U.S. Energy Information Administration | 3.90 | 3.83 | 3.20 | 3.76 | 3.79 | SOLAR-V1-NO-AGE | SOLAR-V1-NO-AGE | SOLAR-V1-NO-AGE | SOLAR-V1-NO-AGE | SOLAR-V1-NO-AGE | 25.45%
USA | United States of America | Black Oak Wind Farm |  | USA0058692 | 78 | 45.6608 | -95.0128 | Wind |  |  |  | 2017.0 | Black Oak Wind LLC | U.S. Energy Information Administration | http://www.eia.gov/electricity/data/browser/ | U.S. Energy Information Administration | 62805 | 2019 |  |  |  | 25.032 | 307.553 | 282.022 | 287.496 | U.S. Energy Information Administration |  |  |  |  | 229.06 | SOLAR-V1-NO-AGE | SOLAR-V1-NO-AGE | SOLAR-V1-NO-AGE | SOLAR-V1-NO-AGE | SOLAR-V1-NO-AGE | 33.52%
USA | United States of America | Threemile Canyon |  | USA0056933 | 9.9 | 45.6758 | -119.9375 | Wind |  |  |  | 2009.0000000000002 | Threemile Canyon Wind I LLC | U.S. Energy Information Administration | http://www.eia.gov/electricity/data/browser/ | U.S. Energy Information Administration | 62634 | 2019 | 22.623 | 23.075 | 19.137 | 20.559 | 18.807000000000002 | 22.544 | 19.143 | U.S. Energy Information Administration | 27.77 | 27.54 | 24.86 | 26.44 | 26.61 | SOLAR-V1-NO-AGE | SOLAR-V1-NO-AGE | SOLAR-V1-NO-AGE | SOLAR-V1-NO-AGE | SOLAR-V1-NO-AGE | 30.68%
USA | United States of America | Wheat Field Wind Power Project |  | USA0056854 | 97 | 45.6758 | -120.3183 | Wind |  |  |  | 2009.0 | Wheat Field Wind Power Project LLC | U.S. Energy Information Administration | http://www.eia.gov/electricity/data/browser/ | U.S. Energy Information Administration | 58669 | 2019 | 213.905 | 222.066 | 180.736 | 199.03 | 179.354 | 215.01 | 183.895 | U.S. Energy Information Administration | 269.81 | 261.64 | 253.75 | 242.17 | 254.5 | NO-ESTIMATION | NO-ESTIMATION | NO-ESTIMATION | NO-ESTIMATION | CAPACITY-FACTOR-V1 | 29.95%
USA | United States of America | Ward Butte Windfarm LLC |  | USA0056975 | 6.6 | 45.6967 | -119.4097 | Wind |  |  |  | 2009.0 | Echo 1 | U.S. Energy Information Administration | http://www.eia.gov/electricity/data/browser/ | U.S. Energy Information Administration |  | 2019 | 17.935 | 17.718 | 15.629 | 16.909 | 14.567 | 18.228 | 14.605 | U.S. Energy Information Administration | 17.70 | 16.43 | 14.30 | 16.53 | 16.23 | NO-ESTIMATION | NO-ESTIMATION | NO-ESTIMATION | NO-ESTIMATION | CAPACITY-FACTOR-V1 | 28.07%
USA | United States of America | Butter Creek Power LLC |  | USA0056967 | 5 | 45.7017 | -119.4222 | Wind |  |  |  | 2009.0 | Echo 3 | U.S. Energy Information Administration | http://www.eia.gov/electricity/data/browser/ | U.S. Energy Information Administration |  | 2019 | 13.494 | 13.209 | 11.564 | 11.626 | 10.267 | 13.533 | 11.293 | U.S. Energy Information Administration | 12.82 | 11.86 | 10.34 | 11.93 | 11.7 | NO-ESTIMATION | NO-ESTIMATION | NO-ESTIMATION | NO-ESTIMATION | CAPACITY-FACTOR-V1 | 26.71%
USA | United States of America | South Hurlburt Wind LLC |  | USA0057549 | 290 | 45.7063 | -120.0800 | Wind |  |  |  | 2012.0 | Caithness Shepherds Flat LLC | U.S. Energy Information Administration | http://www.eia.gov/electricity/data/browser/ | U.S. Energy Information Administration |  | 2019 | 585.493 | 601.495 | 535.373 | 585.383 | 492.99600000000004 | 623.3770000000001 | 490.998 | U.S. Energy Information Administration | 899.51 | 866.94 | 677.45 | 711.60 | 734.57 | SOLAR-V1-NO-AGE | SOLAR-V1-NO-AGE | SOLAR-V1-NO-AGE | SOLAR-V1-NO-AGE | SOLAR-V1-NO-AGE | 28.92%
USA | United States of America | Pebble Springs Wind LLC |  | USA0056789 | 98.7 | 45.7119 | -120.1250 | Wind |  |  |  | 2009.0000000000002 | Avangrid Renewables LLC | U.S. Energy Information Administration | http://www.eia.gov/electricity/data/browser/ | U.S. Energy Information Administration | 62651 | 2019 | 227.768 | 231.83100000000002 | 195.022 | 199.872 | 180.862 | 214.678 | 195.931 | U.S. Energy Information Administration | 279.62 | 265.32 | 225.75 | 254.46 | 255.14 | SOLAR-V1-NO-AGE | SOLAR-V1-NO-AGE | SOLAR-V1-NO-AGE | SOLAR-V1-NO-AGE | SOLAR-V1-NO-AGE | 29.51%
USA | United States of America | Oregon Trail Windfarm LLC |  | USA0056971 | 9.9 | 45.7122 | -119.4044 | Wind |  |  |  | 2009.0000000000002 | Echo 1 | U.S. Energy Information Administration | http://www.eia.gov/electricity/data/browser/ | U.S. Energy Information Administration | 54327 | 2019 | 26.822 | 25.945 | 22.916 | 21.616 | 20.878 | 26.503 | 21.184 | U.S. Energy Information Administration | 27.95 | 27.30 | 23.71 | 26.68 | 26.61 | NO-ESTIMATION | NO-ESTIMATION | NO-ESTIMATION | NO-ESTIMATION | CAPACITY-FACTOR-V1 | 30.68%
USA | United States of America | Windy Flats Wind Project |  | USA0057159 | 262.2 | 45.7269 | -120.8339 | Wind |  |  |  | 2008.9999999999998 | Windy Flats Partners LLC | U.S. Energy Information Administration | http://www.eia.gov/electricity/data/browser/ | U.S. Energy Information Administration | 58248 | 2019 | 704.399 | 656.7280000000001 | 621.861 | 663.771 | 566.374 | 674.457 | 611.875 | U.S. Energy Information Administration | 733.76 | 705.26 | 670.22 | 693.22 | 683.93 | NO-ESTIMATION | NO-ESTIMATION | NO-ESTIMATION | NO-ESTIMATION | CAPACITY-FACTOR-V1 | 29.78%
USA | United States of America | Four Corners Windfarm LLC |  | USA0056969 | 10 | 45.7286 | -119.4181 | Wind |  |  |  | 2009.0 | Echo 2 | U.S. Energy Information Administration | http://www.eia.gov/electricity/data/browser/ | U.S. Energy Information Administration |  | 2019 | 29.364 | 29.113 | 25.626 | 28.062 | 23.802 | 28.785 | 23.868 | U.S. Energy Information Administration | 27.95 | 27.58 | 23.95 | 26.95 | 26.87 | NO-ESTIMATION | NO-ESTIMATION | NO-ESTIMATION | NO-ESTIMATION | CAPACITY-FACTOR-V1 | 30.67%
USA | United States of America | North Hurlburt Wind LLC |  | USA0057526 | 265 | 45.7316 | -120.0835 | Wind |  |  |  | 2012.0 | Caithness Shepherds Flat LLC | U.S. Energy Information Administration | http://www.eia.gov/electricity/data/browser/ | U.S. Energy Information Administration |  | 2019 | 542.117 | 580.941 | 489.302 | 550.227 | 458.684 | 568.572 | 474.141 | U.S. Energy Information Administration | 821.92 | 790.32 | 609.05 | 648.37 | 661.25 | NO-ESTIMATION | NO-ESTIMATION | NO-ESTIMATION | NO-ESTIMATION | CAPACITY-FACTOR-V1 | 28.48%
USA | United States of America | Bay Windpower I |  | USA0055944 | 1.8 | 45.7644 | -84.7381 | Wind |  |  |  | 2002.0 | Bay Windpower LLC | U.S. Energy Information Administration | http://www.eia.gov/electricity/data/browser/ | U.S. Energy Information Administration |  | 2019 | 2.496 | 2.406 | 2.5380000000000003 | 2.4 | 2.423 | 2.183 | 2.48 | U.S. Energy Information Administration | 4.23 | 4.16 | 3.87 | 3.43 | 2.69 | NO-ESTIMATION | NO-ESTIMATION | NO-ESTIMATION | NO-ESTIMATION | CAPACITY-FACTOR-V1 | 17.06%
USA | United States of America | Goodnoe Hills |  | USA0056666 | 103.4 | 45.7818 | -120.5212 | Wind |  |  |  | 2008.0 | PacifiCorp | U.S. Energy Information Administration | http://www.eia.gov/electricity/data/browser/ | U.S. Energy Information Administration | 58398 | 2019 | 227.228 | 216.762 | 186.746 | 223.899 | 191.917 | 230.513 | 47.965 | U.S. Energy Information Administration | 261.58 | 255.31 | 253.97 | 253.15 | 259.43 | NO-ESTIMATION | NO-ESTIMATION | NO-ESTIMATION | NO-ESTIMATION | CAPACITY-FACTOR-V1 | 28.64%
USA | United States of America | Heritage Garden Wind Farm I LLC |  | USA0058103 | 28 | 45.7956 | -86.5339 | Wind |  |  |  | 2012.0 | Heritage Garden Wind Farm I LLC | U.S. Energy Information Administration | http://www.eia.gov/electricity/data/browser/ | U.S. Energy Information Administration | 62740 | 2019 | 79.92 | 83.392 | 82.059 | 79.808 | 79.87 | 75.432 | 73.752 | U.S. Energy Information Administration | 100.17 | 105.95 | 86.71 | 86.29 | 84.33 | NO-ESTIMATION | NO-ESTIMATION | NO-ESTIMATION | NO-ESTIMATION | CAPACITY-FACTOR-V1 | 34.38%
USA | United States of America | Grant County Wind LLC |  | USA0057274 | 20 | 45.8033 | -95.8844 | Wind |  |  |  | 2010.0 | Grant County Wind LLC | U.S. Energy Information Administration | http://www.eia.gov/electricity/data/browser/ | U.S. Energy Information Administration | 60887 | 2019 | 60.042 | 70.892 | 62.541000000000004 | 64.93 | 58.922000000000004 | 54.123000000000005 | 54.817 | U.S. Energy Information Administration | 72.14 | 63.86 | 61.94 | 64.64 | 57.39 | NO-ESTIMATION | NO-ESTIMATION | NO-ESTIMATION | NO-ESTIMATION | CAPACITY-FACTOR-V1 | 32.76%
USA | United States of America | Harvest Wind Project |  | USA0057152 | 98.9 | 45.8131 | -120.3475 | Wind |  |  |  | 2009.9999999999998 | Harvest Wind Project TIC | U.S. Energy Information Administration | http://www.eia.gov/electricity/data/browser/ | U.S. Energy Information Administration | 60516 | 2019 | 268.243 | 249.52100000000002 | 236.025 | 261.218 | 212.274 | 253.24200000000002 | 237.407 | U.S. Energy Information Administration | 286.21 | 266.85 | 278.32 | 289.47 | 265.23 | NO-ESTIMATION | NO-ESTIMATION | NO-ESTIMATION | NO-ESTIMATION | CAPACITY-FACTOR-V1 | 30.61%
USA | United States of America | White Creek Wind Farm |  | USA0056487 | 204 | 45.8155 | -120.3419 | Wind |  |  |  | 2007.0 | White Creek Wind 1 LLC | U.S. Energy Information Administration | http://www.eia.gov/electricity/data/browser/ | U.S. Energy Information Administration | 32355 | 2019 | 556.665 | 544.463 | 483.372 | 555.5120000000001 | 468.282 | 544.0260000000001 | 497.186 | U.S. Energy Information Administration | 523.92 | 515.28 | 518.68 | 586.41 | 516.73 | SOLAR-V1-NO-AGE | SOLAR-V1-NO-AGE | SOLAR-V1-NO-AGE | SOLAR-V1-NO-AGE | SOLAR-V1-NO-AGE | 28.92%
USA | United States of America | Big Timber Wind Farm |  | USA0061155 | 25 | 45.8554 | -109.6492 | Wind |  |  |  | 2018.0 | Consolidated Edison Development Inc. | U.S. Energy Information Administration | http://www.eia.gov/electricity/data/browser/ | U.S. Energy Information Administration |  | 2019 |  |  |  |  | 0.0 | 65.813 | 78.83 | U.S. Energy Information Administration |  |  |  |  | 73.41 | HYDRO-V1 | HYDRO-V1 | HYDRO-V1 | HYDRO-V1 | HYDRO-V1 | 33.52%
USA | United States of America | Stillwater Wind LLC |  | USA0061858 | 79.7 | 45.8658 | -109.4766 | Wind |  |  |  | 2018.0 | Pattern Operators LP | U.S. Energy Information Administration | http://www.eia.gov/electricity/data/browser/ | U.S. Energy Information Administration |  | 2019 | [5 empty] | 70.093 | 257.527 | U.S. Energy Information Administration |  |  |  |  | 234.05 | NO-ESTIMATION | NO-ESTIMATION | NO-ESTIMATION | NO-ESTIMATION | CAPACITY-FACTOR-V1 | 33.52%
USA | United States of America | Tuolumne Wind Project |  | USA0056702 | 136.3 | 45.8797 | -120.8072 | Wind |  |  |  | 2009.0 | Turlock Irrigation District | U.S. Energy Information Administration | http://www.eia.gov/electricity/data/browser/ | U.S. Energy Information Administration | 55492 | 2019 | 367.223 | 387.127 | 333.606 | 386.317 | 339.731 | 386.208 | 362.927 | U.S. Energy Information Administration | 398.00 | 397.65 | 376.62 | 387.42 | 368.91 | NO-ESTIMATION | NO-ESTIMATION | NO-ESTIMATION | NO-ESTIMATION | CAPACITY-FACTOR-V1 | 30.9%
USA | United States of America | Chopin Wind LLC |  | USA0059076 | 10 | 45.8800 | -118.4633 | Wind |  |  |  | 2016.0 | BayWa r.e Wind LLC | U.S. Energy Information Administration | http://www.eia.gov/electricity/data/browser/ | U.S. Energy Information Administration |  | 2019 |  |  |  | 9.671 | 26.128 | 31.245 | 25.282 | U.S. Energy Information Administration |  |  |  |  | 30.51 | NO-ESTIMATION | NO-ESTIMATION | NO-ESTIMATION | NO-ESTIMATION | CAPACITY-FACTOR-V1 | 34.83%
USA | United States of America | Vansycle II Wind Energy Center |  | USA0058324 | 98.9 | 45.8992 | -118.5914 | Wind |  |  |  | 2009.9999999999998 | FPL Energy Stateline II Inc | U.S. Energy Information Administration | http://www.eia.gov/electricity/data/browser/ | U.S. Energy Information Administration |  | 2019 | 259.186 | 282.452 | 227.249 | 262.62 | 206.549 | 280.087 | 206.147 | U.S. Energy Information Administration | 287.77 | 273.76 | 271.15 | 279.23 | 257.15 | NO-ESTIMATION | NO-ESTIMATION | NO-ESTIMATION | NO-ESTIMATION | CAPACITY-FACTOR-V1 | 29.68%
USA | United States of America | Big Horn Wind II |  | USA0057319 | 50 | 45.9192 | -120.3039 | Wind |  |  |  | 2011.0 | Avangrid Renewables LLC | U.S. Energy Information Administration | http://www.eia.gov/electricity/data/browser/ | U.S. Energy Information Administration | 53870 | 2019 | 114.918 | 126.286 | 103.866 | 123.028 | 118.358 | 119.32000000000001 | 109.221 | U.S. Energy Information Administration | 145.62 | 141.40 | 138.56 | 137.84 | 134.66 | HYDRO-V1 | HYDRO-V1 | HYDRO-V1 | HYDRO-V1 | HYDRO-V1 | 30.74%
USA | United States of America | Juniper Canyon I Wind Project |  | USA0057320 | 151.2 | 45.9215 | -120.2355 | Wind |  |  |  | 2010.9999999999998 | Avangrid Renewables LLC | U.S. Energy Information Administration | http://www.eia.gov/electricity/data/browser/ | U.S. Energy Information Administration | 62107 | 2019 | 325.108 | 338.845 | 307.443 | 322.142 | 297.163 | 335.062 | 301.555 | U.S. Energy Information Administration | 431.18 | 412.55 | 421.45 | 418.72 | 395.66 | SOLAR-V1-NO-AGE | SOLAR-V1-NO-AGE | SOLAR-V1-NO-AGE | SOLAR-V1-NO-AGE | SOLAR-V1-NO-AGE | 29.87%
USA | United States of America | Vansycle |  | USA0055125 | 25 | 45.9362 | -118.6600 | Wind |  |  |  | 1998.0 | ESI Vansycle Partners LP | U.S. Energy Information Administration | http://www.eia.gov/electricity/data/browser/ | U.S. Energy Information Administration | 38153 | 2019 | 63.440000000000005 | 67.562 | 62.338 | 76.522 | 63.777 | 67.548 | 57.529 | U.S. Energy Information Administration | 59.43 | 56.03 | 54.22 | 58.30 | 57.08 | SOLAR-V1-NO-AGE | SOLAR-V1-NO-AGE | SOLAR-V1-NO-AGE | SOLAR-V1-NO-AGE | SOLAR-V1-NO-AGE | 26.06%
USA | United States of America | Combine Hills I |  | USA0056195 | 43 | 45.9430 | -118.5910 | Wind |  |  |  | 2004.0 | Eurus Combine Hills I LLC | U.S. Energy Information Administration | http://www.eia.gov/electricity/data/browser/ | U.S. Energy Information Administration | 50654 | 2019 | 102.602 | 107.566 | 91.035 | 116.764 | 93.507 | 113.681 | 87.601 | U.S. Energy Information Administration | 126.38 | 119.25 | 147.16 | 114.78 | 114.98 | NO-ESTIMATION | NO-ESTIMATION | NO-ESTIMATION | NO-ESTIMATION | CAPACITY-FACTOR-V1 | 30.52%
USA | United States of America | Eurus Combine Hills Turbine Ranch 2 |  | USA0057137 | 66.1 | 45.9430 | -118.5910 | Wind |  |  |  | 2010.0000000000002 | Eurus Combine Hills II LLC | U.S. Energy Information Administration | http://www.eia.gov/electricity/data/browser/ | U.S. Energy Information Administration | 65121 | 2019 | 150.135 | 161.90800000000002 | 139.389 | 173.247 | 127.38000000000001 | 169.208 | 133.022 | U.S. Energy Information Administration | 174.28 | 173.91 | 169.01 | 174.51 | 164.52 | NO-ESTIMATION | NO-ESTIMATION | NO-ESTIMATION | NO-ESTIMATION | CAPACITY-FACTOR-V1 | 28.41%
USA | United States of America | Tatanka Wind Power LLC |  | USA0056669 | 180 | 45.9593 | -98.9463 | Wind |  |  |  | 2008.0 | Acciona Wind Energy USA LLC | U.S. Energy Information Administration | http://www.eia.gov/electricity/data/browser/ | U.S. Energy Information Administration |  | 2019 | 620.652 | 702.923 | 592.928 | 643.314 | 515.15 | 621.206 | 602.534 | U.S. Energy Information Administration | 618.61 | 616.22 | 598.79 | 619.45 | 536.3 | NO-ESTIMATION | NO-ESTIMATION | NO-ESTIMATION | NO-ESTIMATION | CAPACITY-FACTOR-V1 | 34.01%
USA | United States of America | FPL Energy Vansycle LLC (OR) |  | USA0055989 | 122.8 | 46.0128 | -118.8162 | Wind |  |  |  | 2002.0 | FPL Energy Vansycle LLC | U.S. Energy Information Administration | http://www.eia.gov/electricity/data/browser/ | U.S. Energy Information Administration |  | 2019 | 269.733 | 274.382 | 238.20000000000002 | 284.87600000000003 | 232.629 | 286.622 | 223.957 | U.S. Energy Information Administration | 330.58 | 326.16 | 302.97 | 274.43 | 250.53 | NO-ESTIMATION | NO-ESTIMATION | NO-ESTIMATION | NO-ESTIMATION | CAPACITY-FACTOR-V1 | 23.29%
USA | United States of America | Oakfield Wind Project |  | USA0057002 | 148 | 46.0581 | -68.1472 | Wind |  |  |  | 2015.0 | Novatus Energy | U.S. Energy Information Administration | http://www.eia.gov/electricity/data/browser/ | U.S. Energy Information Administration | 59647 | 2019 |  |  | 68.69200000000001 | 316.16200000000003 | 344.403 | 352.015 | 393.111 | U.S. Energy Information Administration |  |  |  | 490.03 | 479.95 | NO-ESTIMATION | NO-ESTIMATION | NO-ESTIMATION | NO-ESTIMATION | CAPACITY-FACTOR-V1 | 37.02%
USA | United States of America | FPL Energy Vansycle LLC (WA) |  | USA0055560 | 176.9 | 46.0600 | -118.9170 | Wind |  |  |  | 2001.9999999999998 | FPL Energy Vansycle LLC | U.S. Energy Information Administration | http://www.eia.gov/electricity/data/browser/ | U.S. Energy Information Administration |  | 2019 | 361.447 | 367.594 | 319.124 | 381.65000000000003 | 311.66 | 383.995 | 322.622 | U.S. Energy Information Administration | 456.68 | 432.25 | 416.88 | 364.73 | 337.2 | NO-ESTIMATION | NO-ESTIMATION | NO-ESTIMATION | NO-ESTIMATION | CAPACITY-FACTOR-V1 | 21.76%
USA | United States of America | Cedar Hills Wind Farm |  | USA0057171 | 19.5 | 46.2456 | -103.7672 | Wind |  |  |  | 2010.0 | Montana-Dakota Utilities Co | U.S. Energy Information Administration | http://www.eia.gov/electricity/data/browser/ | U.S. Energy Information Administration | 59080 | 2019 | 54.805 | 59.42 | 57.147 | 60.79 | 59.276 | 49.771 | 51.692 | U.S. Energy Information Administration | 78.60 | 65.33 | 62.13 | 59.95 | 60.69 | SOLAR-V1-NO-AGE | SOLAR-V1-NO-AGE | SOLAR-V1-NO-AGE | SOLAR-V1-NO-AGE | SOLAR-V1-NO-AGE | 35.53%
USA | United States of America | Diamond Willow Wind Facility |  | USA0056782 | 30 | 46.2753 | -104.1836 | Wind |  |  |  | 2008.0 | Montana-Dakota Utilities Co | U.S. Energy Information Administration | http://www.eia.gov/electricity/data/browser/ | U.S. Energy Information Administration | 57136 | 2019 | 93.175 | 96.542 | 89.144 | 100.119 | 93.502 | 85.815 | 94.948 | U.S. Energy Information Administration | 97.37 | 104.49 | 96.65 | 101.74 | 101.04 | NO-ESTIMATION | NO-ESTIMATION | NO-ESTIMATION | NO-ESTIMATION | CAPACITY-FACTOR-V1 | 38.45%
USA | United States of America | Musselshell Wind Project |  | USA0057963 | 10 | 46.2753 | -109.4828 | Wind |  |  |  | 2013.0 | Musselshell Wind Project LLC | U.S. Energy Information Administration | http://www.eia.gov/electricity/data/browser/ | U.S. Energy Information Administration | 65012 | 2019 | 24.17 | 26.447 | 24.054000000000002 | 24.727 | 25.3 | 18.209 | 13.192 | U.S. Energy Information Administration |  | 39.71 | 33.18 | 33.96 | 29.61 | NO-ESTIMATION | NO-ESTIMATION | NO-ESTIMATION | NO-ESTIMATION | CAPACITY-FACTOR-V1 | 33.8%
USA | United States of America | Musselshell Wind Project Two LLC |  | USA0057965 | 10 | 46.2753 | -109.4828 | Wind |  |  |  | 2013.0 | Musselshell Wind Project Two LLC | U.S. Energy Information Administration | http://www.eia.gov/electricity/data/browser/ | U.S. Energy Information Administration | 65012 | 2019 | 21.934 | 31.14 | 28.256 | 29.16 | 29.763 | 22.400000000000002 | 15.678 | U.S. Energy Information Administration |  | 39.71 | 33.18 | 33.96 | 29.61 | SOLAR-V1-NO-AGE | SOLAR-V1-NO-AGE | SOLAR-V1-NO-AGE | SOLAR-V1-NO-AGE | SOLAR-V1-NO-AGE | 33.8%
USA | United States of America | FPL Energy North Dakota Wind I/II |  | USA0056099 | 61.5 | 46.3272 | -98.8984 | Wind |  |  |  | 2003.0 | FPL Energy North Dakota Wind LLC | U.S. Energy Information Administration | http://www.eia.gov/electricity/data/browser/ | U.S. Energy Information Administration | 50463 | 2019 | 135.767 | 179.616 | 175.394 | 167.719 | 162.357 | 144.583 | 135.51 | U.S. Energy Information Administration | 177.59 | 188.91 | 190.63 | 168.90 | 155.95 | SOLAR-V1-NO-AGE | SOLAR-V1-NO-AGE | SOLAR-V1-NO-AGE | SOLAR-V1-NO-AGE | SOLAR-V1-NO-AGE | 28.95%
USA | United States of America | Emmons-Logan Wind LLC |  | USA0062380 | 200 | 46.3730 | -100.0511 | Wind |  |  |  | 2020.0 | Emmons-Logan Wind LLC | U.S. Energy Information Administration | http://www.eia.gov/electricity/data/browser/ | U.S. Energy Information Administration |  | 2019 | [6 empty] | 27.725 | U.S. Energy Information Administration |  |  |  |  | 587.34 | SOLAR-V1-NO-AGE | SOLAR-V1-NO-AGE | SOLAR-V1-NO-AGE | SOLAR-V1-NO-AGE | SOLAR-V1-NO-AGE | 33.52%
USA | United States of America | Marengo Wind Plant |  | USA0056466 | 210.6 | 46.3747 | -117.7772 | Wind |  |  |  | 2007.3333333333333 | PacifiCorp | U.S. Energy Information Administration | http://www.eia.gov/electricity/data/browser/ | U.S. Energy Information Administration | 56481 | 2019 | 485.85200000000003 | 542.3050000000001 | 436.657 | 526.422 | 468.904 | 500.862 | 234.734 | U.S. Energy Information Administration | 571.04 | 532.72 | 568.33 | 563.41 | 533.55 | SOLAR-V1-NO-AGE | SOLAR-V1-NO-AGE | SOLAR-V1-NO-AGE | SOLAR-V1-NO-AGE | SOLAR-V1-NO-AGE | 28.92%
USA | United States of America | Gordon Butte Wind LLC |  | USA0057748 | 17.7 | 46.4119 | -110.3378 | Wind |  |  |  | 2015.2033898305085 | Gordon Butte Wind LLC | U.S. Energy Information Administration | http://www.eia.gov/electricity/data/browser/ | U.S. Energy Information Administration | 101841 | 2019 | 41.878 | 39.03768 | 36.65 | 39.552 | 37.147 | 38.72 | 66.41 | U.S. Energy Information Administration | 32.58 | 31.67 | 27.35 | 31.93 | 27.61 | SOLAR-V1-NO-AGE | SOLAR-V1-NO-AGE | SOLAR-V1-NO-AGE | SOLAR-V1-NO-AGE | SOLAR-V1-NO-AGE | 17.81%
USA | United States of America | Tucannon River Wind Farm |  | USA0058571 | 266.8 | 46.4211 | -118.0269 | Wind |  |  |  | 2015.0 | Portland General Electric Co | U.S. Energy Information Administration | http://www.eia.gov/electricity/data/browser/ | U.S. Energy Information Administration |  | 2019 |  |  | 758.197 | 869.351 | 710.129 | 843.716 | 723.467 | U.S. Energy Information Administration |  |  |  | 846.82 | 770.66 | SOLAR-V1-NO-AGE | SOLAR-V1-NO-AGE | SOLAR-V1-NO-AGE | SOLAR-V1-NO-AGE | SOLAR-V1-NO-AGE | 32.97%
USA | United States of America | Two Dot Wind Farm |  | USA0059003 | 9.7 | 46.4494 | -110.0872 | Wind |  |  |  | 2014.0 | NorthWestern Energy | U.S. Energy Information Administration | http://www.eia.gov/electricity/data/browser/ | U.S. Energy Information Administration | 64458 | 2019 |  | 17.342 | 29.845 | 35.548 | 30.775000000000002 | 32.031 | 33.911 | U.S. Energy Information Administration |  |  | 35.01 | 34.16 | 28.17 | NO-ESTIMATION | NO-ESTIMATION | NO-ESTIMATION | NO-ESTIMATION | CAPACITY-FACTOR-V1 | 33.15%
USA | United States of America | Lake Region Community Hybrid LLC |  | USA0062442 | 2.5 | 46.5051 | -96.1573 | Wind | Solar |  |  | 2019.0 | Lake Region Community Hybrid LLC | U.S. Energy Information Administration | http://www.eia.gov/electricity/data/browser/ | U.S. Energy Information Administration |  | 2019 | [5 empty] | 0.003 | 6.026 | U.S. Energy Information Administration |  |  |  |  | 7.34 | SOLAR-V1-NO-AGE | SOLAR-V1-NO-AGE | SOLAR-V1-NO-AGE | SOLAR-V1-NO-AGE | SOLAR-V1-NO-AGE | 33.52%
USA | United States of America | Mars Hill Wind Farm Project |  | USA0056448 | 42 | 46.5442 | -67.8111 | Wind |  |  |  | 2007.0 | First Wind O&M LLC | U.S. Energy Information Administration | http://www.eia.gov/electricity/data/browser/ | U.S. Energy Information Administration | 51352 | 2019 | 136.132 | 132.558 | 141.945 | 131.836 | 134.576 | 140.75300000000001 | 139.318 | U.S. Energy Information Administration | 131.13 | 127.07 | 119.79 | 131.74 | 124.29 | SOLAR-V1-NO-AGE | SOLAR-V1-NO-AGE | SOLAR-V1-NO-AGE | SOLAR-V1-NO-AGE | SOLAR-V1-NO-AGE | 33.78%
USA | United States of America | Brady II Wind Energy Center |  | USA0060354 | 150 | 46.6115 | -102.7882 | Wind |  |  |  | 2017.0 | Brady Wind II LLC | U.S. Energy Information Administration | http://www.eia.gov/electricity/data/browser/ | U.S. Energy Information Administration | 70459 | 2019 |  |  |  | 18.567 | 656.04 | 620.345 | 642.203 | U.S. Energy Information Administration |  |  |  |  | 440.5 | SOLAR-V1-NO-AGE | SOLAR-V1-NO-AGE | SOLAR-V1-NO-AGE | SOLAR-V1-NO-AGE | SOLAR-V1-NO-AGE | 33.52%
USA | United States of America | Brady Wind Energy Center |  | USA0060355 | 150 | 46.6465 | -102.7651 | Wind |  |  |  | 2016.0 | Brady Wind LLC | U.S. Energy Information Administration | http://www.eia.gov/electricity/data/browser/ | U.S. Energy Information Administration | 69305 | 2019 |  |  |  | 94.87 | 682.951 | 628.594 | 651.123 | U.S. Energy Information Administration |  |  |  |  | 638.18 | SOLAR-V1-NO-AGE | SOLAR-V1-NO-AGE | SOLAR-V1-NO-AGE | SOLAR-V1-NO-AGE | SOLAR-V1-NO-AGE | 48.57%
USA | United States of America | Lakeswind Power Partners |  | USA0058836 | 51.8 | 46.7181 | -96.2119 | Wind |  |  |  | 2014.0 | Lakeswind Power Partners | U.S. Energy Information Administration | http://www.eia.gov/electricity/data/browser/ | U.S. Energy Information Administration | 66282 | 2019 |  | 133.525 | 168.631 | 175.427 | 162.701 | 153.68 | 151.13 | U.S. Energy Information Administration |  |  | 203.16 | 197.98 | 193.55 | NO-ESTIMATION | NO-ESTIMATION | NO-ESTIMATION | NO-ESTIMATION | CAPACITY-FACTOR-V1 | 42.65%
USA | United States of America | Coastal Energy Project |  | USA0057756 | 6 | 46.7936 | -124.0654 | Wind |  |  |  | 2010.0 | Coastal Community Action Program | U.S. Energy Information Administration | http://www.eia.gov/electricity/data/browser/ | U.S. Energy Information Administration |  | 2019 | 11.914 | 16.27 | 12.866 | 14.164 |  | 12.921000000000001 | 11.878 | U.S. Energy Information Administration | 13.84 | 14.14 | 14.76 | 14.41 | 13.84 | NO-ESTIMATION | NO-ESTIMATION | NO-ESTIMATION | NO-ESTIMATION | CAPACITY-FACTOR-V1 | 26.33%
USA | United States of America | Sunflower Wind Project |  | USA0060088 | 104 | 46.8376 | -102.0746 | Wind |  |  |  | 2017.0 | Novatus Energy | U.S. Energy Information Administration | http://www.eia.gov/electricity/data/browser/ | U.S. Energy Information Administration | 67882 | 2019 |  |  |  | 62.53 | 456.38 | 425.173 | 438.251 | U.S. Energy Information Administration |  |  |  |  | 305.42 | NO-ESTIMATION | NO-ESTIMATION | NO-ESTIMATION | NO-ESTIMATION | CAPACITY-FACTOR-V1 | 33.52%
USA | United States of America | Moorhead Wind Turbine |  | USA0007855 | 1.4 | 46.8950 | -96.7347 | Wind |  |  |  | 2000.0000000000002 | City of Moorhead - (MN) | U.S. Energy Information Administration | http://www.eia.gov/electricity/data/browser/ | U.S. Energy Information Administration | 26830 | 2019 | 1.651 | 1.6440000000000001 | 2.48 | 1.412 | 1.86 | 1.528 | 1.655 | U.S. Energy Information Administration | 2.46 | 2.76 | 2.67 | 2.02 | 1.95 | NO-ESTIMATION | NO-ESTIMATION | NO-ESTIMATION | NO-ESTIMATION | CAPACITY-FACTOR-V1 | 15.9%
USA | United States of America | Vantage Wind Energy LLC |  | USA0057188 | 90 | 46.9547 | -120.1819 | Wind |  |  |  | 2010.0 | Invenergy Services LLC | U.S. Energy Information Administration | http://www.eia.gov/electricity/data/browser/ | U.S. Energy Information Administration | 58337 | 2019 | 245.524 | 262.288 | 237.043 | 258.87600000000003 | 246.147 | 252.75900000000001 | 238.417 | U.S. Energy Information Administration | 244.78 | 235.56 | 279.28 | 281.14 | 268.8 | NO-ESTIMATION | NO-ESTIMATION | NO-ESTIMATION | NO-ESTIMATION | CAPACITY-FACTOR-V1 | 34.09%
USA | United States of America | Oliver Wind III LLC |  | USA0060905 | 99.3 | 46.9571 | -101.1681 | Wind |  |  |  | 2017.0000000000002 | Oliver Wind III LLC | U.S. Energy Information Administration | http://www.eia.gov/electricity/data/browser/ | U.S. Energy Information Administration |  | 2019 |  |  |  |  | 444.236 | 425.723 | 429.884 | U.S. Energy Information Administration |  |  |  |  | 291.61 | NO-ESTIMATION | NO-ESTIMATION | NO-ESTIMATION | NO-ESTIMATION | CAPACITY-FACTOR-V1 | 33.52%
USA | United States of America | Glen Ullin Energy Center |  | USA0062938 | 106.7 | 46.9641 | -101.8165 | Wind |  |  |  | 2020.0 | Allete Clean Energy | U.S. Energy Information Administration | http://www.eia.gov/electricity/data/browser/ | U.S. Energy Information Administration |  | 2019 | [6 empty] | 28.697 | U.S. Energy Information Administration |  |  |  |  | 313.34 | NO-ESTIMATION | NO-ESTIMATION | NO-ESTIMATION | NO-ESTIMATION | CAPACITY-FACTOR-V1 | 33.52%
USA | United States of America | Bison 2 Wind Energy Center |  | USA0057800 | 105 | 46.9800 | -101.5547 | Wind |  |  |  | 2013.0 | ALLETE Inc. | U.S. Energy Information Administration | http://www.eia.gov/electricity/data/browser/ | U.S. Energy Information Administration | 59506 | 2019 | 272.699 | 324.088 | 294.291 | 328.831 | 328.922 | 276.225 | 284.922 | U.S. Energy Information Administration |  | 431.65 | 418.45 | 380.17 | 378.75 | NO-ESTIMATION | NO-ESTIMATION | NO-ESTIMATION | NO-ESTIMATION | CAPACITY-FACTOR-V1 | 41.18%
USA | United States of America | Bison 3 Wind Energy Center |  | USA0057801 | 105 | 46.9800 | -101.5547 | Wind |  |  |  | 2013.0 | ALLETE Inc. | U.S. Energy Information Administration | http://www.eia.gov/electricity/data/browser/ | U.S. Energy Information Administration | 59506 | 2019 | 274.47700000000003 | 326.72700000000003 | 293.75600000000003 | 326.999 | 333.81600000000003 | 278.52500000000003 | 290.829 | U.S. Energy Information Administration |  | 431.65 | 418.45 | 380.17 | 378.75 | NO-ESTIMATION | NO-ESTIMATION | NO-ESTIMATION | NO-ESTIMATION | CAPACITY-FACTOR-V1 | 41.18%
USA | United States of America | Bison 4 Wind Energy Center |  | USA0058872 | 205 | 46.9800 | -101.5547 | Wind |  |  |  | 2015.0 | ALLETE Inc. | U.S. Energy Information Administration | http://www.eia.gov/electricity/data/browser/ | U.S. Energy Information Administration | 59506 | 2019 |  |  | 712.056 | 832.159 | 840.9200000000001 | 712.649 | 750.939 | U.S. Energy Information Administration |  |  |  | 819.63 | 843.46 | NO-ESTIMATION | NO-ESTIMATION | NO-ESTIMATION | NO-ESTIMATION | CAPACITY-FACTOR-V1 | 46.97%
USA | United States of America | Bison I Wind Energy Center |  | USA0057038 | 81.8 | 46.9800 | -101.5547 | Wind |  |  |  | 2011.5501222493888 | ALLETE Inc. | U.S. Energy Information Administration | http://www.eia.gov/electricity/data/browser/ | U.S. Energy Information Administration | 59506 | 2019 | 232.62300000000002 | 269.839 | 239.495 | 268.839 | 271.815 | 228.732 | 244.356 | U.S. Energy Information Administration | 330.43 | 341.21 | 303.54 | 284.15 | 293.18 | NO-ESTIMATION | NO-ESTIMATION | NO-ESTIMATION | NO-ESTIMATION | CAPACITY-FACTOR-V1 | 40.91%
USA | United States of America | Agassiz Beach LLC |  | USA0055576 | 1.9 | 47.0053 | -96.4356 | Wind |  |  |  | 2001.0 | CHI Operations Inc | U.S. Energy Information Administration | http://www.eia.gov/electricity/data/browser/ | U.S. Energy Information Administration | 48477 | 2019 | 5.082 | 5.4830000000000005 | 5.53 | 5.3790000000000004 | 4.324 | 4.355 | 3.893 | U.S. Energy Information Administration | 5.02 | 5.73 | 5.23 | 5.18 | 5.04 | NO-ESTIMATION | NO-ESTIMATION | NO-ESTIMATION | NO-ESTIMATION | CAPACITY-FACTOR-V1 | 30.28%
USA | United States of America | Baldwin Wind LLC |  | USA0057347 | 102.4 | 47.1133 | -100.7086 | Wind |  |  |  | 2011.0000000000002 | Baldwin Wind LLC | U.S. Energy Information Administration | http://www.eia.gov/electricity/data/browser/ | U.S. Energy Information Administration | 61743 | 2019 | 366.096 | 407.046 | 341.27 | 398.349 | 377.728 | 339.706 | 353.866 | U.S. Energy Information Administration | 369.61 | 382.27 | 350.15 | 367.88 | 369.49 | NO-ESTIMATION | NO-ESTIMATION | NO-ESTIMATION | NO-ESTIMATION | CAPACITY-FACTOR-V1 | 41.19%
USA | United States of America | FPL Energy Burleigh County Wind |  | USA0056357 | 49.5 | 47.1167 | -100.7333 | Wind |  |  |  | 2006.0 | FPL Energy Burleigh County Wind LLC | U.S. Energy Information Administration | http://www.eia.gov/electricity/data/browser/ | U.S. Energy Information Administration |  | 2019 | 166.693 | 171.19 | 159.78 | 167.726 | 157.768 | 137.842 | 130.402 | U.S. Energy Information Administration | 157.06 | 165.96 | 158.28 | 162.54 | 166.27 | NO-ESTIMATION | NO-ESTIMATION | NO-ESTIMATION | NO-ESTIMATION | CAPACITY-FACTOR-V1 | 38.34%
USA | United States of America | Ashtabula Wind III LLC |  | USA0057387 | 62.4 | 47.1242 | -97.8956 | Wind |  |  |  | 2011.0 | Ashtabula Wind III LLC | U.S. Energy Information Administration | http://www.eia.gov/electricity/data/browser/ | U.S. Energy Information Administration | 58010 | 2019 | 205.497 | 228.55 | 216.766 | 217.168 | 226.965 | 213.68200000000002 | 198.904 | U.S. Energy Information Administration | 220.21 | 232.71 | 214.88 | 216.31 | 194.8 | NO-ESTIMATION | NO-ESTIMATION | NO-ESTIMATION | NO-ESTIMATION | CAPACITY-FACTOR-V1 | 35.64%
USA | United States of America | Ashtabula Wind Energy Center |  | USA0057032 | 48 | 47.1244 | -97.8961 | Wind |  |  |  | 2008.0 | Otter Tail Power Co | U.S. Energy Information Administration | http://www.eia.gov/electricity/data/browser/ | U.S. Energy Information Administration | 58010 | 2019 | 147.31900000000002 | 169.562 | 150.954 | 159.794 | 161.449 | 151.822 | 139.342 | U.S. Energy Information Administration | 152.19 | 164.93 | 157.03 | 166.24 | 152.77 | NO-ESTIMATION | NO-ESTIMATION | NO-ESTIMATION | NO-ESTIMATION | CAPACITY-FACTOR-V1 | 36.33%
USA | United States of America | FPL Energy Ashtabula Wind LLC |  | USA0056919 | 148.5 | 47.1294 | -97.8853 | Wind |  |  |  | 2009.0 | FPL Energy Ashtabula Wind LLC | U.S. Energy Information Administration | http://www.eia.gov/electricity/data/browser/ | U.S. Energy Information Administration | 58010 | 2019 | 466.325 | 532.197 | 483.569 | 506.592 | 513.461 | 480.516 | 427.455 | U.S. Energy Information Administration | 462.72 | 473.29 | 489.20 | 515.49 | 456.88 | NO-ESTIMATION | NO-ESTIMATION | NO-ESTIMATION | NO-ESTIMATION | CAPACITY-FACTOR-V1 | 35.12%
USA | United States of America | Sagebrush Power Partners |  | USA0056858 | 100.7 | 47.1356 | -120.6872 | Wind |  |  |  | 2010.0 | Sagebrush Power Partners LLC | U.S. Energy Information Administration | http://www.eia.gov/electricity/data/browser/ | U.S. Energy Information Administration |  | 2019 | 278.267 | 263.519 | 253.803 | 251.119 | 208.977 | 255.567 | 237.193 | U.S. Energy Information Administration | 161.39 | 319.33 | 151.72 | 278.26 | 164.91 | NO-ESTIMATION | NO-ESTIMATION | NO-ESTIMATION | NO-ESTIMATION | CAPACITY-FACTOR-V1 | 18.69%
USA | United States of America | Swauk Wind LLC |  | USA0058441 | 4.3 | 47.1392 | -120.7531 | Wind |  |  |  | 2013.0 | Gamesa Wind US LLC | U.S. Energy Information Administration | http://www.eia.gov/electricity/data/browser/ | U.S. Energy Information Administration |  | 2019 | 10.879 | 11.215 | 11.369 | 11.178 | 9.505 | 11.707 | 10.224 | U.S. Energy Information Administration |  | 13.60 | 5.33 | 9.94 | 6.51 | NO-ESTIMATION | NO-ESTIMATION | NO-ESTIMATION | NO-ESTIMATION | CAPACITY-FACTOR-V1 | 17.28%
USA | United States of America | FPL Energy Oliver Wind I LLC |  | USA0056392 | 50.6 | 47.1528 | -101.1977 | Wind |  |  |  | 2006.9999999999998 | FPL Energy Oliver County Wind | U.S. Energy Information Administration | http://www.eia.gov/electricity/data/browser/ | U.S. Energy Information Administration |  | 2019 | 155.192 | 180.425 | 164.838 | 167.626 | 169.49 | 146.839 | 146.919 | U.S. Energy Information Administration | 164.19 | 175.03 | 157.44 | 171.89 | 165.36 | NO-ESTIMATION | NO-ESTIMATION | NO-ESTIMATION | NO-ESTIMATION | CAPACITY-FACTOR-V1 | 37.31%
USA | United States of America | FPL Energy Oliver Wind II LLC |  | USA0056573 | 48 | 47.1528 | -101.1977 | Wind |  |  |  | 2008.0 | FPL Energy Oliver County Wind II LLC | U.S. Energy Information Administration | http://www.eia.gov/electricity/data/browser/ | U.S. Energy Information Administration |  | 2019 | 152.404 | 185.523 | 170.0 | 175.559 | 172.333 | 147.446 | 146.841 | U.S. Energy Information Administration | 158.08 | 171.25 | 151.66 | 167.35 | 175.41 | SOLAR-V1-NO-AGE | SOLAR-V1-NO-AGE | SOLAR-V1-NO-AGE | SOLAR-V1-NO-AGE | SOLAR-V1-NO-AGE | 41.72%
USA | United States of America | Palouse |  | USA0057530 | 105.3 | 47.1558 | -117.3644 | Wind |  |  |  | 2013.0 | Novatus Energy | U.S. Energy Information Administration | http://www.eia.gov/electricity/data/browser/ | U.S. Energy Information Administration | 63825 | 2019 | 297.029 | 335.282 | 293.563 | 349.771 | 300.38 | 327.172 | 308.922 | U.S. Energy Information Administration |  | 313.76 | 339.28 | 300.32 | 287.48 | SOLAR-V1-NO-AGE | SOLAR-V1-NO-AGE | SOLAR-V1-NO-AGE | SOLAR-V1-NO-AGE | SOLAR-V1-NO-AGE | 31.17%
USA | United States of America | Courtenay Wind Farm |  | USA0058658 | 200 | 47.1797 | -98.5947 | Wind |  |  |  | 2017.0 | Northern States Power Co - Minnesota | U.S. Energy Information Administration | http://www.eia.gov/electricity/data/browser/ | U.S. Energy Information Administration | 67135 | 2019 |  |  |  | 86.382 | 777.048 | 714.237 | 709.772 | U.S. Energy Information Administration |  |  |  |  | 587.34 | SOLAR-V1-NO-AGE | SOLAR-V1-NO-AGE | SOLAR-V1-NO-AGE | SOLAR-V1-NO-AGE | SOLAR-V1-NO-AGE | 33.52%
USA | United States of America | Ashtabula Wind II LLC |  | USA0057121 | 120 | 47.2924 | -97.9317 | Wind |  |  |  | 2009.0 | Ashtabula Wind II LLC | U.S. Energy Information Administration | http://www.eia.gov/electricity/data/browser/ | U.S. Energy Information Administration | 58010 | 2019 | 381.732 | 414.446 | 388.55400000000003 | 402.095 | 403.833 | 381.45300000000003 | 353.744 | U.S. Energy Information Administration | 382.76 | 397.50 | 397.00 | 416.31 | 405.36 | NO-ESTIMATION | NO-ESTIMATION | NO-ESTIMATION | NO-ESTIMATION | CAPACITY-FACTOR-V1 | 38.56%
USA | United States of America | Luverne Wind Energy Center |  | USA0057031 | 49.5 | 47.3272 | -97.8975 | Wind |  |  |  | 2009.0 | Otter Tail Power Co | U.S. Energy Information Administration | http://www.eia.gov/electricity/data/browser/ | U.S. Energy Information Administration | 58097 | 2019 | 169.217 | 180.892 | 174.645 | 182.328 | 186.304 | 177.561 | 165.726 | U.S. Energy Information Administration | 165.04 | 173.98 | 162.63 | 177.37 | 171.29 | SOLAR-V1-NO-AGE | SOLAR-V1-NO-AGE | SOLAR-V1-NO-AGE | SOLAR-V1-NO-AGE | SOLAR-V1-NO-AGE | 39.5%
USA | United States of America | Spion Kop Wind Farm |  | USA0058218 | 40 | 47.3333 | -110.6392 | Wind |  |  |  | 2013.0 | NorthWestern Energy | U.S. Energy Information Administration | http://www.eia.gov/electricity/data/browser/ | U.S. Energy Information Administration | 63422 | 2019 | 144.11 | 136.35 | 127.626 | 130.661 | 131.18200000000002 | 124.402 | 120.862 | U.S. Energy Information Administration |  | 165.12 | 132.70 | 141.23 | 132.66 | NO-ESTIMATION | NO-ESTIMATION | NO-ESTIMATION | NO-ESTIMATION | CAPACITY-FACTOR-V1 | 37.86%
USA | United States of America | Horseshoe Bend Wind Park |  | USA0056591 | 9 | 47.4983 | -111.4392 | Wind |  |  |  | 2006.0 | Cycle Power Partners | U.S. Energy Information Administration | http://www.eia.gov/electricity/data/browser/ | U.S. Energy Information Administration | 65976 | 2019 | 24.62 | 22.928 | 20.016000000000002 | 22.27 | 11.478 | 22.191 | 23.15 | U.S. Energy Information Administration | 22.43 | 22.33 | 22.17 | 20.76 | 20.44 | NO-ESTIMATION | NO-ESTIMATION | NO-ESTIMATION | NO-ESTIMATION | CAPACITY-FACTOR-V1 | 25.93%
USA | United States of America | Taconite Ridge 1 Wind Energy Center |  | USA0056630 | 25 | 47.5747 | -92.5917 | Wind |  |  |  | 2008.0 | ALLETE Inc. | U.S. Energy Information Administration | http://www.eia.gov/electricity/data/browser/ | U.S. Energy Information Administration | 57091 | 2019 | 55.891 | 66.61 | 67.415 | 47.148 | 56.594 | 50.813 | 46.808 | U.S. Energy Information Administration | 71.29 | 72.04 | 67.27 | 68.72 | 71.97 | NO-ESTIMATION | NO-ESTIMATION | NO-ESTIMATION | NO-ESTIMATION | CAPACITY-FACTOR-V1 | 32.86%
USA | United States of America | Greenfield Wind - MT |  | USA0060486 | 25 | 47.7230 | -111.9630 | Wind |  |  |  | 2016.0 | Greenbacker Renewable Energy Corporation | U.S. Energy Information Administration | http://www.eia.gov/electricity/data/browser/ | U.S. Energy Information Administration | 69295 | 2019 |  |  |  | 15.971 | 82.203 | 79.995 | 82.561 | U.S. Energy Information Administration |  |  |  |  | 87.15 | NO-ESTIMATION | NO-ESTIMATION | NO-ESTIMATION | NO-ESTIMATION | CAPACITY-FACTOR-V1 | 39.79%
USA | United States of America | Fairfield Wind |  | USA0058966 | 10 | 47.7233 | -111.9653 | Wind |  |  |  | 2014.0 | Greenbacker Renewable Energy Corporation | U.S. Energy Information Administration | http://www.eia.gov/electricity/data/browser/ | U.S. Energy Information Administration | 67804 | 2019 |  | 19.965 | 31.605 | 33.312 | 31.55 | 27.581 | 28.49 | U.S. Energy Information Administration |  |  | 33.15 | 32.36 | 27.65 | SOLAR-V1-NO-AGE | SOLAR-V1-NO-AGE | SOLAR-V1-NO-AGE | SOLAR-V1-NO-AGE | SOLAR-V1-NO-AGE | 31.56%
USA | United States of America | New Frontier Wind |  | USA0059903 | 100 | 47.8615 | -100.9477 | Wind |  |  |  | 2019.0 | Capital Power Corporation | U.S. Energy Information Administration | http://www.eia.gov/electricity/data/browser/ | U.S. Energy Information Administration |  | 2019 | [5 empty] | 27.453 | 384.407 | U.S. Energy Information Administration |  |  |  |  | 293.67 | HYDRO-V1 | HYDRO-V1 | HYDRO-V1 | HYDRO-V1 | HYDRO-V1 | 33.52%
USA | United States of America | Prairie Winds ND1 |  | USA0056607 | 115.5 | 47.9336 | -101.2692 | Wind |  |  |  | 2010.0 | Basin Electric Power Coop | U.S. Energy Information Administration | http://www.eia.gov/electricity/data/browser/ | U.S. Energy Information Administration | 58014 | 2019 | 419.904 | 469.379 | 419.026 | 436.85900000000004 | 457.139 | 356.543 | 364.782 | U.S. Energy Information Administration | 399.07 | 420.49 | 406.54 | 419.70 | 364.16 | NO-ESTIMATION | NO-ESTIMATION | NO-ESTIMATION | NO-ESTIMATION | CAPACITY-FACTOR-V1 | 35.99%
USA | United States of America | Minot Wind Project |  | USA0055995 | 7.1 | 48.0213 | -101.2805 | Wind |  |  |  | 2007.4366197183099 | Basin Electric Power Coop | U.S. Energy Information Administration | http://www.eia.gov/electricity/data/browser/ | U.S. Energy Information Administration | 49837 | 2019 | 0.0 | 0.0 | 21.053 | 22.225 | 2.851 | 20.22 | 17.518 | U.S. Energy Information Administration | 19.95 | 22.28 | 20.60 | 21.86 | 21.78 | SOLAR-V1-NO-AGE | SOLAR-V1-NO-AGE | SOLAR-V1-NO-AGE | SOLAR-V1-NO-AGE | SOLAR-V1-NO-AGE | 35.02%
USA | United States of America | Rugby Wind Power Project |  | USA0057097 | 149 | 48.4968 | -99.9513 | Wind |  |  |  | 2010.0 | Avangrid Renewables LLC | U.S. Energy Information Administration | http://www.eia.gov/electricity/data/browser/ | U.S. Energy Information Administration | 53943 | 2019 | 383.785 | 434.19 | 366.681 | 404.51 | 428.598 | 406.7 | 393.213 | U.S. Energy Information Administration | 460.25 | 516.16 | 431.05 | 465.08 | 485.83 | NO-ESTIMATION | NO-ESTIMATION | NO-ESTIMATION | NO-ESTIMATION | CAPACITY-FACTOR-V1 | 37.22%
USA | United States of America | NaturEner Glacier Wind Energy 1 |  | USA0057049 | 106.5 | 48.5100 | -112.1097 | Wind |  |  |  | 2008.0 | NaturEner Glacier Wind Energy 1 LLC | U.S. Energy Information Administration | http://www.eia.gov/electricity/data/browser/ | U.S. Energy Information Administration | 54500 | 2019 | 284.76162 | 272.89746 | 260.62245 | 284.56559999999996 | 287.367 | 260.13100000000003 | 254.813 | U.S. Energy Information Administration | 353.69 | 342.45 | 299.35 | 317.76 | 327.04 | NO-ESTIMATION | NO-ESTIMATION | NO-ESTIMATION | NO-ESTIMATION | CAPACITY-FACTOR-V1 | 35.05%
USA | United States of America | Lindahl Wind Project LLC |  | USA0059684 | 150 | 48.5330 | -102.9330 | Wind |  |  |  | 2017.0 | Enel Green Power NA Inc. | U.S. Energy Information Administration | http://www.eia.gov/electricity/data/browser/ | U.S. Energy Information Administration |  | 2019 |  |  |  |  | 474.446 | 559.481 | 587.8156 | U.S. Energy Information Administration |  |  |  |  | 440.5 | NO-ESTIMATION | NO-ESTIMATION | NO-ESTIMATION | NO-ESTIMATION | CAPACITY-FACTOR-V1 | 33.52%
USA | United States of America | NaturEner Glacier Wind Energy 2 |  | USA0057050 | 103.5 | 48.5333 | -112.1847 | Wind |  |  |  | 2009.0 | NaturEner Glacier Wind Energy 2 LLC | U.S. Energy Information Administration | http://www.eia.gov/electricity/data/browser/ | U.S. Energy Information Administration | 54500 | 2019 | 276.18723 | 259.1919 | 258.02172 | 290.30463000000003 | 286.219 | 248.208 | 264.259 | U.S. Energy Information Administration | 384.34 | 338.72 | 311.97 | 319.94 | 313.68 | SOLAR-V1-NO-AGE | SOLAR-V1-NO-AGE | SOLAR-V1-NO-AGE | SOLAR-V1-NO-AGE | SOLAR-V1-NO-AGE | 34.6%
USA | United States of America | Langdon Wind II LLC |  | USA0056912 | 40.5 | 48.6292 | -98.3164 | Wind |  |  |  | 2008.0 | FPL Energy Langdon Wind LLC | U.S. Energy Information Administration | http://www.eia.gov/electricity/data/browser/ | U.S. Energy Information Administration | 56877 | 2019 | 135.757 | 143.101 | 146.91 | 156.668 | 156.314 | 137.862 | 162.703 | U.S. Energy Information Administration | 128.70 | 143.82 | 140.78 | 143.46 | 136.81 | NO-ESTIMATION | NO-ESTIMATION | NO-ESTIMATION | NO-ESTIMATION | CAPACITY-FACTOR-V1 | 38.56%
USA | United States of America | Langdon Renewables LLC |  | USA0056605 | 118.5 | 48.6300 | -98.3150 | Wind |  |  |  | 2008.0 | FPL Energy Langdon Wind LLC | U.S. Energy Information Administration | http://www.eia.gov/electricity/data/browser/ | U.S. Energy Information Administration | 56877 | 2019 | 418.052 | 432.923 | 439.087 | 456.863 | 484.384 | 556.027 | 462.96 | U.S. Energy Information Administration | 394.95 | 420.09 | 407.31 | 414.25 | 386.36 | NO-ESTIMATION | NO-ESTIMATION | NO-ESTIMATION | NO-ESTIMATION | CAPACITY-FACTOR-V1 | 37.22%
USA | United States of America | Langdon Wind Energy Center |  | USA0057033 | 40.5 | 48.6303 | -98.3169 | Wind |  |  |  | 2008.0 | Otter Tail Power Co | U.S. Energy Information Administration | http://www.eia.gov/electricity/data/browser/ | U.S. Energy Information Administration | 56877 | 2019 | 136.028 | 152.876 | 147.665 | 149.68800000000002 | 161.593 | 143.03900000000002 | 137.19 | U.S. Energy Information Administration | 128.70 | 143.82 | 140.78 | 143.46 | 136.81 | NO-ESTIMATION | NO-ESTIMATION | NO-ESTIMATION | NO-ESTIMATION | CAPACITY-FACTOR-V1 | 38.56%
USA | United States of America | NaturEner Rim Rock Energy |  | USA0057995 | 189 | 48.8203 | -112.1033 | Wind |  |  |  | 2013.0 | NaturEner Rim Rock Energy LLC | U.S. Energy Information Administration | http://www.eia.gov/electricity/data/browser/ | U.S. Energy Information Administration | 60638 | 2019 | 335.83968 | 562.31604 | 603.5356800000001 | 652.90401 | 657.6080000000001 | 628.13 | 597.163 | U.S. Energy Information Administration |  | 756.37 | 745.37 | 667.18 | 641.03 | NO-ESTIMATION | NO-ESTIMATION | NO-ESTIMATION | NO-ESTIMATION | CAPACITY-FACTOR-V1 | 38.72%
USA | United States of America | Border Winds Wind Farm |  | USA0059200 | 150 | 48.9647 | -99.6139 | Wind |  |  |  | 2015.0 | Northern States Power Co - Minnesota | U.S. Energy Information Administration | http://www.eia.gov/electricity/data/browser/ | U.S. Energy Information Administration | 62471 | 2019 |  |  | 102.10900000000001 | 622.2570000000001 | 641.863 | 609.517 | 612.374 | U.S. Energy Information Administration |  |  |  | 582.06 | 571.95 | NO-ESTIMATION | NO-ESTIMATION | NO-ESTIMATION | NO-ESTIMATION | CAPACITY-FACTOR-V1 | 43.53%
USA | United States of America | Pembina Land Port of Entry Wind Turbine |  | USA0062782 | 1 | 48.9969 | -97.2416 | Wind |  |  |  | 2012.0 | General Services Administration - Region 8 | U.S. Energy Information Administration | http://www.eia.gov/electricity/data/browser/ | U.S. Energy Information Administration |  | 2019 | [6 empty] | 0 | U.S. Energy Information Administration | 3.36 | 4.60 | 3.34 | 3.33 | 3.57 | NO-ESTIMATION | NO-ESTIMATION | NO-ESTIMATION | NO-ESTIMATION | CAPACITY-FACTOR-V1 | 40.75%
USA | United States of America | Pillar Mountain Wind Project Microgrid |  | USA0057187 | 9 | 57.7869 | -152.4406 | Wind |  |  |  | 2010.5 | Kodiak Electric Assn Inc | U.S. Energy Information Administration | http://www.eia.gov/electricity/data/browser/ | U.S. Energy Information Administration |  | 2019 | 26.699 | 23.323 | 29.107 | 29.309 | 24.155 | 26.17 | 25.015 | U.S. Energy Information Administration | 36.93 | 28.13 | 22.83 | 27.74 | 25.28 | NO-ESTIMATION | NO-ESTIMATION | NO-ESTIMATION | NO-ESTIMATION | CAPACITY-FACTOR-V1 | 32.06%
USA | United States of America | Fire Island Wind |  | USA0058425 | 18 | 61.1300 | -150.2436 | Wind |  |  |  | 2012.0 | Fire Island Wind LLC | U.S. Energy Information Administration | http://www.eia.gov/electricity/data/browser/ | U.S. Energy Information Administration | 57135 | 2019 | 44.784 | 47.813 | 50.562 | 56.022 | 47.715 | 51.829 | 48.221 | U.S. Energy Information Administration | 50.57 | 48.92 | 44.50 | 49.29 | 48.08 | NO-ESTIMATION | NO-ESTIMATION | NO-ESTIMATION | NO-ESTIMATION | CAPACITY-FACTOR-V1 | 30.49%
USA | United States of America | Delta Wind Farm |  | USA0058511 | 1.9 | 64.0139 | -145.5967 | Wind |  |  |  | 2010.842105263158 | Alaska Environmental Power | U.S. Energy Information Administration | http://www.eia.gov/electricity/data/browser/ | U.S. Energy Information Administration | 58359 | 2019 | 1.6 | 4.5 | 4.0 | 4.446 | 2.607 | 4.498 | 3.97 | U.S. Energy Information Administration | 4.77 | 3.92 | 3.71 | 4.26 | 3.88 | NO-ESTIMATION | NO-ESTIMATION | NO-ESTIMATION | NO-ESTIMATION | CAPACITY-FACTOR-V1 | 23.31%
USA | United States of America | Eva Creek Wind |  | USA0057935 | 24.6 | 64.0583 | -148.9000 | Wind |  |  |  | 2013.0 | Golden Valley Elec Assn Inc | U.S. Energy Information Administration | http://www.eia.gov/electricity/data/browser/ | U.S. Energy Information Administration | 62037 | 2019 | 71.01 | 71.779 | 72.784 | 73.845 | 61.514 | 65.514 | 60.106 | U.S. Energy Information Administration |  | 87.52 | 85.00 | 79.61 | 82.31 | NO-ESTIMATION | NO-ESTIMATION | NO-ESTIMATION | NO-ESTIMATION | CAPACITY-FACTOR-V1 | 38.2%
USA | United States of America | Wild Horse |  | USA0056322 | 273.1 | 47.0363 | -120.2065 | Wind | Solar |  |  | 2007.3222262907357 | Puget Sound Energy Inc | U.S. Energy Information Administration | http://www.eia.gov/electricity/data/browser/ | U.S. Energy Information Administration | 52656 | 2019 | 659.8629999999999 | 650.5630000000001 | 609.963 | 672.926 | 613.464 | 639.1780000000001 | 613.275 | U.S. Energy Information Administration | 758.02 | 644.14 | 823.37 | 763.86 | 778.47 | NO-ESTIMATION | NO-ESTIMATION | NO-ESTIMATION | NO-ESTIMATION | CAPACITY-FACTOR-V1 | 32.54% | 30.35 | 2.9281 | 0.02565
USA | United States of America | Pomeroy Wind Farm |  | USA0056501 | 286.4 | 42.5842 | -94.7467 | Wind |  |  |  | 2008.517458100559 | MidAmerican Energy Co | U.S. Energy Information Administration | http://www.eia.gov/electricity/data/browser/ | U.S. Energy Information Administration | 56029 | 2019 | 918.97 | 935.484 | 886.9830000000001 | 886.488 | 845.511 | 711.268 | 714.45 | U.S. Energy Information Administration | 939.95 | 980.40 | 838.37 | 861.87 | 808.68 | SOLAR-V1-NO-AGE | SOLAR-V1-NO-AGE | SOLAR-V1-NO-AGE | SOLAR-V1-NO-AGE | SOLAR-V1-NO-AGE | 32.23% | 33.2 | 2.7806 | 0.024358
USA | United States of America | Shepherds Flat |  |  | 845 |  |  | Wind | [9 empty] | 2012 | [12 empty] | 1667 | [5 empty] | 22.52% | 78 | 2.4397 | 0.021372
USA | United States of America | Shiloh I Wind Project |  | USA0056362 | 150 | 38.1200 | -121.8500 | Wind |  |  |  | 2006.0 | Avangrid Renewables LLC | U.S. Energy Information Administration | http://www.eia.gov/electricity/data/browser/ | U.S. Energy Information Administration | 63171 | 2019 | 414.255 | 397.82800000000003 | 418.611 | 387.13100000000003 | 354.488 | 387.675 | 381.728 | U.S. Energy Information Administration | 416.33 | 405.18 | 410.29 | 391.55 | 494.19 | HYDRO-V1 | HYDRO-V1 | HYDRO-V1 | HYDRO-V1 | HYDRO-V1 | 37.61% | 24.6446 | 2.2891 | 0.020053
USA | United States of America | Spearville |  | USA0056351 | 148.5 | 37.8641 | -99.7528 | Wind |  |  |  | 2007.6161616161617 | Evergy Metro | U.S. Energy Information Administration | http://www.eia.gov/electricity/data/browser/ | U.S. Energy Information Administration | 51958 | 2019 | 490.56600000000003 | 476.587 | 461.099 | 408.557 | 310.296 | 377.12600000000003 | 373.643 | U.S. Energy Information Administration | 535.10 | 508.62 | 473.11 | 491.00 | 479.03 | NO-ESTIMATION | NO-ESTIMATION | NO-ESTIMATION | NO-ESTIMATION | CAPACITY-FACTOR-V1 | 36.82% | 25.9 | 2.1113 | 0.018495
USA | United States of America | Montezuma Wind II |  | USA0057701 | 78.2 | 38.1167 | -121.8219 | Wind |  |  |  | 2011.9999999999998 | NextEra Energy Montezuma Wind II LLC | U.S. Energy Information Administration | http://www.eia.gov/electricity/data/browser/ | U.S. Energy Information Administration | 63215 | 2019 | 228.70000000000002 | 210.115 | 219.519 | 200.624 | 196.047 | 220.285 | 197.182 | U.S. Energy Information Administration | 259.83 | 250.58 | 224.01 | 217.00 | 214.74 | NO-ESTIMATION | NO-ESTIMATION | NO-ESTIMATION | NO-ESTIMATION | CAPACITY-FACTOR-V1 | 31.35% | 11.9472 | 2.0518 | 0.017974
USA | United States of America | Linden Wind Energy Project |  | USA0057635 | 50 | 45.7442 | -120.7836 | Wind |  |  |  | 2010.0 | Los Angeles Department of Water & Power | U.S. Energy Information Administration | http://www.eia.gov/electricity/data/browser/ | U.S. Energy Information Administration | 60969 | 2019 | 149.226 | 147.475 | 132.595 | 142.458 | 119.098 | 139.555 | 123.466 | U.S. Energy Information Administration | 145.39 | 139.27 | 137.32 | 137.41 | 130.58 | NO-ESTIMATION | NO-ESTIMATION | NO-ESTIMATION | NO-ESTIMATION | CAPACITY-FACTOR-V1 | 29.81% | 7.28 | 2.0476 | 0.017937
USA | United States of America | FPL Energy Montezuma Winds LLC |  | USA0057201 | 36.8 | 38.1636 | -121.7966 | Wind |  |  |  | 2010.0000000000002 | FPL Energy Montezuma Wind | U.S. Energy Information Administration | http://www.eia.gov/electricity/data/browser/ | U.S. Energy Information Administration | 63215 | 2019 | 102.938 | 92.898 | 96.936 | 90.59100000000001 | 88.116 | 98.264 | 87.517 | U.S. Energy Information Administration | 109.16 | 99.81 | 103.81 | 103.89 | 100.05 | NO-ESTIMATION | NO-ESTIMATION | NO-ESTIMATION | NO-ESTIMATION | NO-ESTIMATION | 31.04% | 5.6222 | 2.0314 | 0.017795
USA | United States of America | Crescent Ridge |  | USA0056297 | 53 | 41.2500 | -89.5708 | Wind |  |  |  | 2006.0 | Leeward Asset Management LLC | U.S. Energy Information Administration | http://www.eia.gov/electricity/data/browser/ | U.S. Energy Information Administration | 50032 | 2019 | 140.893 | 147.864 | 155.945 | 146.775 | 159.284 | 142.699 | 152.207 | U.S. Energy Information Administration | 147.40 | 150.03 | 147.68 | 148.39 | 156.16 | HYDRO-V1 | HYDRO-V1 | HYDRO-V1 | HYDRO-V1 | HYDRO-V1 | 33.63% | 8.9 | 2.003 | 0.017546
USA | United States of America | Shiloh III Wind Project LLC |  | USA0057586 | 102.5 | 38.1694 | -121.8469 | Wind |  |  |  | 2012.0 | EDF Renewable Asset Holdings Inc. | U.S. Energy Information Administration | http://www.eia.gov/electricity/data/browser/ | U.S. Energy Information Administration | 63171 | 2019 | 289.909 | 266.025 | 269.955 | 260.264 | 250.578 | 284.463 | 266.434 | U.S. Energy Information Administration | 342.20 | 304.58 | 295.51 | 285.43 | 277.16 | HYDRO-V1 | HYDRO-V1 | HYDRO-V1 | HYDRO-V1 | HYDRO-V1 | 30.87% | 16.8404 | 1.8788 | 0.016458
USA | United States of America | Shiloh IV Wind Project LLC |  | USA0057725 | 102.5 | 38.1375 | -121.8553 | Wind |  |  |  | 2013.0 | EDF Renewable Asset Holdings Inc. | U.S. Energy Information Administration | http://www.eia.gov/electricity/data/browser/ | U.S. Energy Information Administration | 63171 | 2019 | 296.863 | 277.043 | 300.766 | 282.86 | 268.221 | 300.265 | 268.593 | U.S. Energy Information Administration |  | 335.66 | 328.51 | 291.59 | 276.84 | HYDRO-V1 | HYDRO-V1 | HYDRO-V1 | HYDRO-V1 | HYDRO-V1 | 30.83% | 16.8404 | 1.8766 | 0.016439
USA | United States of America | Shiloh Wind Project 2 LLC |  | USA0056874 | 150 | 38.1711 | -121.8461 | Wind |  |  |  | 2009.0 | EDF Renewable Asset Holdings Inc. | U.S. Energy Information Administration | http://www.eia.gov/electricity/data/browser/ | U.S. Energy Information Administration | 63171 | 2019 | 430.156 | 401.781 | 410.0 | 399.427 | 377.603 | 400.14 | 383.508 | U.S. Energy Information Administration | 422.20 | 387.62 | 405.61 | 399.31 | 393.99 | SOLAR-V1-NO-AGE | SOLAR-V1-NO-AGE | SOLAR-V1-NO-AGE | SOLAR-V1-NO-AGE | SOLAR-V1-NO-AGE | 29.98% | 24.6446 | 1.825 | 0.015987
USA | United States of America | Elk River Wind |  | USA0056303 | 150 | 37.5797 | -96.5503 | Wind |  |  |  | 2006.0 | Avangrid Renewables LLC | U.S. Energy Information Administration | http://www.eia.gov/electricity/data/browser/ | U.S. Energy Information Administration | 53715 | 2019 | 547.522 | 567.081 | 509.35200000000003 | 507.687 | 466.681 | 450.118 | 383.804 | U.S. Energy Information Administration | 524.83 | 532.28 | 448.27 | 456.55 | 497.5 | SOLAR-V1-NO-AGE | SOLAR-V1-NO-AGE | SOLAR-V1-NO-AGE | SOLAR-V1-NO-AGE | SOLAR-V1-NO-AGE | 37.86% | 32.37 | 1.7545 | 0.015369
USA | United States of America | Spearville 3 LLC |  | USA0057975 | 108 | 37.8511 | -99.8381 | Wind |  |  |  | 2012.0 | EDF Renewable Asset Holdings Inc. | U.S. Energy Information Administration | http://www.eia.gov/electricity/data/browser/ | U.S. Energy Information Administration | 64866 | 2019 | 334.159 | 403.229 | 405.494 | 407.407 | 406.23 | 402.795 | 402.648 | U.S. Energy Information Administration | 464.93 | 464.42 | 392.97 | 404.66 | 378.68 | HYDRO-V1 | HYDRO-V1 | HYDRO-V1 | HYDRO-V1 | HYDRO-V1 | 40.03% | 25.9 | 1.669 | 0.014621
USA | United States of America | Campbell County Wind Farm |  | USA0059655 | 97.8 | 45.7533 | -100.2750 | Wind |  |  |  | 2016.0 | Consolidated Edison Development Inc. | U.S. Energy Information Administration | http://www.eia.gov/electricity/data/browser/ | U.S. Energy Information Administration | 67435 | 2019 |  |  | 1.161 | 408.63100000000003 | 403.83500000000004 | 371.261 | 380.777 | U.S. Energy Information Administration |  |  |  |  | 395.03 | NO-ESTIMATION | NO-ESTIMATION | NO-ESTIMATION | NO-ESTIMATION | CAPACITY-FACTOR-V1 | 46.11% | 28.33 | 1.5918 | 0.013944
USA | United States of America | Thunder Spirit Wind LLC |  | USA0058965 | 155.5 | 46.0750 | -102.5633 | Wind |  |  |  | 2016.6173633440515 | Montana-Dakota Utilities Co | U.S. Energy Information Administration | http://www.eia.gov/electricity/data/browser/ | U.S. Energy Information Administration | 63675 | 2019 |  |  | 10.057 | 427.959 | 428.372 | 407.67400000000004 | 547.596 | U.S. Energy Information Administration |  |  |  |  | 439.72 | SOLAR-V1-NO-AGE | SOLAR-V1-NO-AGE | SOLAR-V1-NO-AGE | SOLAR-V1-NO-AGE | SOLAR-V1-NO-AGE | 32.28% | 32.37 | 1.5507 | 0.013584
USA | United States of America | Harvest |  | USA0056635 | 52.8 | 43.8300 | -83.2064 | Wind |  |  |  | 2008.0 | Harvest Windfarm LLC | U.S. Energy Information Administration | http://www.eia.gov/electricity/data/browser/ | U.S. Energy Information Administration | 57239 | 2019 | 122.32600000000001 | 132.504 | 131.544 | 125.581 | 124.388 | 111.355 | 121.616 | U.S. Energy Information Administration | 173.87 | 165.07 | 152.97 | 154.11 | 168.5 | NO-ESTIMATION | NO-ESTIMATION | NO-ESTIMATION | NO-ESTIMATION | CAPACITY-FACTOR-V1 | 36.43% | 12.85 | 1.4969 | 0.013113
USA | United States of America | Twin Groves |  |  | 396 |  |  | Wind | [9 empty] | 2008 | [12 empty] | 1162 | [5 empty] | 33.5% | 89.031 | 1.4899 | 0.013052
USA | United States of America | Biglow Canyon Wind Farm |  | USA0056485 | 449.7 | 45.6537 | -120.6034 | Wind |  |  |  | 2009.0791638870357 | Portland General Electric Co | U.S. Energy Information Administration | http://www.eia.gov/electricity/data/browser/ | U.S. Energy Information Administration | 54739 | 2019 | 1190.817 | 1142.486 | 1045.257 | 1058.132 | 894.881 | 1041.84 | 983.163 | U.S. Energy Information Administration | 1169.81 | 1124.75 | 1171.15 | 1174.45 | 1198.79 | NO-ESTIMATION | NO-ESTIMATION | NO-ESTIMATION | NO-ESTIMATION | CAPACITY-FACTOR-V1 | 30.43% | 100 | 1.3685 | 0.011988
USA | United States of America | Campbell Hill Windpower |  | USA0057090 | 99 | 43.0145 | -105.9990 | Wind |  |  |  | 2010.0 | Duke Energy DEGS Campbell Hill | U.S. Energy Information Administration | http://www.eia.gov/electricity/data/browser/ | U.S. Energy Information Administration | 58708 | 2019 | 337.581 | 331.374 | 293.519 | 332.386 | 311.59000000000003 | 308.503 | 323.963 | U.S. Energy Information Administration | 404.05 | 374.85 | 324.44 | 341.22 | 335.95 | NO-ESTIMATION | NO-ESTIMATION | NO-ESTIMATION | NO-ESTIMATION | CAPACITY-FACTOR-V1 | 38.74% | 28.33 | 1.3537 | 0.011858
USA | United States of America | Maple Ridge Wind Farm |  | USA0056290 | 322 | 43.7853 | -75.5753 | Wind |  |  |  | 2006.2826086956522 | Flat Rock Windpower LLC | U.S. Energy Information Administration | http://www.eia.gov/electricity/data/browser/ | U.S. Energy Information Administration | 27873 | 2019 | 751.393 | 813.135 | 783.219 | 764.322 | 786.732 | 739.631 | 736.955 | U.S. Energy Information Administration | 861.71 | 829.20 | 842.14 | 840.99 | 963.13 | NO-ESTIMATION | NO-ESTIMATION | NO-ESTIMATION | NO-ESTIMATION | CAPACITY-FACTOR-V1 | 34.14% | 85 | 1.2935 | 0.011331
USA | United States of America | Judith Gap Wind Energy Center |  | USA0056377 | 135 | 46.5725 | -109.7531 | Wind |  |  |  | 2006.0 | Invenergy Services LLC | U.S. Energy Information Administration | http://www.eia.gov/electricity/data/browser/ | U.S. Energy Information Administration | 54043 | 2019 | 507.969 | 489.637 | 455.35 | 481.09700000000004 | 450.729 | 429.673 | 441.562 | U.S. Energy Information Administration | 421.60 | 412.58 | 347.46 | 399.03 | 379.25 | SOLAR-V1-NO-AGE | SOLAR-V1-NO-AGE | SOLAR-V1-NO-AGE | SOLAR-V1-NO-AGE | SOLAR-V1-NO-AGE | 32.07% | 33.59 | 1.2889 | 0.011291
USA | United States of America | Walnut Ridge Wind Farm |  | USA0058694 | 212 | 41.4967 | -89.5803 | Wind |  |  |  | 2019.0 | BHE Renewables LLC | U.S. Energy Information Administration | http://www.eia.gov/electricity/data/browser/ | U.S. Energy Information Administration |  | 2019 | [5 empty] | 57.514 | 815.887 | U.S. Energy Information Administration |  |  |  |  | 622.58 | SOLAR-V1-NO-AGE | SOLAR-V1-NO-AGE | SOLAR-V1-NO-AGE | SOLAR-V1-NO-AGE | SOLAR-V1-NO-AGE | 33.52% | 56.66 | 1.2543 | 0.010988
USA | United States of America | Fenner Wind |  | USA0055790 | 30 | 42.9890 | -75.7625 | Wind |  |  |  | 2001.0 | CHI Energy Inc | U.S. Energy Information Administration | http://www.eia.gov/electricity/data/browser/ | U.S. Energy Information Administration | 27828 | 2019 | 68.252 | 67.944 | 67.35 | 62.451 | 44.448 | 53.873000000000005 | 79.129 | U.S. Energy Information Administration | 94.97 | 79.75 | 68.03 | 69.47 | 64.94 | NO-ESTIMATION | NO-ESTIMATION | NO-ESTIMATION | NO-ESTIMATION | CAPACITY-FACTOR-V1 | 24.71% | 6.07 | 1.2213 | 0.010699
USA | United States of America | Bishop Hill III |  | USA0061787 | 119 | 41.2111 | -90.2760 | Wind |  |  |  | 2018.0 | Invenergy Services LLC | U.S. Energy Information Administration | http://www.eia.gov/electricity/data/browser/ | U.S. Energy Information Administration |  | 2019 | [5 empty] | 223.713 | 425.038 | U.S. Energy Information Administration |  |  |  |  | 349.47 | NO-ESTIMATION | NO-ESTIMATION | NO-ESTIMATION | NO-ESTIMATION | CAPACITY-FACTOR-V1 | 33.52% | 33.1118 | 1.2048 | 0.010554
USA | United States of America | Bishop Hill Energy LLC |  | USA0057463 | 200 | 41.2153 | -90.1208 | Wind |  |  |  | 2012.0 | SunEdison LLC | U.S. Energy Information Administration | http://www.eia.gov/electricity/data/browser/ | U.S. Energy Information Administration | 55557 | 2019 | 633.561 | 647.15 | 641.587 | 601.09 | 681.349 | 501.318 | 528.638 | U.S. Energy Information Administration | 670.10 | 649.43 | 608.44 | 614.05 | 581.98 | NO-ESTIMATION | NO-ESTIMATION | NO-ESTIMATION | NO-ESTIMATION | NO-ESTIMATION | 33.22% | 55.65 | 1.1938 | 0.010458
USA | United States of America | Sheffield Wind |  | USA0057080 | 40 | 44.6760 | -72.1013 | Wind |  |  |  | 2011.0 | First Wind O&M LLC | U.S. Energy Information Administration | http://www.eia.gov/electricity/data/browser/ | U.S. Energy Information Administration | 55851 | 2019 | 83.58200000000001 | 88.833 | 87.516 | 81.446 | 90.865 | 84.97200000000001 | 74.629 | U.S. Energy Information Administration | 139.45 | 124.59 | 128.91 | 129.76 | 125.82 | SOLAR-V1-NO-AGE | SOLAR-V1-NO-AGE | SOLAR-V1-NO-AGE | SOLAR-V1-NO-AGE | SOLAR-V1-NO-AGE | 35.91% | 12.14 | 1.1831 | 0.010364
USA | United States of America | Blue Canyon Windpower V LLC |  | USA0057108 | 99 | 34.8217 | -98.4525 | Wind |  |  |  | 2009.0 | Blue Canyon Windpower V LLC | U.S. Energy Information Administration | http://www.eia.gov/electricity/data/browser/ | U.S. Energy Information Administration | 50725 | 2019 | 376.474 | 393.18600000000004 | 339.255 | 365.241 | 371.057 | 362.235 | 363.36 | U.S. Energy Information Administration | 374.15 | 338.22 | 291.40 | 330.38 | 319.2 | NO-ESTIMATION | NO-ESTIMATION | NO-ESTIMATION | NO-ESTIMATION | NO-ESTIMATION | 36.81% | 31.08 | 1.1724 | 0.01027
USA | United States of America | Pine Tree Wind Power Project |  | USA0056433 | 135 | 35.2480 | -118.1754 | Wind |  |  |  | 2009.0 | Los Angeles Department of Water & Power | U.S. Energy Information Administration | http://www.eia.gov/electricity/data/browser/ | U.S. Energy Information Administration | 50746 | 2019 | 273.943 | 283.265 | 122.352 | 141.609 | 256.088 | 285.293 | 257.823 | U.S. Energy Information Administration | 347.13 | 346.71 | 348.76 | 308.60 | 330.11 | HYDRO-V1 | HYDRO-V1 | HYDRO-V1 | HYDRO-V1 | HYDRO-V1 | 27.91% | 32.37 | 1.1642 | 0.010198
USA | United States of America | Nine Canyon |  | USA0007936 | 95.9 | 46.0958 | -119.0964 | Wind |  |  |  | 2002.0 | Energy Northwest | U.S. Energy Information Administration | http://www.eia.gov/electricity/data/browser/ | U.S. Energy Information Administration | 48447 | 2019 | 224.897 | 244.273 | 211.208 | 245.75900000000001 | 212.782 | 237.80100000000002 | 196.564 | U.S. Energy Information Administration | 271.36 | 265.77 | 251.76 | 225.41 | 210.99 | SOLAR-V1-NO-AGE | SOLAR-V1-NO-AGE | SOLAR-V1-NO-AGE | SOLAR-V1-NO-AGE | SOLAR-V1-NO-AGE | 25.12% | 20.72 | 1.1624 | 0.010183
USA | United States of America | Horse Hollow Wind Energy Center |  | USA0056291 | 735.5 | 32.2140 | -100.0571 | Wind |  |  |  | 2006.0 | FPL Energy Horse Hollow LLC | U.S. Energy Information Administration | http://www.eia.gov/electricity/data/browser/ | U.S. Energy Information Administration | 54187 | 2019 | 1463.404 | 2309.1 | 1965.895 | 2159.583 | 1972.964 | 2440.172 | 2493.463 | U.S. Energy Information Administration | 2195.00 | 2163.08 | 1940.32 | 2039.87 | 1900.81 | HYDRO-V1 | HYDRO-V1 | HYDRO-V1 | HYDRO-V1 | HYDRO-V1 | 29.5% | 190 | 1.142 | 0.010004
USA | United States of America | Hopkins Ridge Wind |  | USA0056255 | 156.6 | 46.4211 | -117.8331 | Wind |  |  |  | 2005.1379310344828 | Puget Sound Energy Inc | U.S. Energy Information Administration | http://www.eia.gov/electricity/data/browser/ | U.S. Energy Information Administration | 53714 | 2019 | 404.14 | 453.219 | 362.253 | 415.07 | 342.81 | 408.658 | 337.993 | U.S. Energy Information Administration | 420.84 | 420.92 | 407.72 | 426.20 | 405.65 | SOLAR-V1-NO-AGE | SOLAR-V1-NO-AGE | SOLAR-V1-NO-AGE | SOLAR-V1-NO-AGE | SOLAR-V1-NO-AGE | 29.57% | 44.52 | 1.0401 | 0.0091116
USA | United States of America | Colorado Green Holdings LLC |  | USA0056173 | 162 | 37.7033 | -102.6231 | Wind |  |  |  | 2004.0 | Avangrid Renewables LLC | U.S. Energy Information Administration | http://www.eia.gov/electricity/data/browser/ | U.S. Energy Information Administration | 47739 | 2019 | 440.54900000000004 | 400.79900000000004 | 377.632 | 506.052 | 219.729 | 305.678 | 416.148 | U.S. Energy Information Administration | 493.50 | 516.02 | 500.05 | 498.50 | 425.34 | HYDRO-V1 | HYDRO-V1 | HYDRO-V1 | HYDRO-V1 | HYDRO-V1 | 29.97% | 47.9 | 1.0137 | 0.0088797
USA | United States of America | Mountaineer Wind Energy Center |  | USA0055986 | 66 | 39.1828 | -79.5372 | Wind |  |  |  | 2003.0 | GlidePath Power Operations LLC | U.S. Energy Information Administration | http://www.eia.gov/electricity/data/browser/ | U.S. Energy Information Administration | 47179 | 2019 | 166.78 | 145.439 | 89.049 | 111.319 | 156.421 | 146.483 | 130.642 | U.S. Energy Information Administration | 193.87 | 237.45 | 219.72 | 188.12 | 157.1 | SOLAR-V1-NO-AGE | SOLAR-V1-NO-AGE | SOLAR-V1-NO-AGE | SOLAR-V1-NO-AGE | SOLAR-V1-NO-AGE | 27.17% | 17.8 | 1.0075 | 0.0088258
USA | United States of America | Tule Wind LLC |  | USA0057913 | 143 | 32.6639 | -116.2897 | Wind |  |  |  | 2018.0 | Avangrid Renewables LLC | U.S. Energy Information Administration | http://www.eia.gov/electricity/data/browser/ | U.S. Energy Information Administration |  | 2019 |  |  |  |  | 6.984 | 312.97700000000003 | 395.068 | U.S. Energy Information Administration |  |  |  |  | 419.95 | SOLAR-V1-NO-AGE | SOLAR-V1-NO-AGE | SOLAR-V1-NO-AGE | SOLAR-V1-NO-AGE | SOLAR-V1-NO-AGE | 33.52% | 48.56 | 0.98722 | 0.0086481
USA | United States of America | Big Horn Wind Project |  | USA0056361 | 199 | 45.8877 | -120.2896 | Wind |  |  |  | 2006.0 | Avangrid Renewables LLC | U.S. Energy Information Administration | http://www.eia.gov/electricity/data/browser/ | U.S. Energy Information Administration | 53870 | 2019 | 503.416 | 517.272 | 431.826 | 502.92 | 468.06100000000004 | 510.765 | 446.663 | U.S. Energy Information Administration | 500.45 | 511.97 | 561.74 | 506.31 | 520.9 | NO-ESTIMATION | NO-ESTIMATION | NO-ESTIMATION | NO-ESTIMATION | CAPACITY-FACTOR-V1 | 29.88% | 60.7 | 0.97963 | 0.0085815
USA | United States of America | Trimont Area Wind Farm |  | USA0056296 | 100.5 | 43.7938 | -94.8499 | Wind |  |  |  | 2005.0 | Avangrid Renewables LLC | U.S. Energy Information Administration | http://www.eia.gov/electricity/data/browser/ | U.S. Energy Information Administration | 51566 | 2019 | 331.235 | 367.63100000000003 | 360.116 | 324.607 | 300.262 | 286.622 | 280.875 | U.S. Energy Information Administration | 317.01 | 332.94 | 308.81 | 333.70 | 309.05 | NO-ESTIMATION | NO-ESTIMATION | NO-ESTIMATION | NO-ESTIMATION | CAPACITY-FACTOR-V1 | 35.1% | 36.02 | 0.97945 | 0.00858
USA | United States of America | Grand Meadow |  | USA0056994 | 100.5 | 43.7189 | -92.7050 | Wind |  |  |  | 2009.0 | Northern States Power Co - Minnesota | U.S. Energy Information Administration | http://www.eia.gov/electricity/data/browser/ | U.S. Energy Information Administration | 57270 | 2019 | 328.702 | 344.791 | 334.728 | 311.843 | 312.966 | 270.862 | 265.376 | U.S. Energy Information Administration | 354.70 | 372.16 | 334.09 | 311.84 | 340.96 | NO-ESTIMATION | NO-ESTIMATION | NO-ESTIMATION | NO-ESTIMATION | CAPACITY-FACTOR-V1 | 38.73% | 40.47 | 0.96176 | 0.008425
USA | United States of America | Lower Snake River Wind Energy Project |  | USA0057195 | 342.7 | 46.5242 | -117.8217 | Wind |  |  |  | 2012.0000000000002 | Puget Sound Energy Inc | U.S. Energy Information Administration | http://www.eia.gov/electricity/data/browser/ | U.S. Energy Information Administration | 59211 | 2019 | 808.889 | 875.6560000000001 | 732.789 | 865.023 | 705.788 | 833.0980000000001 | 704.096 | U.S. Energy Information Administration | 1029.12 | 1028.12 | 884.43 | 898.80 | 871.42 | SOLAR-V1-NO-AGE | SOLAR-V1-NO-AGE | SOLAR-V1-NO-AGE | SOLAR-V1-NO-AGE | SOLAR-V1-NO-AGE | 29.03% | 105.2774 | 0.9449 | 0.0082774
USA | United States of America | Wildorado Wind LLC |  | USA0056432 | 161 | 35.2919 | -102.3031 | Wind |  |  |  | 2007.0 | NRG Energy Gas & Wind Holdings Inc | U.S. Energy Information Administration | http://www.eia.gov/electricity/data/browser/ | U.S. Energy Information Administration | 49367 | 2019 | 658.6610000000001 | 655.215 | 590.376 | 665.167 | 637.821 | 656.244 | 441.215 | U.S. Energy Information Administration | 581.70 | 562.52 | 494.65 | 607.06 | 518.97 | HYDRO-V1 | HYDRO-V1 | HYDRO-V1 | HYDRO-V1 | HYDRO-V1 | 36.8% | 64.65 | 0.91637 | 0.0080274
USA | United States of America | Klondike Windpower II |  | USA0056359 | 75 | 45.5710 | -120.5930 | Wind |  |  |  | 2005.0 | Avangrid Renewables LLC | U.S. Energy Information Administration | http://www.eia.gov/electricity/data/browser/ | U.S. Energy Information Administration | 50258 | 2019 | 229.791 | 222.978 | 201.425 | 209.298 | 177.186 | 191.762 | 193.625 | U.S. Energy Information Administration | 200.51 | 207.60 | 199.69 | 213.96 | 203.47 | SOLAR-V1-NO-AGE | SOLAR-V1-NO-AGE | SOLAR-V1-NO-AGE | SOLAR-V1-NO-AGE | SOLAR-V1-NO-AGE | 30.97% | 25.9 | 0.8968 | 0.007856
USA | United States of America | Stanton Wind Energy LLC |  | USA0056644 | 120 | 32.2353 | -101.8367 | Wind |  |  |  | 2008.0 | Invenergy Services LLC | U.S. Energy Information Administration | http://www.eia.gov/electricity/data/browser/ | U.S. Energy Information Administration | 57796 | 2019 | 371.034 | 395.35200000000003 | 337.0 | 373.704 | 384.474 | 325.833 | 289.949 | U.S. Energy Information Administration | 391.45 | 383.01 | 326.73 | 369.36 | 379.83 | HYDRO-V1 | HYDRO-V1 | HYDRO-V1 | HYDRO-V1 | HYDRO-V1 | 36.13% | 48.56 | 0.89291 | 0.0078219
USA | United States of America | Mendota Hills LLC |  | USA0056160 | 76.2 | 41.7194 | -89.0492 | Wind |  |  |  | 2003.0 | Leeward Asset Management LLC | U.S. Energy Information Administration | http://www.eia.gov/electricity/data/browser/ | U.S. Energy Information Administration | 50885 | 2019 | 78.993 | 76.778 | 80.453 | 82.357 | 98.641 | 30.405 | 177.589 | U.S. Energy Information Administration | 135.89 | 142.77 | 137.65 | 114.85 | 104.23 | NO-ESTIMATION | NO-ESTIMATION | NO-ESTIMATION | NO-ESTIMATION | NO-ESTIMATION | 15.61% | 14.164 | 0.84005 | 0.0073588
USA | United States of America | High Sheldon Wind Farm |  | USA0056953 | 112 | 42.7794 | -78.4269 | Wind |  |  |  | 2009.0 | Invenergy Services LLC | U.S. Energy Information Administration | http://www.eia.gov/electricity/data/browser/ | U.S. Energy Information Administration | 57065 | 2019 | 267.335 | 270.677 | 258.144 | 267.599 | 230.66 | 246.715 | 255.092 | U.S. Energy Information Administration | 307.99 | 300.88 | 295.60 | 297.37 | 288.69 | HYDRO-V1 | HYDRO-V1 | HYDRO-V1 | HYDRO-V1 | HYDRO-V1 | 29.42% | 40.47 | 0.81432 | 0.0071334
USA | United States of America | Grande Prairie Wind Farm |  | USA0058695 | 400 | 42.6081 | -98.4283 | Wind |  |  |  | 2017.0 | BHE Renewables LLC | U.S. Energy Information Administration | http://www.eia.gov/electricity/data/browser/ | U.S. Energy Information Administration | 69213 | 2019 |  |  |  | 168.466 | 1541.058 | 1507.208 | 1434.129 | U.S. Energy Information Administration |  |  |  |  | 1174.69 | NO-ESTIMATION | NO-ESTIMATION | NO-ESTIMATION | NO-ESTIMATION | CAPACITY-FACTOR-V1 | 33.52% | 182 | 0.7368 | 0.0064543
USA | United States of America | Elkhorn Ridge Wind LLC |  | USA0056947 | 81 | 42.6978 | -97.6189 | Wind |  |  |  | 2009.0 | NRG Energy Gas & Wind Holdings Inc | U.S. Energy Information Administration | http://www.eia.gov/electricity/data/browser/ | U.S. Energy Information Administration | 58173 | 2019 | 259.818 | 271.773 | 257.511 | 260.004 | 241.463 | 234.821 | 206.759 | U.S. Energy Information Administration | 292.38 | 298.14 | 278.34 | 266.23 | 259.07 | HYDRO-V1 | HYDRO-V1 | HYDRO-V1 | HYDRO-V1 | HYDRO-V1 | 36.51% | 40.47 | 0.73077 | 0.0064015
USA | United States of America | Rail Splitter Wind Farm |  | USA0056856 | 100.5 | 40.3692 | -89.4022 | Wind |  |  |  | 2009.0 | Rail Splitter Wind Farm LLC | U.S. Energy Information Administration | http://www.eia.gov/electricity/data/browser/ | U.S. Energy Information Administration | 57895 | 2019 | 291.37600000000003 | 295.96500000000003 | 298.099 | 280.646 | 300.188 | 275.317 | 290.518 | U.S. Energy Information Administration | 300.72 | 296.10 | 287.53 | 292.07 | 284.38 | HYDRO-V1 | HYDRO-V1 | HYDRO-V1 | HYDRO-V1 | HYDRO-V1 | 32.3% | 44.5 | 0.72952 | 0.0063906
USA | United States of America | Twin Buttes Wind Project |  | USA0056460 | 75 | 37.6735 | -102.8622 | Wind |  |  |  | 2007.0 | Avangrid Renewables LLC | U.S. Energy Information Administration | http://www.eia.gov/electricity/data/browser/ | U.S. Energy Information Administration | 55766 | 2019 | 251.047 | 240.923 | 237.722 | 262.259 | 230.03900000000002 | 257.254 | 239.687 | U.S. Energy Information Administration | 231.84 | 260.16 | 212.50 | 243.40 | 215.18 | HYDRO-V1 | HYDRO-V1 | HYDRO-V1 | HYDRO-V1 | HYDRO-V1 | 32.75% | 36.4 | 0.67483 | 0.0059115
USA | United States of America | Windy Point |  |  | 500 |  |  | Wind | [22 empty] | 1285 | [5 empty] | 29.34% | 230 | 0.63778 | 0.005587
USA | United States of America | Bluegrass Ridge |  | USA0056555 | 56.7 | 40.1006 | -94.4869 | Wind |  |  |  | 2007.0 | Wind Capital Holdings LLC | U.S. Energy Information Administration | http://www.eia.gov/electricity/data/browser/ | U.S. Energy Information Administration | 55398 | 2019 | 133.752 | 132.924 | 123.562 | 121.05 | 125.95700000000001 | 114.043 | 118.433 | U.S. Energy Information Administration | 166.42 | 162.03 | 156.85 | 160.31 | 155.98 | HYDRO-V1 | HYDRO-V1 | HYDRO-V1 | HYDRO-V1 | HYDRO-V1 | 31.4% | 28.33 | 0.62852 | 0.0055058
USA | United States of America | Roscoe Wind Farm LLC |  | USA0056593 | 781.5 | 32.4694 | -100.6664 | Wind |  |  |  | 2008.0 | RWE Renewables Americas LLC | U.S. Energy Information Administration | http://www.eia.gov/electricity/data/browser/ | U.S. Energy Information Administration | 56716 | 2019 | 561.408 | 591.896 | 440.211 | 562.424 | 554.037 | 548.9350000000001 | 2174 | U.S. Energy Information Administration | 645.10 | 637.56 | 590.79 | 595.69 | 2174 | NO-ESTIMATION | NO-ESTIMATION | NO-ESTIMATION | NO-ESTIMATION | CAPACITY-FACTOR-V1 | 31.76% | 400 | 0.62043 | 0.005435
USA | United States of America | Wilton Wind II LLC |  | USA0057120 | 49.5 | 47.1333 | -100.7011 | Wind |  |  |  | 2009.0 | Wilton Wind II LLC | U.S. Energy Information Administration | http://www.eia.gov/electricity/data/browser/ | U.S. Energy Information Administration | 54199 | 2019 | 195.047 | 203.805 | 182.615 | 198.055 | 193.58 | 177.01 | 163.382 | U.S. Energy Information Administration | 161.30 | 174.04 | 156.63 | 177.74 | 174.15 | NO-ESTIMATION | NO-ESTIMATION | NO-ESTIMATION | NO-ESTIMATION | CAPACITY-FACTOR-V1 | 40.16% | 32.37 | 0.61415 | 0.00538
USA | United States of America | Sherbino I Wind Farm |  | USA0056779 | 150 | 30.8073 | -102.3556 | Wind |  |  |  | 2008.0 | Sherbino Mesa I Windfarm LLC | U.S. Energy Information Administration | http://www.eia.gov/electricity/data/browser/ | U.S. Energy Information Administration | 58011 | 2019 | 462.798 | 392.487 | 455.677 | 367.848 | 347.76 | 366.341 | 251.907 | U.S. Energy Information Administration | 474.01 | 473.38 | 415.54 | 418.90 | 433.54 | HYDRO-V1 | HYDRO-V1 | HYDRO-V1 | HYDRO-V1 | HYDRO-V1 | 32.99% | 81 | 0.611 | 0.0053523
USA | United States of America | Bishop Hill II Wind Farm |  | USA0058111 | 81 | 41.2325 | -90.1742 | Wind |  |  |  | 2012.0 | Bishop Hill Energy II LLC | U.S. Energy Information Administration | http://www.eia.gov/electricity/data/browser/ | U.S. Energy Information Administration | 64961 | 2019 | 270.399 | 300.267 | 289.684 | 282.278 | 305.00100000000003 | 258.238 | 279.842 | U.S. Energy Information Administration | 284.95 | 272.70 | 244.36 | 248.89 | 238.08 | NO-ESTIMATION | NO-ESTIMATION | NO-ESTIMATION | NO-ESTIMATION | CAPACITY-FACTOR-V1 | 33.55% | 45.0765 | 0.60293 | 0.0052817
USA | United States of America | Palmer's Creek Wind Farm LLC |  | USA0062291 | 44.6 | 44.8577 | -95.5689 | Wind |  |  |  | 2019.0000000000002 | Palmer's Creek Wind Farm LLC | U.S. Energy Information Administration | http://www.eia.gov/electricity/data/browser/ | U.S. Energy Information Administration |  | 2019 | [5 empty] | 3.537 | 139.177 | U.S. Energy Information Administration |  |  |  |  | 130.97 | NO-ESTIMATION | NO-ESTIMATION | NO-ESTIMATION | NO-ESTIMATION | CAPACITY-FACTOR-V1 | 33.52% | 24.89 | 0.60068 | 0.005262
USA | United States of America | Big Sky Wind LLC |  | USA0057135 | 240 | 41.5992 | -89.4561 | Wind |  |  |  | 2011.0 | RWE Renewables Americas LLC | U.S. Energy Information Administration | http://www.eia.gov/electricity/data/browser/ | U.S. Energy Information Administration | 55974 | 2019 | 529.7090000000001 | 537.021 | 530.591 | 522.333 | 575.917 | 499.26 | 527.269 | U.S. Energy Information Administration | 784.70 | 678.73 | 673.02 | 639.85 | 651.2 | SOLAR-V1-NO-AGE | SOLAR-V1-NO-AGE | SOLAR-V1-NO-AGE | SOLAR-V1-NO-AGE | SOLAR-V1-NO-AGE | 30.97% | 129.504 | 0.57402 | 0.0050284
USA | United States of America | Milford Wind Corridor I LLC |  | USA0057079 | 203.5 | 38.5357 | -112.9350 | Wind |  |  |  | 2009.0 | Longroad Energy Services LLC | U.S. Energy Information Administration | http://www.eia.gov/electricity/data/browser/ | U.S. Energy Information Administration | 56867 | 2019 | 338.529 | 415.968 | 392.419 | 455.189 | 442.50100000000003 | 394.366 | 401.083 | U.S. Energy Information Administration | 553.14 | 549.96 | 527.20 | 520.42 | 513.26 | HYDRO-V1 | HYDRO-V1 | HYDRO-V1 | HYDRO-V1 | HYDRO-V1 | 28.79% | 103.6 | 0.56555 | 0.0049542
USA | United States of America | Cimarron Bend Wind Project I LLC |  | USA0060687 | 200 | 37.3550 | -99.9910 | Wind |  |  |  | 2017.0 | Cimarron Bend Wind Project I LLC | U.S. Energy Information Administration | http://www.eia.gov/electricity/data/browser/ | U.S. Energy Information Administration | 70254 | 2019 |  |  |  | 0.0 | 796.118 | 787.258 | 870.3467 | U.S. Energy Information Administration |  |  |  |  | 587.34 | HYDRO-V1 | HYDRO-V1 | HYDRO-V1 | HYDRO-V1 | HYDRO-V1 | 33.52% | 121.4 | 0.55229 | 0.0048381
USA | United States of America | Cimarron Bend Wind Project II LLC |  | USA0060688 | 200 | 37.3550 | -99.9910 | Wind |  |  |  | 2017.0 | Cimarron Bend Wind Project II LLC | U.S. Energy Information Administration | http://www.eia.gov/electricity/data/browser/ | U.S. Energy Information Administration |  | 2019 |  |  |  |  | 727.592 | 877.905 | 888.0756 | U.S. Energy Information Administration |  |  |  |  | 587.34 | HYDRO-V1 | HYDRO-V1 | HYDRO-V1 | HYDRO-V1 | HYDRO-V1 | 33.52% | 121.4 | 0.55229 | 0.0048381
USA | United States of America | Bent Tree Wind Farm Phase 1 |  | USA0057198 | 201.3 | 43.7246 | -93.4504 | Wind |  |  |  | 2011.0000000000002 | Wisconsin Power & Light Co | U.S. Energy Information Administration | http://www.eia.gov/electricity/data/browser/ | U.S. Energy Information Administration | 58316 | 2019 | 554.611 | 591.035 | 594.771 | 574.69 | 566.269 | 507.564 | 511.479 | U.S. Energy Information Administration | 793.90 | 759.31 | 699.84 | 634.65 | 624.26 | SOLAR-V1-NO-AGE | SOLAR-V1-NO-AGE | SOLAR-V1-NO-AGE | SOLAR-V1-NO-AGE | SOLAR-V1-NO-AGE | 35.4% | 129.5 | 0.55029 | 0.0048205
USA | United States of America | Arlington Wind Power Project |  | USA0056855 | 103 | 45.7167 | -120.2008 | Wind |  |  |  | 2009.0 | Arlington Wind Power Project LLC | U.S. Energy Information Administration | http://www.eia.gov/electricity/data/browser/ | U.S. Energy Information Administration |  | 2019 | 220.08100000000002 | 224.945 | 183.762 | 201.811 | 183.153 | 221.498 | 189.718 | U.S. Energy Information Administration | 273.96 | 274.62 | 253.39 | 267.04 | 267.75 | NO-ESTIMATION | NO-ESTIMATION | NO-ESTIMATION | NO-ESTIMATION | CAPACITY-FACTOR-V1 | 29.67% | 56.66 | 0.53945 | 0.0047256
USA | United States of America | Rush Creek Wind |  | USA0060619 | 600 | 39.1721 | -103.8454 | Wind |  |  |  | 2019.0 | Public Service Co of Colorado | U.S. Energy Information Administration | http://www.eia.gov/electricity/data/browser/ | U.S. Energy Information Administration |  | 2019 | [5 empty] | 194.543 | 1975.124 | U.S. Energy Information Administration |  |  |  |  | 1762.03 | SOLAR-V1-NO-AGE | SOLAR-V1-NO-AGE | SOLAR-V1-NO-AGE | SOLAR-V1-NO-AGE | SOLAR-V1-NO-AGE | 33.52% | 384.45 | 0.5232 | 0.0045832
USA | United States of America | Limon III Wind LLC |  | USA0059083 | 200.6 | 39.3533 | -103.4742 | Wind |  |  |  | 2013.9999999999998 | Limon | U.S. Energy Information Administration | http://www.eia.gov/electricity/data/browser/ | U.S. Energy Information Administration | 63654 | 2019 |  | 245.588 | 758.937 | 792.326 | 804.2810000000001 | 798.806 | 746.764 | U.S. Energy Information Administration |  | 688.48 | 689.21 | 686.25 | 623.45 | NO-ESTIMATION | NO-ESTIMATION | NO-ESTIMATION | NO-ESTIMATION | NO-ESTIMATION | 35.48% | 141.1 | 0.50439 | 0.0044185
USA | United States of America | Franklin County Wind Farm |  | USA0057844 | 99 | 42.6067 | -93.3365 | Wind |  |  |  | 2013.0 | Interstate Power and Light Co | U.S. Energy Information Administration | http://www.eia.gov/electricity/data/browser/ | U.S. Energy Information Administration | 64041 | 2019 | 219.005 | 221.965 | 251.019 | 257.192 | 224.727 | 306.849 | 302.879 | U.S. Energy Information Administration |  | 407.08 | 394.52 | 349.84 | 345.91 | HYDRO-V1 | HYDRO-V1 | HYDRO-V1 | HYDRO-V1 | HYDRO-V1 | 39.89% | 80.9 | 0.4881 | 0.0042758
USA | United States of America | Velva Windfarm LLC |  | USA0056670 | 11.9 | 48.0836 | -100.9215 | Wind |  |  |  | 2006.0 | Acciona Wind Energy USA LLC | U.S. Energy Information Administration | http://www.eia.gov/electricity/data/browser/ | U.S. Energy Information Administration | 54864 | 2019 | 28.887 | 33.694 | 28.55 | 28.601 | 31.851 | 25.978 | 27.448 | U.S. Energy Information Administration | 32.26 | 36.45 | 31.69 | 33.06 | 32.28 | NO-ESTIMATION | NO-ESTIMATION | NO-ESTIMATION | NO-ESTIMATION | CAPACITY-FACTOR-V1 | 30.97% | 7.77 | 0.47425 | 0.0041544
USA | United States of America | Limon Wind II |  | USA0058127 | 200 | 39.3414 | -103.5811 | Wind |  |  |  | 2012.0 | Limon | U.S. Energy Information Administration | http://www.eia.gov/electricity/data/browser/ | U.S. Energy Information Administration | 63654 | 2019 | 601.617 | 641.947 | 547.054 | 605.023 | 614.5260000000001 | 602.542 | 563.228 | U.S. Energy Information Administration | 737.88 | 668.49 | 590.63 | 605.94 | 572.95 | NO-ESTIMATION | NO-ESTIMATION | NO-ESTIMATION | NO-ESTIMATION | NO-ESTIMATION | 32.7% | 141.1 | 0.46354 | 0.0040606
USA | United States of America | Limon Wind I |  | USA0058126 | 200 | 39.3810 | -103.5732 | Wind |  |  |  | 2012.0 | Limon | U.S. Energy Information Administration | http://www.eia.gov/electricity/data/browser/ | U.S. Energy Information Administration | 63654 | 2019 | 680.451 | 739.245 | 644.237 | 701.195 | 707.472 | 711.321 | 662.304 | U.S. Energy Information Administration | 741.70 | 668.49 | 590.63 | 605.94 | 572.95 | NO-ESTIMATION | NO-ESTIMATION | NO-ESTIMATION | NO-ESTIMATION | NO-ESTIMATION | 32.7% | 141.1 | 0.46354 | 0.0040606
USA | United States of America | Smoky Hills Wind Project Phase I |  | USA0056488 | 100.8 | 38.8799 | -98.1602 | Wind |  |  |  | 2008.0 | Smoky Hills Wind Farm I LLC | U.S. Energy Information Administration | http://www.eia.gov/electricity/data/browser/ | U.S. Energy Information Administration | 50546 | 2019 | 369.834 | 382.16700000000003 | 373.487 | 373.187 | 365.169 | 328.083 | 333.006 | U.S. Energy Information Administration | 366.62 | 328.35 | 291.97 | 295.90 | 325.65 | NO-ESTIMATION | NO-ESTIMATION | NO-ESTIMATION | NO-ESTIMATION | CAPACITY-FACTOR-V1 | 36.88% | 80.9 | 0.45951 | 0.0040253
USA | United States of America | Pleasant Valley Wind Farm |  | USA0059201 | 200 | 43.8050 | -92.7697 | Wind |  |  |  | 2015.0 | Northern States Power Co - Minnesota | U.S. Energy Information Administration | http://www.eia.gov/electricity/data/browser/ | U.S. Energy Information Administration | 61140 | 2019 |  |  | 234.066 | 802.8720000000001 | 832.947 | 756.65 | 772.925 | U.S. Energy Information Administration |  |  |  | 792.36 | 778.24 | NO-ESTIMATION | NO-ESTIMATION | NO-ESTIMATION | NO-ESTIMATION | CAPACITY-FACTOR-V1 | 44.42% | 207.2 | 0.42877 | 0.003756
USA | United States of America | Rolling Hills Wind Farm |  | USA0057501 | 443.9 | 41.1973 | -94.7744 | Wind |  |  |  | 2012.0 | MidAmerican Energy Co | U.S. Energy Information Administration | http://www.eia.gov/electricity/data/browser/ | U.S. Energy Information Administration |  | 2019 | 1418.433 | 1403.006 | 1335.713 | 1341.387 | 1290.492 | 1186.959 | 1173.711 | U.S. Energy Information Administration | 1620.75 | 1587.83 | 1314.56 | 1387.01 | 1434.17 | HYDRO-V1 | HYDRO-V1 | HYDRO-V1 | HYDRO-V1 | HYDRO-V1 | 36.88% | 400 | 0.4093 | 0.0035854
VNM | Vietnam | Phu Quy |  | WRI1030737 | 6 | 10.5507 | 108.9300 | Wind |  |  |  |  | Petrovietnam | Vietnam Electricity Annual Report | http://www.evn.com.vn/userfile/files/2017/3/AnnualReport2016.pdf | WRI | 1095325 | [13 empty] | 7.86 | NO-ESTIMATION | NO-ESTIMATION | NO-ESTIMATION | NO-ESTIMATION | CAPACITY-FACTOR-V1 | 14.95%
VNM | Vietnam | Thuan Nhien Phong |  | WRI1030749 | 32 | 11.0525 | 108.4100 | Wind |  |  |  | 2017.0 | Asia Renewable Energy Corporation | CDM | https://cdm.unfccc.int/Projects/DB/ICONTEC1347549044.44/view | CDM | 1074594 | [13 empty] | 41.94 | NO-ESTIMATION | NO-ESTIMATION | NO-ESTIMATION | NO-ESTIMATION | CAPACITY-FACTOR-V1 | 14.96%
VNM | Vietnam | Tuy Phong |  | WRI1030750 | 30 | 11.2122 | 108.2000 | Wind | [5 empty] | Vietnam Electricity Annual Report | http://www.evn.com.vn/userfile/files/2017/3/AnnualReport2016.pdf | WRI | 1074594 | [13 empty] | 39.32 | NO-ESTIMATION | NO-ESTIMATION | NO-ESTIMATION | NO-ESTIMATION | CAPACITY-FACTOR-V1 | 14.96%
VNM | Vietnam | Phuong Mai 3 |  | WRI1030755 | 21 | 13.9077 | 109.2600 | Wind |  |  |  | 2017.0 | Central Wind power Joint Stock Company | CDM | https://cdm.unfccc.int/Projects/DB/ICONTEC1347544560.36/view | CDM | 1074649 | [13 empty] | 27.52 | NO-ESTIMATION | NO-ESTIMATION | NO-ESTIMATION | NO-ESTIMATION | CAPACITY-FACTOR-V1 | 14.96%
VNM | Vietnam | Bac Lieu Wind power |  | WRI1030729 | 99 | 9.2351 | 105.8048 | Wind |  |  |  | 2016.0 | Cong Ly Construction-Trade-Tourism | Vietnam Electricity Annual Report | http://www.evn.com.vn/userfile/files/2017/3/AnnualReport2016.pdf | WRI | 1083899 | [13 empty] | 259.44 | NO-ESTIMATION | NO-ESTIMATION | NO-ESTIMATION | NO-ESTIMATION | CAPACITY-FACTOR-V1 | 29.92%
ZAF | South Africa | Karoo Renewable Energy Facility (Nobelsfontein Wind) |  | WRI1026019 | 73.8 | -27.6020 | 22.9201 | Wind |  |  |  | 2014.0 | South African Renewable Green Energy | CDM | https://cdm.unfccc.int/filestorage/h/v/WJEK19MU3GNLTH562P0A7ZYQVDCIRS.pdf/PDD.pdf?t=eEN8b2pkNnp6fDDXvZVJYrHBHDoegHcnh7mQ | WRI | [12 empty] | 229.74 |  | 173.53 | NO-ESTIMATION | NO-ESTIMATION | NO-ESTIMATION | NO-ESTIMATION | CAPACITY-FACTOR-V1 | 26.84%
ZAF | South Africa | Loeriesfontein 2 |  | WRI1061282 | 140 | -30.4037 | 19.5891 | Wind |  |  |  | 2017.0 | Mainstream Renewable Power / Actis | Loeriesfontein Wind Farm | https://loeriesfonteinwind.co.za/loeriesfontein-wind-farm/overview/ | WRI | [14 empty] | 329.2 | NO-ESTIMATION | NO-ESTIMATION | NO-ESTIMATION | NO-ESTIMATION | CAPACITY-FACTOR-V1 | 26.84%
ZAF | South Africa | Khobab Wind |  | WRI1061278 | 140 | -30.4642 | 19.5233 | Wind |  |  |  |  | Lekela POwer | Khobab Wind Farm | https://khobabwind.co.za/ | WRI | [14 empty] | 329.2 | NO-ESTIMATION | NO-ESTIMATION | NO-ESTIMATION | NO-ESTIMATION | CAPACITY-FACTOR-V1 | 26.84%
ZAF | South Africa | Longyuan Mulilo Green Energy De Aar 2 North Wind Energy Facility |  | WRI1061284 | 144 | -30.5411 | 24.2600 | Wind |  |  |  | 2017.0 | Longyuan South Africa Renewables / Mulilo | Mulilo | http://mulilo.com/Projects/longyuan-mulilo-de-aar-2-north/ | WRI | [14 empty] | 338.61 | NO-ESTIMATION | NO-ESTIMATION | NO-ESTIMATION | NO-ESTIMATION | CAPACITY-FACTOR-V1 | 26.84%
ZAF | South Africa | Longyuan Mulilo De Aar Maanhaarberg Wind Energy Facility |  | WRI1061283 | 100 | -30.7259 | 23.9137 | Wind |  |  |  |  | Longyuan South Africa Renewables / Mulilo | Mulilo | http://mulilo.com/Projects/longyuan-mulilo-de-aar-wind-power/ | WRI | [14 empty] | 235.14 | NO-ESTIMATION | NO-ESTIMATION | NO-ESTIMATION | NO-ESTIMATION | CAPACITY-FACTOR-V1 | 26.84%
ZAF | South Africa | Nouport Wind Farm |  | WRI1061302 | 80 | -31.1759 | 25.0224 | Wind |  |  |  | 2016.0 | Mainstream Renewable Power | Mainstream Renewable Power | http://mainstreamrp.com/6400-2/ | WRI | [14 empty] | 277.03 | NO-ESTIMATION | NO-ESTIMATION | NO-ESTIMATION | NO-ESTIMATION | CAPACITY-FACTOR-V1 | 39.53%
ZAF | South Africa | Dorper Wind Farm |  | WRI1061295 | 100 | -31.4802 | 26.4407 | Wind |  |  |  | 2014.0 | Dorper Wind Development | Dorper Wind Farm | http://dorperwindfarm.co.za/ | WRI | 1089582 | [11 empty] | 316.63 | 332.14 | 315.54 | NO-ESTIMATION | NO-ESTIMATION | NO-ESTIMATION | NO-ESTIMATION | CAPACITY-FACTOR-V1 | 36.02%
ZAF | South Africa | Klawer Wind Farm |  | WRI1061279 | 30 | -31.8394 | 18.5638 | Wind |  |  |  | 2014.0 | Energie Baden WÃ¼rttemberg Kraftwerke AG (Germany) and Private entity G7 Renewable Energies (Pty) Ltd (South Africa) | CDM | http://www.energy.gov.za/files/esources/kyoto/2011/06-06-2011%20-%20Klawer%20PDD.pdf | WRI | [12 empty] | 80.47 | 88.46 | 85.78 | SOLAR-V1-NO-AGE | SOLAR-V1-NO-AGE | SOLAR-V1-NO-AGE | SOLAR-V1-NO-AGE | SOLAR-V1-NO-AGE | 32.64%
ZAF | South Africa | Chaba Wind Farm |  | WRI1061301 | 21 | -32.5912 | 27.9631 | Wind |  |  |  | 2015.0 | InnoWind (Pty) Ltd Subsidiary of EDF Energies Nouvelles (EDF EN) Group | InnoWind | http://www.innowind.com/?page_id=55 | WRI | 1098684 | [12 empty] | 71.43 | 76.06 | SOLAR-V1-NO-AGE | SOLAR-V1-NO-AGE | SOLAR-V1-NO-AGE | SOLAR-V1-NO-AGE | SOLAR-V1-NO-AGE | 41.35%
ZAF | South Africa | Cookhouse |  | WRI1026026 | 138.6 | -32.7420 | 25.9242 | Wind |  |  |  | 2014.0 | African Clean Energy Developments (Pty) Limited | African Clean Energy Developments | http://www.nersa.org.za/Admin/Document/Editor/file/Consultations/Electricity/Presentations/Cookhouse%20Wind%20Farm%20%28ACED%20Renewables%20Cookhouse%29%20%28Pty%29%20Ltd.pdf | WRI | [12 empty] | 398.49 | 434.64 | 390.02 | NO-ESTIMATION | NO-ESTIMATION | NO-ESTIMATION | NO-ESTIMATION | CAPACITY-FACTOR-V1 | 32.12%
ZAF | South Africa | West Coast 1 |  | WRI1026023 | 94 | -32.8340 | 18.0061 | Wind |  |  |  | 2015.0 | ENGIE (43%) Investec Bank Limited (34.5%) and KTH (20%) | Engie | http://www.engie.com/en/journalists/press-releases/inaugurates-wind-farm-south-africa/ | WRI | 1097982 | [12 empty] | 333.07 | 370.77 | HYDRO-V1 | HYDRO-V1 | HYDRO-V1 | HYDRO-V1 | HYDRO-V1 | 45.03%
ZAF | South Africa | Amakhala Emoyeni Wind Farm |  | WRI1026029 | 134.4 | -32.8750 | 25.9977 | Wind |  |  |  | 2016.0 | A joint venture (JV) of Exxaro Resources and Tata Power Cennergi is the owner and developer of the wind farm. | Power Technology | http://www.power-technology.com/projects/amakhala-emoyeni-wind-farm-bedford/ | WRI | 1091928 | [13 empty] | 470.55 | HYDRO-V1 | HYDRO-V1 | HYDRO-V1 | HYDRO-V1 | HYDRO-V1 | 39.97%
ZAF | South Africa | Hopefield |  | WRI1026018 | 66.6 | -33.0930 | 18.3987 | Wind |  |  |  | 2014.0 | Umoya Energy | CDM | https://cdm.unfccc.int/filestorage/l/u/F1A2TM3QHOKWNVLDE5JZGIRS98BUCX.pdf/PDD%20Hopefield.pdf?t=OTR8b2pkNngzfDDowoIvyI_mpurbcPT1SA-3 | WRI | 1094625 | [11 empty] | 219.03 | 214.22 | 212.54 | HYDRO-V1 | HYDRO-V1 | HYDRO-V1 | HYDRO-V1 | HYDRO-V1 | 36.43%
ZAF | South Africa | Gouda Wind Farm |  | WRI1061299 | 138 | -33.2665 | 19.0225 | Wind |  |  |  | 2015.0 | ACCIONA EnergÃ­a (54.9%) | [18 empty] | NO-ESTIMATION | NO-ESTIMATION | NO-ESTIMATION | NO-ESTIMATION | CAPACITY-FACTOR-V1
ZAF | South Africa | Darling Wind Farm |  | WRI1061293 | 5.2 | -33.3173 | 18.2586 | Wind |  |  |  | 2008.0 | Darling Wind power | Darling Wind Farm | http://www.darlingwindfarm.com/ | WRI | 1052137 | [9 empty] | 12.94 | 11.60 | 10.65 | 11.74 | 11.7 | NO-ESTIMATION | NO-ESTIMATION | NO-ESTIMATION | NO-ESTIMATION | CAPACITY-FACTOR-V1 | 25.68%
ZAF | South Africa | Waainek Wind Farm |  | WRI1061297 | 23 | -33.3238 | 26.4642 | Wind |  |  |  | 2016.0 | InnoWind (Pty) Ltd Subsidiary of EDF Energies Nouvelles (EDF EN) Group | InnoWind | http://www.innowind.com/?page_id=54 | WRI | 1098685 | [13 empty] | 83.09 | NO-ESTIMATION | NO-ESTIMATION | NO-ESTIMATION | NO-ESTIMATION | CAPACITY-FACTOR-V1 | 41.24%
ZAF | South Africa | Grassridge Wind Farm |  | WRI1061298 | 61.5 | -33.6763 | 25.6029 | Wind |  |  |  | 2015.0 | InnoWind (Pty) Ltd Subsidiary of EDF Energies Nouvelles (EDF EN) Group | InnoWind | http://www.innowind.com/?page_id=53 | WRI | 1097981 | [12 empty] | 187.58 | 192.8 | SOLAR-V1-NO-AGE | SOLAR-V1-NO-AGE | SOLAR-V1-NO-AGE | SOLAR-V1-NO-AGE | SOLAR-V1-NO-AGE | 35.79%
ZAF | South Africa | Van Stadens |  | WRI1061294 | 27 | -33.9630 | 25.2422 | Wind |  |  |  | 2014.0 | MetroWind | Metro Wind | https://www.metrowind.co.za/Our-Project | WRI | 1099350 | [11 empty] | 84.05 | 87.33 | 92.18 | NO-ESTIMATION | NO-ESTIMATION | NO-ESTIMATION | NO-ESTIMATION | CAPACITY-FACTOR-V1 | 38.97%
ZAF | South Africa | Tsitsikamma Community Wind Farm |  | WRI1061300 | 95 | -34.0731 | 24.5057 | Wind |  |  |  | 2016.0 | Exxaro (50%) Tata Power (50%) | Koukamma Municipality | http://www.koukammamunicipality.gov.za/tsitsikamma-community-wind-farm/ | WRI | 1089645 | [13 empty] | 289.95 | SOLAR-V1-NO-AGE | SOLAR-V1-NO-AGE | SOLAR-V1-NO-AGE | SOLAR-V1-NO-AGE | SOLAR-V1-NO-AGE | 34.84%
ZAF | South Africa | Red Cap |  | WRI1026014 | 80 | -34.1360 | 24.7105 | Wind |  |  |  | 2015.0 | Red Cap Kouga Wind Farm Ltd | CDM | https://cdm.unfccc.int/filestorage/u/g/NI4MS38U5B6PADXQ0K2FLG9VY1EHWO.pdf/PDD%20-%20Red%20Cap%20Kouga%20Wind%20Farm.pdf?t=ZUt8b2pkNjE3fDDrIEb0PZzOV-CHzPAgyBW8 | WRI | [13 empty] | 247.36 | 290.86 | SOLAR-V1-NO-AGE | SOLAR-V1-NO-AGE | SOLAR-V1-NO-AGE | SOLAR-V1-NO-AGE | SOLAR-V1-NO-AGE | 41.5%
ZAF | South Africa | Dassieklip |  | WRI1026021 | 27 | -34.2270 | 19.3727 | Wind |  |  |  | 2014.0 | BioTherm Energy | BioTherm Energy | http://www.biothermenergy.com/content/dassiesklip-project | WRI | 1094688 | [11 empty] | 84.16 | 86.14 | 79.03 | SOLAR-V1-NO-AGE | SOLAR-V1-NO-AGE | SOLAR-V1-NO-AGE | SOLAR-V1-NO-AGE | SOLAR-V1-NO-AGE | 33.41%
ZAF | South Africa | Sere |  | WRI1000134 | 100 | -31.5128 | 18.0914 | Wind |  |  |  | 2015.0 | Eskom | Eskom | http://www.eskom.co.za/AboutElectricity/RenewableEnergy/Pages/SereWindFarm.aspx | WRI | 1079796 | [12 empty] | 299.51 | 320.2 | HYDRO-V1 | HYDRO-V1 | HYDRO-V1 | HYDRO-V1 | HYDRO-V1 | 36.55% | 16 | 2.2845 | 0.020012
ZAF | South Africa | Jeffrey's Bay Wind Farm |  | WRI1061296 | 138 | -33.9962 | 24.8435 | Wind |  |  |  | 2014.0 | Globeleq | Jeffrey's Bay Wind Farm | https://jeffreysbaywindfarm.co.za/ | WRI | [12 empty] | 396.77 | 420.01 | 388.33 | SOLAR-V1-NO-AGE | SOLAR-V1-NO-AGE | SOLAR-V1-NO-AGE | SOLAR-V1-NO-AGE | SOLAR-V1-NO-AGE | 32.12% | 37 | 1.1981 | 0.010495
ZAF | South Africa | Coega IDZ Windfarm |  | WRI1026027 | 73.8 | -33.6760 | 25.6028 | Wind |  |  |  | 2010.0 | Electrawinds Africa and Indian Ocean Islands (Pty) | CDM | https://cdm.unfccc.int/filestorage/4/2/UB1DG6JSNM5RP749A8EYHFCX0LTV2Z.pdf/8954%20PDD%2022%20Dec%2012.pdf?t=Ylp8b2pkOG0xfDDwgY0_wDMQWuuX_NwESiDj | WRI | [10 empty] | 190.47 | 187.08 | 190.30 | 185.22 | 169.64 | NO-ESTIMATION | NO-ESTIMATION | NO-ESTIMATION | NO-ESTIMATION | CAPACITY-FACTOR-V1 | 26.24% | 110 | 0.17605 | 0.0015422
CAN | Canada | Annapolis Tidal |  | CAN0007618 | 20 | 44.7530 | -65.5119 | Wave and Tidal |  |  |  |  | Nova Scotia Power Inc | Natural Resources Canada | ftp://ftp.maps.canada.ca/pub/nacei_cnaie/energy_infrastructure/PowerPlantsRenewGE1MW_NorthAmerica_201708.xlsx | Natural Resources Canada | 28521 | 2017 | [13 empty] | NO-ESTIMATION | NO-ESTIMATION | NO-ESTIMATION | NO-ESTIMATION | CAPACITY-FACTOR-V1
FRA | France | RANCE |  | WRI1002761 | 240 | 48.6180 | -2.0220 | Wave and Tidal | [5 empty] | RTE Transmission Operator | http://clients.rte-france.com/lang/an/visiteurs/vie/prod/parc_reference.jsp | GEODB | 1015026 | [14 empty] | NO-ESTIMATION | NO-ESTIMATION | NO-ESTIMATION | NO-ESTIMATION | CAPACITY-FACTOR-V1
GBR | United Kingdom | Hayle Wave Hub (Test Site) |  | GBR0002457 | 23 | 50.2050 | -5.4423 | Wave and Tidal |  |  |  |  | Wave Hub | UK Renewable Energy Planning Database | https://www.gov.uk/government/collections/renewable-energy-planning-data | UK Renewable Energy Planning Database | [15 empty] | SOLAR-V1-NO-AGE | SOLAR-V1-NO-AGE | SOLAR-V1-NO-AGE | SOLAR-V1-NO-AGE | SOLAR-V1-NO-AGE
GBR | United Kingdom | SeaGen Tidal Farm |  | GBR0002403 | 1.2 | 54.3518 | -5.5390 | Wave and Tidal |  |  |  |  | Marine Current Turbines (MCT) | UK Renewable Energy Planning Database | https://www.gov.uk/government/collections/renewable-energy-planning-data | UK Renewable Energy Planning Database | 1064859 | [14 empty] | SOLAR-V1-NO-AGE | SOLAR-V1-NO-AGE | SOLAR-V1-NO-AGE | SOLAR-V1-NO-AGE | SOLAR-V1-NO-AGE
GBR | United Kingdom | European Marine Energy Centre (EMEC) |  | GBR0002452 | 1 | 58.7329 | -3.3248 | Wave and Tidal |  |  |  |  | Scottish Power/CRE Energy/Wello | UK Renewable Energy Planning Database | https://www.gov.uk/government/collections/renewable-energy-planning-data | UK Renewable Energy Planning Database | [15 empty] | NO-ESTIMATION | NO-ESTIMATION | NO-ESTIMATION | NO-ESTIMATION | CAPACITY-FACTOR-V1
GBR | United Kingdom | Inner Sound Phase 1A (MeyGen) |  | GBR0002436 | 6 | 58.7418 | -3.1160 | Wave and Tidal |  |  |  |  | Atlantis Resources | UK Renewable Energy Planning Database | https://www.gov.uk/government/collections/renewable-energy-planning-data | UK Renewable Energy Planning Database | [15 empty] | SOLAR-V1-NO-AGE | SOLAR-V1-NO-AGE | SOLAR-V1-NO-AGE | SOLAR-V1-NO-AGE | SOLAR-V1-NO-AGE
GBR | United Kingdom | Hammerfest (EMEC) |  | GBR0002420 | 1 | 58.9628 | -3.4937 | Wave and Tidal |  |  |  |  | Hamerfest Strom/SPR | UK Renewable Energy Planning Database | https://www.gov.uk/government/collections/renewable-energy-planning-data | UK Renewable Energy Planning Database | 1091796 | [14 empty] | NO-ESTIMATION | NO-ESTIMATION | NO-ESTIMATION | NO-ESTIMATION | CAPACITY-FACTOR-V1
GBR | United Kingdom | Fall of Warness Tidal Demonstrator (EMEC) |  | GBR0002402 | 2 | 59.1399 | -2.8057 | Wave and Tidal |  |  |  |  | Bluewater Energy Services/ Scotrenewables | UK Renewable Energy Planning Database | https://www.gov.uk/government/collections/renewable-energy-planning-data | UK Renewable Energy Planning Database | [15 empty] | SOLAR-V1-NO-AGE | SOLAR-V1-NO-AGE | SOLAR-V1-NO-AGE | SOLAR-V1-NO-AGE | SOLAR-V1-NO-AGE
GBR | United Kingdom | The Fall of Warness Tidal Scheme (EMEC) |  | GBR0002411 | 4 | 59.1399 | -2.8057 | Wave and Tidal |  |  |  |  | Tocardo/OpenHydro | UK Renewable Energy Planning Database | https://www.gov.uk/government/collections/renewable-energy-planning-data | UK Renewable Energy Planning Database | [15 empty] | SOLAR-V1-NO-AGE | SOLAR-V1-NO-AGE | SOLAR-V1-NO-AGE | SOLAR-V1-NO-AGE | SOLAR-V1-NO-AGE
KOR | South Korea | Sihwa Lake Tidal Power Plant |  | WRI1029923 | 254 | 37.3142 | 126.6136 | Wave and Tidal |  |  |  |  | Korea Water Resources Corporation | Korea Water Resources Corporation | http://english.kwater.or.kr/eng/busi/project03Page.do?s_mid=1192 | WRI | 1056654 | [14 empty] | SOLAR-V1-NO-AGE | SOLAR-V1-NO-AGE | SOLAR-V1-NO-AGE | SOLAR-V1-NO-AGE | SOLAR-V1-NO-AGE
AUS | Australia | Landfill Management Services Shoal Bay |  | AUS0000252 | 1.1 | -12.3892 | 130.9254 | Waste |  |  |  |  | LMS Energy Generation Pty Ltd | Australian Renewable Energy Mapping Infrastructure | https://www.nationalmap.gov.au/ | Australian Renewable Energy Mapping Infrastructure | 1067357 | [13 empty] | 0 | NO-ESTIMATION | NO-ESTIMATION | NO-ESTIMATION | NO-ESTIMATION | CAPACITY-FACTOR-V1
AUS | Australia | Roghan Road |  | AUS0000072 | 2 | -27.3388 | 153.0344 | Waste |  |  |  |  | Energy Developments LFG (Qld) Pty Ltd | Australian Renewable Energy Mapping Infrastructure | https://www.nationalmap.gov.au/ | Australian Renewable Energy Mapping Infrastructure | 1067426 |  |  |  | 1.3547222222222222 | 0.9969444444444444 | 0.9972222222222222 | 0.9616666666666667 |  | Australia Clean Energy Regulator |  |  |  |  | 0 | SOLAR-V1-NO-AGE | SOLAR-V1-NO-AGE | SOLAR-V1-NO-AGE | SOLAR-V1-NO-AGE | SOLAR-V1-NO-AGE
AUS | Australia | Rochedale |  | AUS0000073 | 4 | -27.5591 | 153.1236 | Waste |  |  |  |  | LMS Energy Generation Pty Ltd | Australian Renewable Energy Mapping Infrastructure | https://www.nationalmap.gov.au/ | Australian Renewable Energy Mapping Infrastructure | 1067359 |  | 33.918055555555554 | 34.693333333333335 | 33.909444444444446 | 34.435833333333335 | 35.649166666666666 | 37.549166666666665 |  | Australia Clean Energy Regulator |  |  |  |  | 0 | HYDRO-V1 | HYDRO-V1 | HYDRO-V1 | HYDRO-V1 | HYDRO-V1
AUS | Australia | Whitwood Road |  | AUS0000068 | 1 | -27.6590 | 152.8237 | Waste |  |  |  |  | LMS Energy Generation Pty Ltd | Australian Renewable Energy Mapping Infrastructure | https://www.nationalmap.gov.au/ | Australian Renewable Energy Mapping Infrastructure | 1067358 | [13 empty] | 0 | HYDRO-V1 | HYDRO-V1 | HYDRO-V1 | HYDRO-V1 | HYDRO-V1
AUS | Australia | Browns Plains |  | AUS0000078 | 2.2 | -27.6721 | 153.0663 | Waste |  |  |  |  | Energy Developments LFG (Qld) Pty Ltd | Australian Renewable Energy Mapping Infrastructure | https://www.nationalmap.gov.au/ | Australian Renewable Energy Mapping Infrastructure | 1016471 |  | 14.225555555555555 | 13.6975 | 11.2175 | 12.756666666666666 | 13.434722222222222 | 13.731666666666667 |  | Australia Clean Energy Regulator |  |  |  |  | 0 | HYDRO-V1 | HYDRO-V1 | HYDRO-V1 | HYDRO-V1 | HYDRO-V1
AUS | Australia | Ti Tree Bioenergy |  | AUS0000070 | 3.3 | -27.6802 | 152.6593 | Waste |  |  |  |  | Veolia Environmental Services (Aust) Pty Ltd | Australian Renewable Energy Mapping Infrastructure | https://www.nationalmap.gov.au/ | Australian Renewable Energy Mapping Infrastructure | 1024455 |  |  |  |  | 2.617777777777778 | 2.4425 | 2.3180555555555555 |  | Australia Clean Energy Regulator |  |  |  |  | 0 | SOLAR-V1-NO-AGE | SOLAR-V1-NO-AGE | SOLAR-V1-NO-AGE | SOLAR-V1-NO-AGE | SOLAR-V1-NO-AGE
AUS | Australia | Tamala Park |  | AUS0000356 | 4.65 | -31.7078 | 115.7266 | Waste |  |  |  |  | Landfill Gas and Power Pty Ltd | Australian Renewable Energy Mapping Infrastructure | https://www.nationalmap.gov.au/ | Australian Renewable Energy Mapping Infrastructure | 1067434 |  | 36.005 | 33.55444444444444 | 31.880555555555556 | 4.16 | 40.34444444444444 | 42.33361111111111 |  | Australia Clean Energy Regulator |  |  |  |  | 0 | NO-ESTIMATION | NO-ESTIMATION | NO-ESTIMATION | NO-ESTIMATION | CAPACITY-FACTOR-V1
AUS | Australia | Red Hill |  | AUS0000327 | 3.65 | -31.8317 | 116.0992 | Waste |  |  |  |  | Landfill Gas and Power Pty Ltd | Australian Renewable Energy Mapping Infrastructure | https://www.nationalmap.gov.au/ | Australian Renewable Energy Mapping Infrastructure | 1056666 |  |  |  |  | 2.7802777777777776 | 27.765833333333333 | 28.696944444444444 |  | Australia Clean Energy Regulator |  |  |  |  | 0 | NO-ESTIMATION | NO-ESTIMATION | NO-ESTIMATION | NO-ESTIMATION | CAPACITY-FACTOR-V1
AUS | Australia | Noranda |  | AUS0000326 | 1.1 | -31.8654 | 115.8773 | Waste |  |  |  |  | LMS Energy Generation Pty Ltd | Australian Renewable Energy Mapping Infrastructure | https://www.nationalmap.gov.au/ | Australian Renewable Energy Mapping Infrastructure | [14 empty] | 0 | HYDRO-V1 | HYDRO-V1 | HYDRO-V1 | HYDRO-V1 | HYDRO-V1
AUS | Australia | Shenton Park WMRC Project |  | AUS0000328 | 1 | -31.9577 | 115.7924 | Waste |  |  |  |  | AnaeCo Ltd | Australian Renewable Energy Mapping Infrastructure | https://www.nationalmap.gov.au/ | Australian Renewable Energy Mapping Infrastructure | [14 empty] | 0 | NO-ESTIMATION | NO-ESTIMATION | NO-ESTIMATION | NO-ESTIMATION | CAPACITY-FACTOR-V1
AUS | Australia | Gosnells |  | AUS0000331 | 1.1 | -32.0228 | 116.0129 | Waste |  |  |  |  | AGL Energy Pty Ltd | Australian Renewable Energy Mapping Infrastructure | https://www.nationalmap.gov.au/ | Australian Renewable Energy Mapping Infrastructure | 1061149 | [13 empty] | 0 | SOLAR-V1-NO-AGE | SOLAR-V1-NO-AGE | SOLAR-V1-NO-AGE | SOLAR-V1-NO-AGE | SOLAR-V1-NO-AGE
AUS | Australia | Canning Vale |  | AUS0000330 | 4 | -32.0739 | 115.8914 | Waste |  |  |  |  | Landfill Gas and Power Pty Ltd | Australian Renewable Energy Mapping Infrastructure | https://www.nationalmap.gov.au/ | Australian Renewable Energy Mapping Infrastructure | 1067435 | [13 empty] | 0 | SOLAR-V1-NO-AGE | SOLAR-V1-NO-AGE | SOLAR-V1-NO-AGE | SOLAR-V1-NO-AGE | SOLAR-V1-NO-AGE
AUS | Australia | Woodman Point |  | AUS0000354 | 1.8 | -32.1424 | 115.7713 | Waste |  |  |  |  | Water Corporation | Australian Renewable Energy Mapping Infrastructure | https://www.nationalmap.gov.au/ | Australian Renewable Energy Mapping Infrastructure | 1056664 | [13 empty] | 0 | SOLAR-V1-NO-AGE | SOLAR-V1-NO-AGE | SOLAR-V1-NO-AGE | SOLAR-V1-NO-AGE | SOLAR-V1-NO-AGE
AUS | Australia | Henderson |  | AUS0000355 | 3.2 | -32.1650 | 115.8008 | Waste |  |  |  |  | Waste Gas Resources | Australian Renewable Energy Mapping Infrastructure | https://www.nationalmap.gov.au/ | Australian Renewable Energy Mapping Infrastructure | [14 empty] | 0 | SOLAR-V1-NO-AGE | SOLAR-V1-NO-AGE | SOLAR-V1-NO-AGE | SOLAR-V1-NO-AGE | SOLAR-V1-NO-AGE
AUS | Australia | South Cardup (Shale Road Landfill) |  | AUS0000359 | 3.3 | -32.2664 | 116.0193 | Waste |  |  |  |  | Western Australian Landfill Services | Australian Renewable Energy Mapping Infrastructure | https://www.nationalmap.gov.au/ | Australian Renewable Energy Mapping Infrastructure |  |  | 27.47833333333333 | 27.102222222222224 | 26.139166666666668 | 27.9825 | 25.131944444444443 | 29.395555555555557 |  | Australia Clean Energy Regulator |  |  |  |  | 0 | SOLAR-V1-NO-AGE | SOLAR-V1-NO-AGE | SOLAR-V1-NO-AGE | SOLAR-V1-NO-AGE | SOLAR-V1-NO-AGE
AUS | Australia | Rockingham |  | AUS0000358 | 2.1 | -32.2863 | 115.8154 | Waste |  |  |  |  | AGL Energy Pty Ltd | Australian Renewable Energy Mapping Infrastructure | https://www.nationalmap.gov.au/ | Australian Renewable Energy Mapping Infrastructure |  |  | 15.523333333333333 | 19.28527777777778 | 21.49 | 21.095277777777778 | 21.183055555555555 | 23.44611111111111 |  | Australia Clean Energy Regulator |  |  |  |  | 0 | NO-ESTIMATION | NO-ESTIMATION | NO-ESTIMATION | NO-ESTIMATION | CAPACITY-FACTOR-V1
AUS | Australia | Mandurah |  | AUS0000357 | 1.3 | -32.5079 | 115.7590 | Waste | [5 empty] | Australian Renewable Energy Mapping Infrastructure | https://www.nationalmap.gov.au/ | Australian Renewable Energy Mapping Infrastructure | 1068498 | [13 empty] | 0 | NO-ESTIMATION | NO-ESTIMATION | NO-ESTIMATION | NO-ESTIMATION | CAPACITY-FACTOR-V1
AUS | Australia | Summerhill |  | AUS0000033 | 2.2 | -32.8885 | 151.6430 | Waste |  |  |  |  | LMS Energy Generation Pty Ltd | Australian Renewable Energy Mapping Infrastructure | https://www.nationalmap.gov.au/ | Australian Renewable Energy Mapping Infrastructure | [14 empty] | 0 | NO-ESTIMATION | NO-ESTIMATION | NO-ESTIMATION | NO-ESTIMATION | CAPACITY-FACTOR-V1
AUS | Australia | Grange Avenue |  | AUS0000041 | 2 | -33.7029 | 150.8312 | Waste |  |  |  |  | Energy Developments LFG (NSW) Pty Ltd | Australian Renewable Energy Mapping Infrastructure | https://www.nationalmap.gov.au/ | Australian Renewable Energy Mapping Infrastructure | 1076063 |  |  |  |  | 6.948333333333333 | 6.607222222222222 | 5.4655555555555555 |  | Australia Clean Energy Regulator |  |  |  |  | 0 | HYDRO-V1 | HYDRO-V1 | HYDRO-V1 | HYDRO-V1 | HYDRO-V1
AUS | Australia | Eastern Creek 2 |  | AUS0000044 | 8.984 | -33.8125 | 150.8617 | Waste |  |  |  |  | LMS Energy Generation Pty Ltd | Australian Renewable Energy Mapping Infrastructure | https://www.nationalmap.gov.au/ | Australian Renewable Energy Mapping Infrastructure | 1054566 |  | 61.48694444444445 | 64.80694444444444 | 63.61638888888889 | 62.98361111111111 | 60.97527777777778 | 57.08638888888889 |  | Australia Clean Energy Regulator |  |  |  |  | 0 | NO-ESTIMATION | NO-ESTIMATION | NO-ESTIMATION | NO-ESTIMATION | CAPACITY-FACTOR-V1
AUS | Australia | Eastern Creek |  | AUS0000045 | 5.4 | -33.8142 | 150.8537 | Waste |  |  |  |  | Energy Developments LFG(NSW) Pty Ltd | Australian Renewable Energy Mapping Infrastructure | https://www.nationalmap.gov.au/ | Australian Renewable Energy Mapping Infrastructure | 1057464 |  | 20.566111111111113 | 18.075 | 16.235833333333332 | 12.092777777777778 | 12.046111111111111 | 8.890555555555556 |  | Australia Clean Energy Regulator |  |  |  |  | 0 | SOLAR-V1-NO-AGE | SOLAR-V1-NO-AGE | SOLAR-V1-NO-AGE | SOLAR-V1-NO-AGE | SOLAR-V1-NO-AGE
AUS | Australia | EarthPower Biomass Plant |  | AUS0000272 | 3.9 | -33.8204 | 151.0420 | Waste |  |  |  |  | Earthpower Technologies Sydney Pty Ltd | Australian Renewable Energy Mapping Infrastructure | https://www.nationalmap.gov.au/ | Australian Renewable Energy Mapping Infrastructure | [14 empty] | 0 | SOLAR-V1-NO-AGE | SOLAR-V1-NO-AGE | SOLAR-V1-NO-AGE | SOLAR-V1-NO-AGE | SOLAR-V1-NO-AGE
AUS | Australia | Lucas Heights I |  | AUS0000037 | 5.39 | -34.0293 | 151.0021 | Waste |  |  |  |  | Energy Developments LFG (NSW) Pty Ltd | Australian Renewable Energy Mapping Infrastructure | https://www.nationalmap.gov.au/ | Australian Renewable Energy Mapping Infrastructure | 1016476 |  | 31.39527777777778 | 23.338333333333335 | 22.753055555555555 | 14.752222222222223 | 16.261666666666667 | 13.973055555555556 |  | Australia Clean Energy Regulator |  |  |  |  | 0 | SOLAR-V1-NO-AGE | SOLAR-V1-NO-AGE | SOLAR-V1-NO-AGE | SOLAR-V1-NO-AGE | SOLAR-V1-NO-AGE
AUS | Australia | Lucas Heights II |  | AUS0000036 | 16 | -34.0481 | 150.9739 | Waste |  |  |  |  | Energy Developments LFG (NSW) Pty Ltd | Australian Renewable Energy Mapping Infrastructure | https://www.nationalmap.gov.au/ | Australian Renewable Energy Mapping Infrastructure | 1069579 |  | 94.20333333333333 | 102.2761111111111 | 100.90833333333333 | 102.31583333333333 | 97.16305555555556 | 101.07416666666667 |  | Australia Clean Energy Regulator |  |  |  |  | 0 | SOLAR-V1-NO-AGE | SOLAR-V1-NO-AGE | SOLAR-V1-NO-AGE | SOLAR-V1-NO-AGE | SOLAR-V1-NO-AGE
AUS | Australia | Jacks Gully |  | AUS0000039 | 2.3 | -34.0734 | 150.7427 | Waste |  |  |  |  | Energy Developments LFG (NSW) Pty Ltd | Australian Renewable Energy Mapping Infrastructure | https://www.nationalmap.gov.au/ | Australian Renewable Energy Mapping Infrastructure | 1053498 |  | 16.415277777777778 | 15.978055555555555 | 15.657222222222222 | 14.524444444444445 | 13.168888888888889 | 12.837222222222222 |  | Australia Clean Energy Regulator |  |  |  |  | 0 | NO-ESTIMATION | NO-ESTIMATION | NO-ESTIMATION | NO-ESTIMATION | CAPACITY-FACTOR-V1
AUS | Australia | Tea Tree Gully |  | AUS0000344 | 1 | -34.8303 | 138.7129 | Waste |  |  |  |  | EDL LFG SA Pty Ltd | Australian Renewable Energy Mapping Infrastructure | https://www.nationalmap.gov.au/ | Australian Renewable Energy Mapping Infrastructure | 1016482 |  |  |  |  | 1.1566666666666667 |  |  |  | Australia Clean Energy Regulator |  |  |  |  | 0 | HYDRO-V1 | HYDRO-V1 | HYDRO-V1 | HYDRO-V1 | HYDRO-V1
AUS | Australia | Wingfield II |  | AUS0000243 | 5 | -34.8321 | 138.5489 | Waste |  |  |  |  | Energy Developments LFG (SA) Pty Ltd | Australian Renewable Energy Mapping Infrastructure | https://www.nationalmap.gov.au/ | Australian Renewable Energy Mapping Infrastructure | 1016466 |  | 17.232777777777777 | 17.976666666666667 | 16.573611111111113 | 16.446666666666665 | 17.2575 | 14.823888888888888 |  | Australia Clean Energy Regulator |  |  |  |  | 0 | NO-ESTIMATION | NO-ESTIMATION | NO-ESTIMATION | NO-ESTIMATION | CAPACITY-FACTOR-V1
AUS | Australia | Wingfield I |  | AUS0000242 | 5 | -34.8348 | 138.5572 | Waste |  |  |  |  | Energy Developments LFG (SA) Pty Ltd | Australian Renewable Energy Mapping Infrastructure | https://www.nationalmap.gov.au/ | Australian Renewable Energy Mapping Infrastructure | 1016466 |  | 18.880277777777778 | 17.236666666666668 | 16.09638888888889 | 14.735833333333334 | 14.991388888888888 | 15.785555555555556 |  | Australia Clean Energy Regulator |  |  |  |  | 0 | SOLAR-V1-NO-AGE | SOLAR-V1-NO-AGE | SOLAR-V1-NO-AGE | SOLAR-V1-NO-AGE | SOLAR-V1-NO-AGE
AUS | Australia | Highbury |  | AUS0000343 | 2 | -34.8490 | 138.7203 | Waste |  |  |  |  | EDL LFG SA Pty Ltd | Australian Renewable Energy Mapping Infrastructure | https://www.nationalmap.gov.au/ | Australian Renewable Energy Mapping Infrastructure | 1016475 |  |  |  |  | 1.2027777777777777 |  |  |  | Australia Clean Energy Regulator |  |  |  |  | 0 | HYDRO-V1 | HYDRO-V1 | HYDRO-V1 | HYDRO-V1 | HYDRO-V1
AUS | Australia | West Nowra (Shoalhaven) |  | AUS0000030 | 1 | -34.8820 | 150.5515 | Waste |  |  |  |  | AGL Energy Pty Ltd | Australian Renewable Energy Mapping Infrastructure | https://www.nationalmap.gov.au/ | Australian Renewable Energy Mapping Infrastructure | [14 empty] | 0 | NO-ESTIMATION | NO-ESTIMATION | NO-ESTIMATION | NO-ESTIMATION | CAPACITY-FACTOR-V1
AUS | Australia | Woodlawn Bioreactor |  | AUS0000029 | 7 | -35.0590 | 149.5769 | Waste |  |  |  |  | Veolia Environmental Services (Aust) Pty Ltd | Australian Renewable Energy Mapping Infrastructure | https://www.nationalmap.gov.au/ | Australian Renewable Energy Mapping Infrastructure | 1061854 | [13 empty] | 0 | SOLAR-V1-NO-AGE | SOLAR-V1-NO-AGE | SOLAR-V1-NO-AGE | SOLAR-V1-NO-AGE | SOLAR-V1-NO-AGE
AUS | Australia | Pedler Creek |  | AUS0000236 | 3 | -35.2023 | 138.5021 | Waste |  |  |  |  | Energy Developments LFG (SA) Pty Ltd | Australian Renewable Energy Mapping Infrastructure | https://www.nationalmap.gov.au/ | Australian Renewable Energy Mapping Infrastructure | 1016479 |  | 17.70916666666667 | 19.273333333333333 | 19.15 | 16.009166666666665 |  |  |  | Australia Clean Energy Regulator |  |  |  |  | 0 | NO-ESTIMATION | NO-ESTIMATION | NO-ESTIMATION | NO-ESTIMATION | CAPACITY-FACTOR-V1
AUS | Australia | Belconnen |  | AUS0000400 | 1 | -35.2142 | 148.9872 | Waste |  |  |  |  | EDL LFG ACT Pty Ltd | Australian Renewable Energy Mapping Infrastructure | https://www.nationalmap.gov.au/ | Australian Renewable Energy Mapping Infrastructure | 1049385 |  | 4.630277777777778 | 3.885 | 3.1008333333333336 | 2.223888888888889 | 2.175 | 2.088611111111111 |  | Australia Clean Energy Regulator |  |  |  |  | 0 | HYDRO-V1 | HYDRO-V1 | HYDRO-V1 | HYDRO-V1 | HYDRO-V1
AUS | Australia | Mugga Lane |  | AUS0000034 | 3.5 | -35.3953 | 149.1458 | Waste |  |  |  |  | Energy Developments LFG (ACT) Pty Ltd | Australian Renewable Energy Mapping Infrastructure | https://www.nationalmap.gov.au/ | Australian Renewable Energy Mapping Infrastructure |  |  | 25.35472222222222 | 23.904166666666665 | 22.063055555555554 | 22.462777777777777 | 24.575277777777778 | 31.70638888888889 |  | Australia Clean Energy Regulator |  |  |  |  | 0 | HYDRO-V1 | HYDRO-V1 | HYDRO-V1 | HYDRO-V1 | HYDRO-V1
AUS | Australia | Shepparton Biogas Generation Plant |  | AUS0000017 | 1.1 | -36.3218 | 145.3790 | Waste |  |  |  |  | Diamond Energy Pty Ltd | Australian Renewable Energy Mapping Infrastructure | https://www.nationalmap.gov.au/ | Australian Renewable Energy Mapping Infrastructure |  |  | 5.734444444444445 | 4.840833333333333 | 4.700833333333334 | 4.356944444444444 | 5.606111111111111 | 5.251388888888889 |  | Australia Clean Energy Regulator |  |  |  |  | 0 | HYDRO-V1 | HYDRO-V1 | HYDRO-V1 | HYDRO-V1 | HYDRO-V1
AUS | Australia | Tatura Biogas Generation Plant |  | AUS0000018 | 1.1 | -36.4793 | 145.2350 | Waste |  |  |  |  | Diamond Energy Pty Ltd | Australian Renewable Energy Mapping Infrastructure | https://www.nationalmap.gov.au/ | Australian Renewable Energy Mapping Infrastructure | [14 empty] | 0 | SOLAR-V1-NO-AGE | SOLAR-V1-NO-AGE | SOLAR-V1-NO-AGE | SOLAR-V1-NO-AGE | SOLAR-V1-NO-AGE
AUS | Australia | Wollert |  | AUS0000067 | 6.738 | -37.5830 | 145.0487 | Waste |  |  |  |  | LMS Energy Generation Pty Ltd | Australian Renewable Energy Mapping Infrastructure | https://www.nationalmap.gov.au/ | Australian Renewable Energy Mapping Infrastructure | 1067425 |  | 42.04388888888889 | 50.80777777777778 | 54.5825 | 54.785555555555554 | 55.0575 | 58.86333333333334 |  | Australia Clean Energy Regulator |  |  |  |  | 0 | NO-ESTIMATION | NO-ESTIMATION | NO-ESTIMATION | NO-ESTIMATION | CAPACITY-FACTOR-V1
AUS | Australia | Broadmeadows |  | AUS0000082 | 12.2 | -37.6878 | 144.9663 | Waste |  |  |  |  | Energy Developments LFG (Victoria) Pty Ltd | Australian Renewable Energy Mapping Infrastructure | https://www.nationalmap.gov.au/ | Australian Renewable Energy Mapping Infrastructure | 1016470 |  | 25.231944444444444 | 23.35333333333333 | 19.281388888888888 | 17.5025 | 17.447777777777777 | 13.29888888888889 |  | Australia Clean Energy Regulator |  |  |  |  | 0 | NO-ESTIMATION | NO-ESTIMATION | NO-ESTIMATION | NO-ESTIMATION | CAPACITY-FACTOR-V1
AUS | Australia | Brooklyn |  | AUS0000079 | 2.83 | -37.8180 | 144.8319 | Waste |  |  |  |  | Energy Developments LFG (Victoria) Pty Ltd | Australian Renewable Energy Mapping Infrastructure | https://www.nationalmap.gov.au/ | Australian Renewable Energy Mapping Infrastructure | 1061555 |  | 20.22888888888889 | 19.49 | 16.99861111111111 | 14.432777777777778 | 12.764722222222222 | 11.216111111111111 |  | Australia Clean Energy Regulator |  |  |  |  | 0 | NO-ESTIMATION | NO-ESTIMATION | NO-ESTIMATION | NO-ESTIMATION | CAPACITY-FACTOR-V1
AUS | Australia | Wyndham |  | AUS0000066 | 1 | -37.9375 | 144.5902 | Waste |  |  |  |  | LMS Energy | Australian Renewable Energy Mapping Infrastructure | https://www.nationalmap.gov.au/ | Australian Renewable Energy Mapping Infrastructure |  |  | 6.845 | 10.035 | 15.45 | 15.307222222222222 | 14.794722222222223 | 14.362777777777778 |  | Australia Clean Energy Regulator |  |  |  |  | 0 | NO-ESTIMATION | NO-ESTIMATION | NO-ESTIMATION | NO-ESTIMATION | CAPACITY-FACTOR-V1
AUS | Australia | Claytons |  | AUS0000083 | 11 | -37.9502 | 145.1187 | Waste |  |  |  |  | Energy Developments LFG (Victoria) Pty Ltd | Australian Renewable Energy Mapping Infrastructure | https://www.nationalmap.gov.au/ | Australian Renewable Energy Mapping Infrastructure | 1016472 |  | 84.48555555555555 | 78.50861111111111 | 80.64305555555555 | 75.36555555555556 | 78.16666666666667 | 84.20388888888888 |  | Australia Clean Energy Regulator |  |  |  |  | 0 | HYDRO-V1 | HYDRO-V1 | HYDRO-V1 | HYDRO-V1 | HYDRO-V1
AUS | Australia | Springvale |  | AUS0000071 | 4.2 | -37.9733 | 145.1396 | Waste |  |  |  |  | Energy Developments LFG (Victoria) Pty Ltd | Australian Renewable Energy Mapping Infrastructure | https://www.nationalmap.gov.au/ | Australian Renewable Energy Mapping Infrastructure | 1016481 |  | 19.836666666666666 | 19.435555555555556 | 16.669444444444444 | 14.785833333333333 | 14.281944444444445 | 12.116388888888888 |  | Australia Clean Energy Regulator |  |  |  |  | 0 | NO-ESTIMATION | NO-ESTIMATION | NO-ESTIMATION | NO-ESTIMATION | CAPACITY-FACTOR-V1
AUS | Australia | Hallam Road |  | AUS0000077 | 8.984 | -38.0535 | 145.2699 | Waste |  |  |  |  | LMS Energy Generation Pty Ltd | Australian Renewable Energy Mapping Infrastructure | https://www.nationalmap.gov.au/ | Australian Renewable Energy Mapping Infrastructure | 1088652 | [13 empty] | 0 | HYDRO-V1 | HYDRO-V1 | HYDRO-V1 | HYDRO-V1 | HYDRO-V1
AUS | Australia | Corio |  | AUS0000336 | 1 | -38.0587 | 144.4056 | Waste |  |  |  |  | EDL LFG Vic Pty Ltd | Australian Renewable Energy Mapping Infrastructure | https://www.nationalmap.gov.au/ | Australian Renewable Energy Mapping Infrastructure | 1016473 |  |  |  |  | 6.557777777777778 | 7.266944444444444 | 7.471388888888889 |  | Australia Clean Energy Regulator |  |  |  |  | 0 | NO-ESTIMATION | NO-ESTIMATION | NO-ESTIMATION | NO-ESTIMATION | CAPACITY-FACTOR-V1
AUS | Australia | Berwick |  | AUS0000080 | 7.2 | -38.1197 | 145.2665 | Waste |  |  |  |  | Energy Developments LFG (Victoria) Pty Ltd | Australian Renewable Energy Mapping Infrastructure | https://www.nationalmap.gov.au/ | Australian Renewable Energy Mapping Infrastructure | 1016469 |  | 33.0125 | 30.20916666666667 | 24.16027777777778 | 18.169444444444444 | 15.97861111111111 | 12.046111111111111 |  | Australia Clean Energy Regulator |  |  |  |  | 0 | NO-ESTIMATION | NO-ESTIMATION | NO-ESTIMATION | NO-ESTIMATION | CAPACITY-FACTOR-V1
AUS | Australia | Traralgon Network Support Station |  | AUS0000481 | 10 | -38.1793 | 146.5654 | Waste |  |  |  |  | Nova Power | Australian Renewable Energy Mapping Infrastructure | https://www.nationalmap.gov.au/ | Australian Renewable Energy Mapping Infrastructure | [14 empty] | 0 | NO-ESTIMATION | NO-ESTIMATION | NO-ESTIMATION | NO-ESTIMATION | CAPACITY-FACTOR-V1
AUS | Australia | Mornington |  | AUS0000093 | 1 | -38.3916 | 144.8553 | Waste |  |  |  |  | LMS Generation Pty Ltd | Australian Renewable Energy Mapping Infrastructure | https://www.nationalmap.gov.au/ | Australian Renewable Energy Mapping Infrastructure |  |  | 4.3180555555555555 | 5.294444444444444 | 5.711111111111111 | 6.322777777777778 | 6.338055555555556 | 6.226388888888889 |  | Australia Clean Energy Regulator |  |  |  |  | 0 | NO-ESTIMATION | NO-ESTIMATION | NO-ESTIMATION | NO-ESTIMATION | CAPACITY-FACTOR-V1
AUS | Australia | Remount |  | AUS0000115 | 2.2 | -41.3950 | 147.1554 | Waste |  |  |  |  | LMS Energy Generation Pty Ltd | Australian Renewable Energy Mapping Infrastructure | https://www.nationalmap.gov.au/ | Australian Renewable Energy Mapping Infrastructure | 1088650 |  | 14.28888888888889 | 13.991111111111111 | 14.455277777777777 | 12.288055555555555 | 12.553888888888888 | 8.668888888888889 |  | Australia Clean Energy Regulator |  |  |  |  | 0 | NO-ESTIMATION | NO-ESTIMATION | NO-ESTIMATION | NO-ESTIMATION | CAPACITY-FACTOR-V1
AUS | Australia | Glenorchy |  | AUS0000418 | 1.6 | -42.8415 | 147.2550 | Waste |  |  |  |  | AGL Energy Pty Ltd | Australian Renewable Energy Mapping Infrastructure | https://www.nationalmap.gov.au/ | Australian Renewable Energy Mapping Infrastructure |  |  | 11.72888888888889 | 11.214722222222223 | 11.976944444444445 | 11.052222222222222 | 9.491944444444444 | 9.162777777777778 |  | Australia Clean Energy Regulator |  |  |  |  | 0 | NO-ESTIMATION | NO-ESTIMATION | NO-ESTIMATION | NO-ESTIMATION | CAPACITY-FACTOR-V1
AUS | Australia | Hobart |  | AUS0000419 | 1 | -42.8883 | 147.2888 | Waste |  |  |  |  | AGL Energy Pty Ltd | Australian Renewable Energy Mapping Infrastructure | https://www.nationalmap.gov.au/ | Australian Renewable Energy Mapping Infrastructure | 1061561 |  | 6.362777777777778 | 5.271944444444444 | 7.603888888888889 | 3.9119444444444444 | 2.4716666666666667 | 6.230555555555555 |  | Australia Clean Energy Regulator |  |  |  |  | 0 | NO-ESTIMATION | NO-ESTIMATION | NO-ESTIMATION | NO-ESTIMATION | CAPACITY-FACTOR-V1
BEL | Belgium | Incinerateur THUMAIDE (IPALLE) |  | WRI1002243 | 32 | 50.5415 | 3.6301 | Waste | [5 empty] | ELIA Belgian Grid Operator | http://publications.elia.be/upload/ProductionParkOverview.html?TS=20120416193815 | CARMA | [14 empty] | 53.69 | NO-ESTIMATION | NO-ESTIMATION | NO-ESTIMATION | NO-ESTIMATION | CAPACITY-FACTOR-V1
BEL | Belgium | Intradel Herstal |  | WRI1002245 | 32 | 50.6642 | 5.6235 | Waste | [5 empty] | ELIA Belgian Grid Operator | http://publications.elia.be/upload/ProductionParkOverview.html?TS=20120416193815 | CARMA | 1019736 | [13 empty] | 53.69 | SOLAR-V1-NO-AGE | SOLAR-V1-NO-AGE | SOLAR-V1-NO-AGE | SOLAR-V1-NO-AGE | SOLAR-V1-NO-AGE
BEL | Belgium | Schaerbeek Siomab ST1 |  | WRI1002268 | 45 | 50.8504 | 4.3488 | Waste | [5 empty] | ELIA Belgian Grid Operator | http://publications.elia.be/upload/ProductionParkOverview.html?TS=20120416193815 | CARMA | [14 empty] | 75.5 | NO-ESTIMATION | NO-ESTIMATION | NO-ESTIMATION | NO-ESTIMATION | CAPACITY-FACTOR-V1
BEL | Belgium | LANGERBRUGGE STORA ST 2 |  | WRI1002252 | 50 | 51.0500 | 3.7167 | Waste | [5 empty] | ELIA Belgian Grid Operator | http://publications.elia.be/upload/ProductionParkOverview.html?TS=20120416193815 | CARMA | [14 empty] | 83.89 | NO-ESTIMATION | NO-ESTIMATION | NO-ESTIMATION | NO-ESTIMATION | CAPACITY-FACTOR-V1
BEL | Belgium | Wilrijk Isvag |  | WRI1002280 | 10.5 | 51.1673 | 4.3951 | Waste | [5 empty] | ELIA Belgian Grid Operator | http://publications.elia.be/upload/ProductionParkOverview.html?TS=20120416193815 | CARMA | 1019879 | [13 empty] | 17.61 | HYDRO-V1 | HYDRO-V1 | HYDRO-V1 | HYDRO-V1 | HYDRO-V1
BEL | Belgium | IVBO |  | WRI1002246 | 16 | 51.2089 | 3.2242 | Waste | [5 empty] | ELIA Belgian Grid Operator | http://publications.elia.be/upload/ProductionParkOverview.html?TS=20120416193815 | CARMA | [14 empty] | 26.84 | NO-ESTIMATION | NO-ESTIMATION | NO-ESTIMATION | NO-ESTIMATION | CAPACITY-FACTOR-V1
BEL | Belgium | Beveren 2 Indaver |  | WRI1002213 | 20 | 51.2119 | 4.2563 | Waste | [5 empty] | ELIA Belgian Grid Operator | http://publications.elia.be/upload/ProductionParkOverview.html?TS=20120416193815 | CARMA | [14 empty] | 33.55 | HYDRO-V1 | HYDRO-V1 | HYDRO-V1 | HYDRO-V1 | HYDRO-V1
BEL | Belgium | Electrawinds biomassa Oostende |  | WRI1002227 | 17.9 | 51.2234 | 2.9119 | Waste | [5 empty] | ELIA Belgian Grid Operator | http://publications.elia.be/upload/ProductionParkOverview.html?TS=20120416193815 | CARMA | [14 empty] | 30.03 | NO-ESTIMATION | NO-ESTIMATION | NO-ESTIMATION | NO-ESTIMATION | CAPACITY-FACTOR-V1
BRA | Brazil | Salvador |  | BRA0002683 | 19.73 | -12.8603 | -38.3521 | Waste |  |  |  | 2010 |  | AgÃªncia Nacional de Energia ElÃ©trica (Brazil) | http://www2.aneel.gov.br/aplicacoes/capacidadebrasil/capacidadebrasil.cfm | AgÃªncia Nacional de Energia ElÃ©trica (Brazil) | 1080535 | 2017 | [12 empty] | 0 | NO-ESTIMATION | NO-ESTIMATION | NO-ESTIMATION | NO-ESTIMATION | CAPACITY-FACTOR-V1
BRA | Brazil | UberlÃ¢ndia |  | BRA0030728 | 2.852 | -18.8763 | -48.3108 | Waste |  |  |  | 2011 |  | AgÃªncia Nacional de Energia ElÃ©trica (Brazil) | http://www2.aneel.gov.br/aplicacoes/capacidadebrasil/capacidadebrasil.cfm | AgÃªncia Nacional de Energia ElÃ©trica (Brazil) |  | 2017 | [12 empty] | 0 | HYDRO-V1 | HYDRO-V1 | HYDRO-V1 | HYDRO-V1 | HYDRO-V1
BRA | Brazil | Asja BH |  | BRA0030191 | 4.278 | -19.8130 | -43.9465 | Waste | [5 empty] | AgÃªncia Nacional de Energia ElÃ©trica (Brazil) | http://www2.aneel.gov.br/aplicacoes/capacidadebrasil/capacidadebrasil.cfm | AgÃªncia Nacional de Energia ElÃ©trica (Brazil) |  | 2017 | [12 empty] | 0 | HYDRO-V1 | HYDRO-V1 | HYDRO-V1 | HYDRO-V1 | HYDRO-V1
BRA | Brazil | Arrudas |  | BRA0030224 | 2.4 | -19.8953 | -43.8783 | Waste | [5 empty] | AgÃªncia Nacional de Energia ElÃ©trica (Brazil) | http://www2.aneel.gov.br/aplicacoes/capacidadebrasil/capacidadebrasil.cfm | AgÃªncia Nacional de Energia ElÃ©trica (Brazil) |  | 2017 | [12 empty] | 0 | NO-ESTIMATION | NO-ESTIMATION | NO-ESTIMATION | NO-ESTIMATION | CAPACITY-FACTOR-V1
BRA | Brazil | Ambient |  | BRA0030472 | 1.5 | -21.1008 | -47.8035 | Waste | [5 empty] | AgÃªncia Nacional de Energia ElÃ©trica (Brazil) | http://www2.aneel.gov.br/aplicacoes/capacidadebrasil/capacidadebrasil.cfm | AgÃªncia Nacional de Energia ElÃ©trica (Brazil) |  | 2017 | [12 empty] | 0 | HYDRO-V1 | HYDRO-V1 | HYDRO-V1 | HYDRO-V1 | HYDRO-V1
BRA | Brazil | GuataparÃ¡ |  | BRA0031440 | 5.704 | -21.3922 | -47.9528 | Waste |  |  |  | 2014 |  | AgÃªncia Nacional de Energia ElÃ©trica (Brazil) | http://www2.aneel.gov.br/aplicacoes/capacidadebrasil/capacidadebrasil.cfm | AgÃªncia Nacional de Energia ElÃ©trica (Brazil) | 1102077 | 2017 | [12 empty] | 0 | NO-ESTIMATION | NO-ESTIMATION | NO-ESTIMATION | NO-ESTIMATION | CAPACITY-FACTOR-V1
BRA | Brazil | CTR Juiz de Fora |  | BRA0031206 | 4.278 | -21.6187 | -43.4217 | Waste |  |  |  | 2013 |  | AgÃªncia Nacional de Energia ElÃ©trica (Brazil) | http://www2.aneel.gov.br/aplicacoes/capacidadebrasil/capacidadebrasil.cfm | AgÃªncia Nacional de Energia ElÃ©trica (Brazil) |  | 2017 | [12 empty] | 0 | HYDRO-V1 | HYDRO-V1 | HYDRO-V1 | HYDRO-V1 | HYDRO-V1
BRA | Brazil | Termoverde Caieiras |  | BRA0031436 | 29.547 | -23.3513 | -46.7619 | Waste |  |  |  | 2016 |  | AgÃªncia Nacional de Energia ElÃ©trica (Brazil) | http://www2.aneel.gov.br/aplicacoes/capacidadebrasil/capacidadebrasil.cfm | AgÃªncia Nacional de Energia ElÃ©trica (Brazil) | 1115237 | 2017 | [12 empty] | 0 | NO-ESTIMATION | NO-ESTIMATION | NO-ESTIMATION | NO-ESTIMATION | CAPACITY-FACTOR-V1
BRA | Brazil | Bandeirantes |  | BRA0031732 | 4.624 | -23.4158 | -46.7464 | Waste |  |  |  | 2014 |  | AgÃªncia Nacional de Energia ElÃ©trica (Brazil) | http://www2.aneel.gov.br/aplicacoes/capacidadebrasil/capacidadebrasil.cfm | AgÃªncia Nacional de Energia ElÃ©trica (Brazil) | 1084635 | 2017 | [12 empty] | 0 | HYDRO-V1 | HYDRO-V1 | HYDRO-V1 | HYDRO-V1 | HYDRO-V1
BRA | Brazil | SÃ£o JoÃ£o BiogÃ¡s |  | BRA0028648 | 21.56 | -23.6349 | -46.4153 | Waste |  |  |  | 2008 |  | AgÃªncia Nacional de Energia ElÃ©trica (Brazil) | http://www2.aneel.gov.br/aplicacoes/capacidadebrasil/capacidadebrasil.cfm | AgÃªncia Nacional de Energia ElÃ©trica (Brazil) |  | 2017 | [12 empty] | 0 | NO-ESTIMATION | NO-ESTIMATION | NO-ESTIMATION | NO-ESTIMATION | CAPACITY-FACTOR-V1
BRA | Brazil | ItajaÃ­ BiogÃ¡s |  | BRA0031321 | 1.065 | -26.9830 | -48.7111 | Waste |  |  |  | 2013 |  | AgÃªncia Nacional de Energia ElÃ©trica (Brazil) | http://www2.aneel.gov.br/aplicacoes/capacidadebrasil/capacidadebrasil.cfm | AgÃªncia Nacional de Energia ElÃ©trica (Brazil) |  | 2017 | [12 empty] | 0 | NO-ESTIMATION | NO-ESTIMATION | NO-ESTIMATION | NO-ESTIMATION | CAPACITY-FACTOR-V1
BRA | Brazil | BiotÃ©rmica Recreio |  | BRA0030541 | 8.556 | -30.1468 | -52.0165 | Waste |  |  |  | 2015 |  | AgÃªncia Nacional de Energia ElÃ©trica (Brazil) | http://www2.aneel.gov.br/aplicacoes/capacidadebrasil/capacidadebrasil.cfm | AgÃªncia Nacional de Energia ElÃ©trica (Brazil) |  | 2017 | [12 empty] | 0 | HYDRO-V1 | HYDRO-V1 | HYDRO-V1 | HYDRO-V1 | HYDRO-V1
DEU | Germany | MHKW WKW |  | WRI1005946 | 9 | 47.8561 | 12.1341 | Waste |  |  |  | 1988.0 | Stadtwerke Rosenheim GmbH & Co. KG | Open Power System Data | http://data.open-power-system-data.org/ | Open Power System Data | [14 empty] | 18.93 | NO-ESTIMATION | NO-ESTIMATION | NO-ESTIMATION | NO-ESTIMATION | CAPACITY-FACTOR-V1
DEU | Germany | TREA Breisgau |  | WRI1006071 | 13.6 | 47.8906 | 7.6161 | Waste |  |  |  | 2005.0 | EEW Energy from Waste SaarbrÃ¼cken GmbH | Open Power System Data | http://data.open-power-system-data.org/ | Open Power System Data | 1063176 | [13 empty] | 28.61 | HYDRO-V1 | HYDRO-V1 | HYDRO-V1 | HYDRO-V1 | HYDRO-V1
DEU | Germany | MHKW Burgkirchen |  | WRI1005941 | 12.5 | 48.1851 | 12.7361 | Waste |  |  |  | 1994.0 | Zweckverband Abfallverwertung SÃ¼dostbayern | Open Power System Data | http://data.open-power-system-data.org/ | Open Power System Data | 1116616 | [13 empty] | 26.3 | NO-ESTIMATION | NO-ESTIMATION | NO-ESTIMATION | NO-ESTIMATION | CAPACITY-FACTOR-V1
DEU | Germany | AVA GmbH |  | WRI1005580 | 10 | 48.4011 | 10.9356 | Waste |  |  |  | 1993.0 | AVA Abfallverwertung Augsburg GmbH | Open Power System Data | http://data.open-power-system-data.org/ | Open Power System Data | [14 empty] | 21.04 | NO-ESTIMATION | NO-ESTIMATION | NO-ESTIMATION | NO-ESTIMATION | CAPACITY-FACTOR-V1
DEU | Germany | KlÃ¤ranlage |  | WRI1005863 | 12 | 48.5529 | 8.4074 | Waste |  |  |  | 1992.0 | BASF SE | Open Power System Data | http://data.open-power-system-data.org/ | Open Power System Data | [14 empty] | 25.25 | HYDRO-V1 | HYDRO-V1 | HYDRO-V1 | HYDRO-V1 | HYDRO-V1
DEU | Germany | EEW GÃ¶ppingen |  | WRI1005649 | 11 | 48.6823 | 9.6713 | Waste |  |  |  | 2009.0 | EEW Energy from Waste GÃ¶ppingen GmbH | Open Power System Data | http://data.open-power-system-data.org/ | Open Power System Data | [14 empty] | 23.14 | HYDRO-V1 | HYDRO-V1 | HYDRO-V1 | HYDRO-V1 | HYDRO-V1
DEU | Germany | RestmÃ¼llheizkraftwerk BÃ¶blingen |  | WRI1006021 | 9.5 | 48.6855 | 9.0495 | Waste |  |  |  | 1999.0 | Zweckverband RestmÃ¼llheizkraftwerk BÃ¶blingen | Open Power System Data | http://data.open-power-system-data.org/ | Open Power System Data | [14 empty] | 19.99 | HYDRO-V1 | HYDRO-V1 | HYDRO-V1 | HYDRO-V1 | HYDRO-V1
DEU | Germany | MVA Ingolstadt |  | WRI1005964 | 25.5 | 48.7645 | 11.4918 | Waste |  |  |  | 1984.0 | Zweckverband MÃ¼llverwertungsanlage Ingolstadt (MVA Ingolstadt) | Open Power System Data | http://data.open-power-system-data.org/ | Open Power System Data | [14 empty] | 53.65 | HYDRO-V1 | HYDRO-V1 | HYDRO-V1 | HYDRO-V1 | HYDRO-V1
DEU | Germany | RestmÃ¼ll-Heizkraftwerk Stuttgart-MÃ¼nster (Waste) |  | WRI1006020 | 19.5 | 48.8125 | 9.2189 | Waste |  |  |  | 2009.0 | EnBW Energie Baden-WÃ¼rttemberg AG | Open Power System Data | http://data.open-power-system-data.org/ | Open Power System Data | [14 empty] | 41.03 | NO-ESTIMATION | NO-ESTIMATION | NO-ESTIMATION | NO-ESTIMATION | CAPACITY-FACTOR-V1
DEU | Germany | AVA Velsen |  | WRI1005581 | 15.8 | 49.2139 | 6.8345 | Waste |  |  |  | 1997.0 | AVA Velsen GmbH | Open Power System Data | http://data.open-power-system-data.org/ | Open Power System Data | 1046694 | [13 empty] | 33.24 | NO-ESTIMATION | NO-ESTIMATION | NO-ESTIMATION | NO-ESTIMATION | CAPACITY-FACTOR-V1
DEU | Germany | MHKW Pirmasens |  | WRI1005944 | 15 | 49.2282 | 7.5955 | Waste |  |  |  | 1999.0 | EEW Energy from Waste SaarbrÃ¼cken GmbH | Open Power System Data | http://data.open-power-system-data.org/ | Open Power System Data | 1064411 | [13 empty] | 31.56 | NO-ESTIMATION | NO-ESTIMATION | NO-ESTIMATION | NO-ESTIMATION | CAPACITY-FACTOR-V1
DEU | Germany | MÃ¼llkraftwerk Schwandorf |  | WRI1005960 | 54 | 49.3100 | 12.0879 | Waste |  |  |  | 1982.0 | Zweckverband MÃ¼llverwertung Schwandorf | Open Power System Data | http://data.open-power-system-data.org/ | Open Power System Data | [14 empty] | 113.63 | NO-ESTIMATION | NO-ESTIMATION | NO-ESTIMATION | NO-ESTIMATION | CAPACITY-FACTOR-V1
DEU | Germany | AHKW Neunkirchen |  | WRI1005573 | 11.6 | 49.3386 | 7.1700 | Waste |  |  |  | 1999.0 | EEW Energy from Waste SaarbrÃ¼cken GmbH | Open Power System Data | http://data.open-power-system-data.org/ | Open Power System Data | 1039908 | [13 empty] | 24.4 | HYDRO-V1 | HYDRO-V1 | HYDRO-V1 | HYDRO-V1 | HYDRO-V1
DEU | Germany | HKW Sandreuth |  | WRI1005811 | 18 | 49.4386 | 11.0606 | Waste |  |  |  | 1996.0 | N-ERGIE AG | Open Power System Data | http://data.open-power-system-data.org/ | Open Power System Data | [14 empty] | 37.87 | HYDRO-V1 | HYDRO-V1 | HYDRO-V1 | HYDRO-V1 | HYDRO-V1
DEU | Germany | FHKW Ludwigshafen |  | WRI1005678 | 28 | 49.4851 | 8.4262 | Waste |  |  |  | 1967.0 | Technische Werke Ludwigshafen AG | Open Power System Data | http://data.open-power-system-data.org/ | Open Power System Data |  |  |  |  | 1949.476 | 2376.068 | 2458.537 |  |  | JRC-PPDB-OPEN |  |  |  |  | 58.91 | SOLAR-V1-NO-AGE | SOLAR-V1-NO-AGE | SOLAR-V1-NO-AGE | SOLAR-V1-NO-AGE | SOLAR-V1-NO-AGE
DEU | Germany | HKW Mannheim |  | WRI1005797 | 44.7 | 49.5224 | 8.4529 | Waste |  |  |  |  | MVV Energie AG | Open Power System Data | http://data.open-power-system-data.org/ | Open Power System Data | [14 empty] | 94.06 | NO-ESTIMATION | NO-ESTIMATION | NO-ESTIMATION | NO-ESTIMATION | CAPACITY-FACTOR-V1
DEU | Germany | Biomass Generator #12 |  | WRI1006091 | 11.9 | 49.6552 | 8.3659 | Waste |  |  |  | 1990.0 | Evonik Industries AG (Werk Worms) | Open Power System Data | http://data.open-power-system-data.org/ | Open Power System Data | [14 empty] | 25.04 | NO-ESTIMATION | NO-ESTIMATION | NO-ESTIMATION | NO-ESTIMATION | CAPACITY-FACTOR-V1
DEU | Germany | Biomass Generator #13 |  | WRI1006092 | 6.9 | 49.6552 | 8.3659 | Waste |  |  |  | 2011.0 | Evonik Industries AG (Werk Worms) | Open Power System Data | http://data.open-power-system-data.org/ | Open Power System Data | [14 empty] | 14.51 | SOLAR-V1-NO-AGE | SOLAR-V1-NO-AGE | SOLAR-V1-NO-AGE | SOLAR-V1-NO-AGE | SOLAR-V1-NO-AGE
DEU | Germany | Turbosatz 1 |  | WRI1006077 | 22.7 | 49.7930 | 9.9941 | Waste |  |  |  |  | Zweckverband Abfallwirtschaft Raum WÃ¼rzburg | Open Power System Data | http://data.open-power-system-data.org/ | Open Power System Data | [14 empty] | 47.76 | NO-ESTIMATION | NO-ESTIMATION | NO-ESTIMATION | NO-ESTIMATION | CAPACITY-FACTOR-V1
DEU | Germany | MHKW Mainz |  | WRI1005943 | 15.6 | 50.0259 | 8.2418 | Waste |  |  |  | 2009.0 | Entsorgungsgesellschaft Mainz mbH | Open Power System Data | http://data.open-power-system-data.org/ | Open Power System Data | 1068298 | [13 empty] | 32.82 | HYDRO-V1 | HYDRO-V1 | HYDRO-V1 | HYDRO-V1 | HYDRO-V1
DEU | Germany | GKS |  | WRI1005700 | 24.4 | 50.0297 | 10.2240 | Waste |  |  |  | 1994.0 | GKS Gemeinschaftskraftwerk Schweinfurt GmbH | Open Power System Data | http://data.open-power-system-data.org/ | Open Power System Data | [14 empty] | 51.34 | SOLAR-V1-NO-AGE | SOLAR-V1-NO-AGE | SOLAR-V1-NO-AGE | SOLAR-V1-NO-AGE | SOLAR-V1-NO-AGE
DEU | Germany | MÃ¼llheizkraftwerk Offenbach |  | WRI1005959 | 10.4 | 50.0653 | 8.7690 | Waste |  |  |  | 1972.0 | Energieversorgung Offenbach AG | Open Power System Data | http://data.open-power-system-data.org/ | Open Power System Data | 1061215 | [13 empty] | 21.88 | SOLAR-V1-NO-AGE | SOLAR-V1-NO-AGE | SOLAR-V1-NO-AGE | SOLAR-V1-NO-AGE | SOLAR-V1-NO-AGE
DEU | Germany | Biomasseheizkraftwerk Wiesbaden |  | WRI1005601 | 10.5 | 50.0833 | 8.2500 | Waste |  |  |  | 2014.0 | ESWE BioEnergie GmbH | Open Power System Data | http://data.open-power-system-data.org/ | CARMA | [14 empty] | 22.09 | SOLAR-V1-NO-AGE | SOLAR-V1-NO-AGE | SOLAR-V1-NO-AGE | SOLAR-V1-NO-AGE | SOLAR-V1-NO-AGE
DEU | Germany | MHKW Frankfurt |  | WRI1005942 | 72.5 | 50.1617 | 8.6360 | Waste |  |  |  | 2006.0 | Mainova AG | Open Power System Data | http://data.open-power-system-data.org/ | Open Power System Data | [14 empty] | 152.56 | NO-ESTIMATION | NO-ESTIMATION | NO-ESTIMATION | NO-ESTIMATION | CAPACITY-FACTOR-V1
DEU | Germany | IHKW Andernach |  | WRI1005833 | 12.5 | 50.4349 | 7.4321 | Waste |  |  |  | 2009.0 | IHKW Industrieheizkraftwerk Andernach GmbH | Open Power System Data | http://data.open-power-system-data.org/ | Open Power System Data | 1076730 | [13 empty] | 26.3 | NO-ESTIMATION | NO-ESTIMATION | NO-ESTIMATION | NO-ESTIMATION | CAPACITY-FACTOR-V1
DEU | Germany | Restabfallbehandlungsanlage |  | WRI1006018 | 11.2 | 50.6388 | 10.6870 | Waste |  |  |  | 2007.0 | Zweckverband fÃ¼r Abfallwirtschaft SÃ¼dwestthÃ¼ringen (ZASt) | Open Power System Data | http://data.open-power-system-data.org/ | Open Power System Data | [14 empty] | 23.56 | NO-ESTIMATION | NO-ESTIMATION | NO-ESTIMATION | NO-ESTIMATION | CAPACITY-FACTOR-V1
DEU | Germany | Heizkraftwerk KarlstraÃŸe 1 |  | WRI1005748 | 12 | 50.7338 | 7.0805 | Waste |  |  |  | 1991.0 | Energie- und Wasserversorgung Bonn/Rhein-Sieg GmbH | Open Power System Data | http://data.open-power-system-data.org/ | Open Power System Data | [14 empty] | 25.25 | NO-ESTIMATION | NO-ESTIMATION | NO-ESTIMATION | NO-ESTIMATION | CAPACITY-FACTOR-V1
DEU | Germany | MVA Weisweiler |  | WRI1005965 | 24 | 50.8386 | 6.3212 | Waste |  |  |  | 1996.0 | RWE Power AG | Open Power System Data | http://data.open-power-system-data.org/ | Open Power System Data | [14 empty] | 50.5 | NO-ESTIMATION | NO-ESTIMATION | NO-ESTIMATION | NO-ESTIMATION | CAPACITY-FACTOR-V1
DEU | Germany | EBKW Knapsack |  | WRI1005643 | 33.4 | 50.8577 | 6.8502 | Waste |  |  |  | 2008.0 | EBS - Kraftwerks GmbH | Open Power System Data | http://data.open-power-system-data.org/ | Open Power System Data | 1067266 | [13 empty] | 70.28 | SOLAR-V1-NO-AGE | SOLAR-V1-NO-AGE | SOLAR-V1-NO-AGE | SOLAR-V1-NO-AGE | SOLAR-V1-NO-AGE
DEU | Germany | RMVA KÃ¶ln |  | WRI1006031 | 45.1 | 51.0003 | 6.9436 | Waste |  |  |  | 1997.0 | AVG KÃ¶ln mbH | Open Power System Data | http://data.open-power-system-data.org/ | Open Power System Data | [14 empty] | 94.9 | NO-ESTIMATION | NO-ESTIMATION | NO-ESTIMATION | NO-ESTIMATION | CAPACITY-FACTOR-V1
DEU | Germany | Waste Incinerator #1 |  | WRI1006085 | 11.6 | 51.0167 | 6.9833 | Waste |  |  |  | 2011.0 | AVEA Entsorgungsbetriebe GmbH & Co. KG | Open Power System Data | http://data.open-power-system-data.org/ | Open Power System Data | [14 empty] | 24.4 | SOLAR-V1-NO-AGE | SOLAR-V1-NO-AGE | SOLAR-V1-NO-AGE | SOLAR-V1-NO-AGE | SOLAR-V1-NO-AGE
DEU | Germany | SITA Abfallverwertung GmbH |  | WRI1006048 | 25.4 | 51.1816 | 12.0197 | Waste |  |  |  | 2005.0 | SITA Abfallverwertung GmbH | Open Power System Data | http://data.open-power-system-data.org/ | Open Power System Data | [14 empty] | 53.44 | NO-ESTIMATION | NO-ESTIMATION | NO-ESTIMATION | NO-ESTIMATION | CAPACITY-FACTOR-V1
DEU | Germany | DT |  | WRI1005640 | 53.7 | 51.2228 | 6.8137 | Waste |  |  |  | 2000.0 | Stadtwerke DÃ¼sseldorf AG | Open Power System Data | http://data.open-power-system-data.org/ | Open Power System Data | [14 empty] | 112.99 | HYDRO-V1 | HYDRO-V1 | HYDRO-V1 | HYDRO-V1 | HYDRO-V1
DEU | Germany | MÃ¼llheizkraftwerk Wuppertal |  | WRI1005958 | 30 | 51.2251 | 7.1422 | Waste |  |  |  | 1976.0 | AWG Abfallwirtschaftsgesellschaft mbH Wuppertal | Open Power System Data | http://data.open-power-system-data.org/ | Open Power System Data | [14 empty] | 63.12 | NO-ESTIMATION | NO-ESTIMATION | NO-ESTIMATION | NO-ESTIMATION | CAPACITY-FACTOR-V1
DEU | Germany | MÃ¼llheizkraftwerk Kassel |  | WRI1005957 | 14.7 | 51.2976 | 9.5241 | Waste |  |  |  | 1985.0 | MÃ¼llheizkraftwerk Kassel GmbH | Open Power System Data | http://data.open-power-system-data.org/ | Open Power System Data | [14 empty] | 30.93 | NO-ESTIMATION | NO-ESTIMATION | NO-ESTIMATION | NO-ESTIMATION | CAPACITY-FACTOR-V1
DEU | Germany | TREA Leuna |  | WRI1006072 | 32.6 | 51.2998 | 12.0193 | Waste |  |  |  |  | MVV Energie AG | Open Power System Data | http://data.open-power-system-data.org/ | Open Power System Data | 1058505 | [13 empty] | 68.59 | NO-ESTIMATION | NO-ESTIMATION | NO-ESTIMATION | NO-ESTIMATION | CAPACITY-FACTOR-V1
DEU | Germany | MKVA Krefeld |  | WRI1005949 | 33.1 | 51.3804 | 6.6373 | Waste |  |  |  |  | EGK Entsorgungsgesellschaft Krefeld GmbH & Co.KG | Open Power System Data | http://data.open-power-system-data.org/ | Open Power System Data | [14 empty] | 69.65 | SOLAR-V1-NO-AGE | SOLAR-V1-NO-AGE | SOLAR-V1-NO-AGE | SOLAR-V1-NO-AGE | SOLAR-V1-NO-AGE
DEU | Germany | AMK - Abfallentsorgungsgesellschaft des MÃ¤rkischen Kreises mbH |  | WRI1005577 | 12.6 | 51.3971 | 7.6967 | Waste |  |  |  | 1981.0 | AMK - Abfallentsorgungsgesellschaft des MÃ¤rkischen Kreises mbH | Open Power System Data | http://data.open-power-system-data.org/ | Open Power System Data | [14 empty] | 26.51 | SOLAR-V1-NO-AGE | SOLAR-V1-NO-AGE | SOLAR-V1-NO-AGE | SOLAR-V1-NO-AGE | SOLAR-V1-NO-AGE
DEU | Germany | Thermische Abfallbehandlung LautaÂ GmbH & Co.Â oHG |  | WRI1006067 | 15.7 | 51.4507 | 14.1121 | Waste |  |  |  | 2004.0 | Thermische Abfallbehandlung Lauta GmbH & Co. oHG | Open Power System Data | http://data.open-power-system-data.org/ | Open Power System Data | [14 empty] | 33.03 | SOLAR-V1-NO-AGE | SOLAR-V1-NO-AGE | SOLAR-V1-NO-AGE | SOLAR-V1-NO-AGE | SOLAR-V1-NO-AGE
DEU | Germany | GMVA Niederrhein |  | WRI1005701 | 61.5 | 51.4855 | 6.8344 | Waste |  |  |  |  | GMVA Gemeinschafts-MÃ¼ll-Verbrennungsanlage Niederrhein GmbH | Open Power System Data | http://data.open-power-system-data.org/ | Open Power System Data | [14 empty] | 129.41 | HYDRO-V1 | HYDRO-V1 | HYDRO-V1 | HYDRO-V1 | HYDRO-V1
DEU | Germany | Karnap |  | WRI1005854 | 38 | 51.5154 | 6.9938 | Waste |  |  |  | 1987.0 | RWE Generation SE | Open Power System Data | http://data.open-power-system-data.org/ | Open Power System Data | 1063915 | [13 empty] | 79.96 | HYDRO-V1 | HYDRO-V1 | HYDRO-V1 | HYDRO-V1 | HYDRO-V1
DEU | Germany | Hamburger Rieger |  | WRI1005727 | 18.7 | 51.5201 | 14.3374 | Waste |  |  |  | 2013.0 | Spreestromerzeugungs GmbH | Open Power System Data | http://data.open-power-system-data.org/ | Open Power System Data | [14 empty] | 39.35 | HYDRO-V1 | HYDRO-V1 | HYDRO-V1 | HYDRO-V1 | HYDRO-V1
DEU | Germany | Abfallentsorgungszentrum Asdonkshof |  | WRI1005571 | 20.8 | 51.5224 | 6.5747 | Waste |  |  |  | 1997.0 | Kreis Weseler Abfallgesellschaft mbH & Co. KG (KWA) | Open Power System Data | http://data.open-power-system-data.org/ | Open Power System Data | [14 empty] | 43.76 | NO-ESTIMATION | NO-ESTIMATION | NO-ESTIMATION | NO-ESTIMATION | CAPACITY-FACTOR-V1
DEU | Germany | RZR Herten II |  | WRI1006036 | 29.6 | 51.5573 | 7.1641 | Waste |  |  |  | 2009.0 | AGR Abfallentsorgungsgesellschaft Ruhrgebiet mbH | Open Power System Data | http://data.open-power-system-data.org/ | Open Power System Data | 1028840 | [13 empty] | 62.28 | HYDRO-V1 | HYDRO-V1 | HYDRO-V1 | HYDRO-V1 | HYDRO-V1
DEU | Germany | EEW GroÃŸrÃ¤schen |  | WRI1005650 | 23.3 | 51.5929 | 14.0241 | Waste |  |  |  | 2008.0 | EEW Energy from Waste GroÃŸrÃ¤schen GmbH | Open Power System Data | http://data.open-power-system-data.org/ | Open Power System Data | [14 empty] | 49.02 | NO-ESTIMATION | NO-ESTIMATION | NO-ESTIMATION | NO-ESTIMATION | CAPACITY-FACTOR-V1
DEU | Germany | PD energy GmbH |  | WRI1005998 | 9.9 | 51.6296 | 12.2892 | Waste |  |  |  | 2010.0 | PD energy GmbH | Open Power System Data | http://data.open-power-system-data.org/ | Open Power System Data | [14 empty] | 20.83 | SOLAR-V1-NO-AGE | SOLAR-V1-NO-AGE | SOLAR-V1-NO-AGE | SOLAR-V1-NO-AGE | SOLAR-V1-NO-AGE
DEU | Germany | MVA Hamm |  | WRI1005963 | 14.6 | 51.6804 | 7.7442 | Waste |  |  |  | 1985.0 | MHB Hamm BetriebsfÃ¼hrungsgesellschaft mbH | Open Power System Data | http://data.open-power-system-data.org/ | Open Power System Data | 1023215 | [13 empty] | 30.72 | HYDRO-V1 | HYDRO-V1 | HYDRO-V1 | HYDRO-V1 | HYDRO-V1
DEU | Germany | Dampfturbinenanlage der EBS-Kessel |  | WRI1005627 | 35 | 51.8026 | 11.7515 | Waste |  |  |  | 2010.0 | Solvay Chemicals GmbH | Open Power System Data | http://data.open-power-system-data.org/ | Open Power System Data | [14 empty] | 73.64 | HYDRO-V1 | HYDRO-V1 | HYDRO-V1 | HYDRO-V1 | HYDRO-V1
DEU | Germany | REMONDIS Thermische Abfallverwertung GmbH |  | WRI1006016 | 24 | 51.8661 | 11.5763 | Waste |  |  |  | 2008.0 | REMONDIS Thermische Abfallverwertung GmbH | Open Power System Data | http://data.open-power-system-data.org/ | Open Power System Data | [14 empty] | 50.5 | NO-ESTIMATION | NO-ESTIMATION | NO-ESTIMATION | NO-ESTIMATION | CAPACITY-FACTOR-V1
DEU | Germany | MVA Bielefeld |  | WRI1005962 | 34 | 52.0427 | 8.6072 | Waste |  |  |  | 1981.0 | MVA Bielefeld-Herford GmbH | Open Power System Data | http://data.open-power-system-data.org/ | Open Power System Data | [14 empty] | 71.54 | NO-ESTIMATION | NO-ESTIMATION | NO-ESTIMATION | NO-ESTIMATION | CAPACITY-FACTOR-V1
DEU | Germany | Enertec Hameln |  | WRI1005664 | 31.5 | 52.0988 | 9.3882 | Waste |  |  |  | 2002.0 | Enertec Hameln GmbH | Open Power System Data | http://data.open-power-system-data.org/ | Open Power System Data | [14 empty] | 66.28 | SOLAR-V1-NO-AGE | SOLAR-V1-NO-AGE | SOLAR-V1-NO-AGE | SOLAR-V1-NO-AGE | SOLAR-V1-NO-AGE
DEU | Germany | TRV Buschhaus |  | WRI1006076 | 37.5 | 52.1714 | 10.9764 | Waste |  |  |  | 1998.0 | EEW Energy from Waste Helmstedt GmbH | Open Power System Data | http://data.open-power-system-data.org/ | Open Power System Data | [14 empty] | 78.91 | SOLAR-V1-NO-AGE | SOLAR-V1-NO-AGE | SOLAR-V1-NO-AGE | SOLAR-V1-NO-AGE | SOLAR-V1-NO-AGE
DEU | Germany | MHKW Rothensee |  | WRI1005945 | 58.4 | 52.1853 | 11.6791 | Waste |  |  |  | 2005.0 | MÃ¼llheizkraftwerk Rothensee GmbH | Open Power System Data | http://data.open-power-system-data.org/ | Open Power System Data | 1055578 | [13 empty] | 122.88 | HYDRO-V1 | HYDRO-V1 | HYDRO-V1 | HYDRO-V1 | HYDRO-V1
DEU | Germany | EEW Energy from Waste Hannover GmbH |  | WRI1005648 | 22.5 | 52.4118 | 9.8530 | Waste |  |  |  | 2005.0 | EEW Energy from Waste Hannover GmbH | Open Power System Data | http://data.open-power-system-data.org/ | Open Power System Data | 1055474 | [13 empty] | 47.34 | NO-ESTIMATION | NO-ESTIMATION | NO-ESTIMATION | NO-ESTIMATION | CAPACITY-FACTOR-V1
DEU | Germany | IKW RÃ¼dersdorf |  | WRI1005837 | 30 | 52.4903 | 13.8299 | Waste |  |  |  | 2009.0 | Vattenfall Europe New Energy Ecopower GmbH | Open Power System Data | http://data.open-power-system-data.org/ | Open Power System Data | 1064695 | [13 empty] | 63.12 | NO-ESTIMATION | NO-ESTIMATION | NO-ESTIMATION | NO-ESTIMATION | CAPACITY-FACTOR-V1
DEU | Germany | Reuter Waste Facility |  | WRI1006023 | 36 | 52.5321 | 13.2461 | Waste |  |  |  | 1998.0 | Vattenfall Europe WÃ¤rme Aktiengesellschaft | Open Power System Data | http://data.open-power-system-data.org/ | Open Power System Data | [14 empty] | 75.75 | NO-ESTIMATION | NO-ESTIMATION | NO-ESTIMATION | NO-ESTIMATION | CAPACITY-FACTOR-V1
DEU | Germany | EVE |  | WRI1005672 | 14.5 | 52.5350 | 12.3626 | Waste |  |  |  | 2009.0 | EEW Energy from Waste Premnitz GmbH | Open Power System Data | http://data.open-power-system-data.org/ | Open Power System Data | [14 empty] | 30.51 | NO-ESTIMATION | NO-ESTIMATION | NO-ESTIMATION | NO-ESTIMATION | CAPACITY-FACTOR-V1
DEU | Germany | ZWSF |  | WRI1006155 | 2.5 | 52.5350 | 12.3626 | Waste |  |  |  | 2002.0 | EEW Energy from Waste Premnitz GmbH | Open Power System Data | http://data.open-power-system-data.org/ | Open Power System Data | [14 empty] | 5.26 | NO-ESTIMATION | NO-ESTIMATION | NO-ESTIMATION | NO-ESTIMATION | CAPACITY-FACTOR-V1
DEU | Germany | Kraftwerk Schwedt GmbH & Co.KG |  | WRI1005894 | 28.9 | 53.0831 | 14.3214 | Waste |  |  |  | 2011.0 | Kraftwerk Schwedt GmbH & Co. KG | Open Power System Data | http://data.open-power-system-data.org/ | Open Power System Data | [14 empty] | 60.81 | NO-ESTIMATION | NO-ESTIMATION | NO-ESTIMATION | NO-ESTIMATION | CAPACITY-FACTOR-V1
DEU | Germany | MHKW |  | WRI1005940 | 44 | 53.1146 | 8.8182 | Waste |  |  |  |  | swb Entsorgung GmbH & Co. KG | Open Power System Data | http://data.open-power-system-data.org/ | Open Power System Data | [14 empty] | 92.58 | NO-ESTIMATION | NO-ESTIMATION | NO-ESTIMATION | NO-ESTIMATION | CAPACITY-FACTOR-V1
DEU | Germany | KW Hafen |  | WRI1005901 | 33 | 53.1248 | 8.7289 | Waste |  |  |  | 2009.0 | swb Entsorgung GmbH & Co. KG | Open Power System Data | http://data.open-power-system-data.org/ | Open Power System Data |  |  |  |  | 1621.469 | 1534.4 |  |  |  | JRC-PPDB-OPEN |  |  |  |  | 69.44 | NO-ESTIMATION | NO-ESTIMATION | NO-ESTIMATION | NO-ESTIMATION | CAPACITY-FACTOR-V1
DEU | Germany | MVR MÃ¼llverwertung Rugenberger Damm GmbH & Co. KG |  | WRI1005966 | 24 | 53.5209 | 9.9348 | Waste |  |  |  | 1999.0 | MVR MÃ¼llverwertung Rugenberger Damm GmbH & Co. KG | Open Power System Data | http://data.open-power-system-data.org/ | Open Power System Data | 1054190 | [13 empty] | 50.5 | SOLAR-V1-NO-AGE | SOLAR-V1-NO-AGE | SOLAR-V1-NO-AGE | SOLAR-V1-NO-AGE | SOLAR-V1-NO-AGE
DEU | Germany | BEG |  | WRI1005582 | 14 | 53.5478 | 8.6179 | Waste |  |  |  | 1977.0 | Bremerhavener Entsorgungsgesellschaft mbH | Open Power System Data | http://data.open-power-system-data.org/ | Open Power System Data | [14 empty] | 29.45 | HYDRO-V1 | HYDRO-V1 | HYDRO-V1 | HYDRO-V1 | HYDRO-V1
DEU | Germany | Biomass Generator #11 |  | WRI1006090 | 16.4 | 53.6183 | 10.2244 | Waste |  |  |  | 1978.0 | EEW Energy from Waste Stapelfeld GmbH | Open Power System Data | http://data.open-power-system-data.org/ | Open Power System Data | [14 empty] | 34.51 | NO-ESTIMATION | NO-ESTIMATION | NO-ESTIMATION | NO-ESTIMATION | CAPACITY-FACTOR-V1
DEU | Germany | Steinbeis Energie |  | WRI1006057 | 17 | 53.7818 | 9.4258 | Waste |  |  |  | 2010.0 | Steinbeis Energie GmbH | Open Power System Data | http://data.open-power-system-data.org/ | Open Power System Data | [14 empty] | 35.77 | HYDRO-V1 | HYDRO-V1 | HYDRO-V1 | HYDRO-V1 | HYDRO-V1
DEU | Germany | EBS-HKW Rostock |  | WRI1005645 | 17 | 54.1446 | 12.1412 | Waste |  |  |  | 2009.0 | Vattenfall Europe New Energy Ecopower GmbH | Open Power System Data | http://data.open-power-system-data.org/ | Open Power System Data | 1068241 | [13 empty] | 35.77 | NO-ESTIMATION | NO-ESTIMATION | NO-ESTIMATION | NO-ESTIMATION | CAPACITY-FACTOR-V1
ESP | Spain | PLANTA COGENERACION BECOSA -FUENTE PIEDRA |  | WRI1007749 | 16.434 | 37.1353 | -4.7300 | Waste |  |  |  | 2003.0 | NEOELECTRA SC FUENTE DE PIEDRA GESTION S.L.U. | Red ElÃ©ctrica de EspaÃ±a | http://www.ree.es/en/statistical-data-of-spanish-electrical-system/annual-report/preliminary-report-spanish-electricity-system-2015 | CARMA | [14 empty] | 5.72 | HYDRO-V1 | HYDRO-V1 | HYDRO-V1 | HYDRO-V1 | HYDRO-V1
ESP | Spain | PROCESOS ECOLOGICOS CARMONA 1 |  | WRI1007808 | 45 | 37.4712 | -5.6461 | Waste |  |  |  |  | PROCESOS ECOLOGICOS CARMONA 1 S.A. | Red ElÃ©ctrica de EspaÃ±a | http://www.ree.es/en/statistical-data-of-spanish-electrical-system/annual-report/preliminary-report-spanish-electricity-system-2015 | CARMA | [14 empty] | 15.67 | SOLAR-V1-NO-AGE | SOLAR-V1-NO-AGE | SOLAR-V1-NO-AGE | SOLAR-V1-NO-AGE | SOLAR-V1-NO-AGE
ESP | Spain | LA ALJORRA-CARTAGENA |  | WRI1006574 | 27.17 | 37.4955 | -1.4802 | Waste |  |  |  |  | BECOSA ENERGIAS RENOVABLES S.A. | Red ElÃ©ctrica de EspaÃ±a | http://www.ree.es/en/statistical-data-of-spanish-electrical-system/annual-report/preliminary-report-spanish-electricity-system-2015 | CARMA | [14 empty] | 9.46 | SOLAR-V1-NO-AGE | SOLAR-V1-NO-AGE | SOLAR-V1-NO-AGE | SOLAR-V1-NO-AGE | SOLAR-V1-NO-AGE
ESP | Spain | FUENTE ALAMO III |  | WRI1006489 | 75 | 37.7000 | -1.1000 | Waste |  |  |  |  | CARDENAL BELLUGA S.L. | Red ElÃ©ctrica de EspaÃ±a | http://www.ree.es/en/statistical-data-of-spanish-electrical-system/annual-report/preliminary-report-spanish-electricity-system-2015 | CARMA | [14 empty] | 26.12 | NO-ESTIMATION | NO-ESTIMATION | NO-ESTIMATION | NO-ESTIMATION | CAPACITY-FACTOR-V1
ESP | Spain | PROCESOS ECOLOGICOS VILCHES |  | WRI1007810 | 15 | 38.2070 | -3.5102 | Waste |  |  |  | 2001.0 | PROCESOS ECOLOGICOS VILCHES S.A. | Red ElÃ©ctrica de EspaÃ±a | http://www.ree.es/en/statistical-data-of-spanish-electrical-system/annual-report/preliminary-report-spanish-electricity-system-2015 | CARMA | [14 empty] | 5.22 | NO-ESTIMATION | NO-ESTIMATION | NO-ESTIMATION | NO-ESTIMATION | CAPACITY-FACTOR-V1
ESP | Spain | GRUPO TURBO-GENERADOR 2 TIRME-SON REUS |  | WRI1006520 | 74.8 | 39.5694 | 2.6502 | Waste |  |  |  | 2010.0 | TIRME S.A | Red ElÃ©ctrica de EspaÃ±a | http://www.ree.es/en/statistical-data-of-spanish-electrical-system/annual-report/preliminary-report-spanish-electricity-system-2015 | CARMA | 1046533 | [13 empty] | 26.05 | NO-ESTIMATION | NO-ESTIMATION | NO-ESTIMATION | NO-ESTIMATION | CAPACITY-FACTOR-V1
ESP | Spain | TRATAMIENTO DE PURINES OSA DE LA VEGA |  | WRI1007989 | 14.6 | 39.6598 | -2.7600 | Waste |  |  |  |  | DEPURACION Y COGENERACION INTEGRAL SAL. | Red ElÃ©ctrica de EspaÃ±a | http://www.ree.es/en/statistical-data-of-spanish-electrical-system/annual-report/preliminary-report-spanish-electricity-system-2015 | CARMA | [14 empty] | 5.08 | NO-ESTIMATION | NO-ESTIMATION | NO-ESTIMATION | NO-ESTIMATION | CAPACITY-FACTOR-V1
ESP | Spain | VERTEDERO DEL GARRAF |  | WRI1008026 | 12.444 | 41.3888 | 2.1590 | Waste |  |  |  |  | ENDESA COG. RENOV.S.A. Y CLP ENVIROGAS | Red ElÃ©ctrica de EspaÃ±a | http://www.ree.es/en/statistical-data-of-spanish-electrical-system/annual-report/preliminary-report-spanish-electricity-system-2015 | CARMA | [14 empty] | 4.33 | SOLAR-V1-NO-AGE | SOLAR-V1-NO-AGE | SOLAR-V1-NO-AGE | SOLAR-V1-NO-AGE | SOLAR-V1-NO-AGE
ESP | Spain | ADS JUNEDA 2 |  | WRI1006161 | 15 | 41.5485 | 0.8245 | Waste |  |  |  | 2004.0 | VALORITZACIONS AGRORAMADERES LES GARRIGUES S.L. | Red ElÃ©ctrica de EspaÃ±a | http://www.ree.es/en/statistical-data-of-spanish-electrical-system/annual-report/preliminary-report-spanish-electricity-system-2015 | CARMA | 1053781 | [13 empty] | 5.22 | SOLAR-V1-NO-AGE | SOLAR-V1-NO-AGE | SOLAR-V1-NO-AGE | SOLAR-V1-NO-AGE | SOLAR-V1-NO-AGE
ESP | Spain | TRATAMIENTO DE PURINES |  | WRI1007981 | 15 | 41.5667 | 0.5167 | Waste |  |  |  | 2005.0 | NEOELECTRA SC ECONERGIA NAVARRA S.L. | Red ElÃ©ctrica de EspaÃ±a | http://www.ree.es/en/statistical-data-of-spanish-electrical-system/annual-report/preliminary-report-spanish-electricity-system-2015 | CARMA | [14 empty] | 5.22 | NO-ESTIMATION | NO-ESTIMATION | NO-ESTIMATION | NO-ESTIMATION | CAPACITY-FACTOR-V1
ESP | Spain | AGREDA |  | WRI1006163 | 16.334 | 41.8559 | -1.9224 | Waste |  |  |  | 2000.0 | INTEVER S.A. | Red ElÃ©ctrica de EspaÃ±a | http://www.ree.es/en/statistical-data-of-spanish-electrical-system/annual-report/preliminary-report-spanish-electricity-system-2015 | CARMA | 1053787 | [13 empty] | 5.68 | NO-ESTIMATION | NO-ESTIMATION | NO-ESTIMATION | NO-ESTIMATION | CAPACITY-FACTOR-V1
ESP | Spain | OLEXTRA |  | WRI1006712 | 16.647 | 42.0690 | 1.3135 | Waste |  |  |  |  | OLEXTRA S.A. | Red ElÃ©ctrica de EspaÃ±a | http://www.ree.es/en/statistical-data-of-spanish-electrical-system/annual-report/preliminary-report-spanish-electricity-system-2015 | CARMA | 1083569 | [13 empty] | 5.79 | NO-ESTIMATION | NO-ESTIMATION | NO-ESTIMATION | NO-ESTIMATION | CAPACITY-FACTOR-V1
ESP | Spain | PURINARSA TRATAMIENTO DE PURINES |  | WRI1007837 | 15 | 42.4496 | -6.9476 | Waste |  |  |  |  | PURINARSA S.L. | Red ElÃ©ctrica de EspaÃ±a | http://www.ree.es/en/statistical-data-of-spanish-electrical-system/annual-report/preliminary-report-spanish-electricity-system-2015 | CARMA | [14 empty] | 5.22 | NO-ESTIMATION | NO-ESTIMATION | NO-ESTIMATION | NO-ESTIMATION | CAPACITY-FACTOR-V1
ESP | Spain | PLANTA DDP GUARDO |  | WRI1007752 | 14.685 | 42.8261 | -4.8463 | Waste |  |  |  |  | DESIMPACTO DE PURINES GUARDO S.A. | Red ElÃ©ctrica de EspaÃ±a | http://www.ree.es/en/statistical-data-of-spanish-electrical-system/annual-report/preliminary-report-spanish-electricity-system-2015 | CARMA | [14 empty] | 5.11 | NO-ESTIMATION | NO-ESTIMATION | NO-ESTIMATION | NO-ESTIMATION | CAPACITY-FACTOR-V1
ESP | Spain | HORTA MEDIO AMBIENTE |  | WRI1006533 | 14.94 | 42.8561 | -7.1636 | Waste |  |  |  |  | HORTA MEDIO AMBIENTE S.A. | Red ElÃ©ctrica de EspaÃ±a | http://www.ree.es/en/statistical-data-of-spanish-electrical-system/annual-report/preliminary-report-spanish-electricity-system-2015 | CARMA | [14 empty] | 5.2 | NO-ESTIMATION | NO-ESTIMATION | NO-ESTIMATION | NO-ESTIMATION | CAPACITY-FACTOR-V1
GBR | United Kingdom | St Day II |  | GBR0000632 | 2 | 50.2375 | -5.1606 | Waste | [5 empty] | UK Renewable Energy Planning Database | https://www.gov.uk/government/collections/renewable-energy-planning-data | UK Renewable Energy Planning Database | [14 empty] | 1.93 | NO-ESTIMATION | NO-ESTIMATION | NO-ESTIMATION | NO-ESTIMATION | CAPACITY-FACTOR-V1
GBR | United Kingdom | United Mines Landfill Scheme |  | GBR0000611 | 3 | 50.2390 | -5.1778 | Waste |  |  |  |  | East Midlands Electricity Generation | UK Renewable Energy Planning Database | https://www.gov.uk/government/collections/renewable-energy-planning-data | UK Renewable Energy Planning Database | 1045084 | [13 empty] | 2.9 | SOLAR-V1-NO-AGE | SOLAR-V1-NO-AGE | SOLAR-V1-NO-AGE | SOLAR-V1-NO-AGE | SOLAR-V1-NO-AGE
GBR | United Kingdom | Chelson Meadow 2 |  | GBR0000732 | 1.4 | 50.3709 | -4.1161 | Waste |  |  |  |  | Combined Landfill Projects (CLP) | UK Renewable Energy Planning Database | https://www.gov.uk/government/collections/renewable-energy-planning-data | UK Renewable Energy Planning Database | [14 empty] | 1.35 | NO-ESTIMATION | NO-ESTIMATION | NO-ESTIMATION | NO-ESTIMATION | CAPACITY-FACTOR-V1
GBR | United Kingdom | Chelson Meadow Gas to Energy Scheme |  | GBR0000610 | 1.8 | 50.3709 | -4.1161 | Waste |  |  |  |  | DEVON WASTE MANAGEMENT LTD | UK Renewable Energy Planning Database | https://www.gov.uk/government/collections/renewable-energy-planning-data | UK Renewable Energy Planning Database | [14 empty] | 1.74 | NO-ESTIMATION | NO-ESTIMATION | NO-ESTIMATION | NO-ESTIMATION | CAPACITY-FACTOR-V1
GBR | United Kingdom | Cornwall ERC |  | GBR0000914 | 20 | 50.3725 | -4.8894 | Waste |  |  |  |  | SUEZ | UK Renewable Energy Planning Database | https://www.gov.uk/government/collections/renewable-energy-planning-data | UK Renewable Energy Planning Database | [14 empty] | 19.36 | NO-ESTIMATION | NO-ESTIMATION | NO-ESTIMATION | NO-ESTIMATION | CAPACITY-FACTOR-V1
GBR | United Kingdom | North Yard EfW |  | GBR0000941 | 22.5 | 50.3971 | -4.1849 | Waste |  |  |  |  | MVV Environment | UK Renewable Energy Planning Database | https://www.gov.uk/government/collections/renewable-energy-planning-data | UK Renewable Energy Planning Database | [14 empty] | 21.79 | NO-ESTIMATION | NO-ESTIMATION | NO-ESTIMATION | NO-ESTIMATION | CAPACITY-FACTOR-V1
GBR | United Kingdom | Connon Bridge Landfill Gas Project |  | GBR0000727 | 5.2 | 50.4344 | -4.5500 | Waste |  |  |  |  | Combined Landfill Projects (CLP Envirogas) | UK Renewable Energy Planning Database | https://www.gov.uk/government/collections/renewable-energy-planning-data | UK Renewable Energy Planning Database | [14 empty] | 5.03 | NO-ESTIMATION | NO-ESTIMATION | NO-ESTIMATION | NO-ESTIMATION | CAPACITY-FACTOR-V1
GBR | United Kingdom | Connon Bridge Landfill |  | GBR0000633 | 1 | 50.4353 | -4.5487 | Waste | [5 empty] | UK Renewable Energy Planning Database | https://www.gov.uk/government/collections/renewable-energy-planning-data | UK Renewable Energy Planning Database | [14 empty] | 0.96 | NO-ESTIMATION | NO-ESTIMATION | NO-ESTIMATION | NO-ESTIMATION | CAPACITY-FACTOR-V1
GBR | United Kingdom | Heathfield 'C' Landfill Scheme |  | GBR0000740 | 2.2 | 50.5744 | -3.6099 | Waste |  |  |  |  | Haul Waste Limited | UK Renewable Energy Planning Database | https://www.gov.uk/government/collections/renewable-energy-planning-data | UK Renewable Energy Planning Database | 1031311 | [13 empty] | 2.13 | NO-ESTIMATION | NO-ESTIMATION | NO-ESTIMATION | NO-ESTIMATION | CAPACITY-FACTOR-V1
GBR | United Kingdom | Standen Heath |  | GBR0000777 | 1.5 | 50.6915 | -1.3595 | Waste |  |  |  |  | Biffa | UK Renewable Energy Planning Database | https://www.gov.uk/government/collections/renewable-energy-planning-data | UK Renewable Energy Planning Database | [14 empty] | 1.45 | NO-ESTIMATION | NO-ESTIMATION | NO-ESTIMATION | NO-ESTIMATION | CAPACITY-FACTOR-V1
GBR | United Kingdom | Heathfield 'A' Landfill |  | GBR0000668 | 2 | 50.6992 | -3.5589 | Waste |  |  |  |  | Viridor | UK Renewable Energy Planning Database | https://www.gov.uk/government/collections/renewable-energy-planning-data | UK Renewable Energy Planning Database | 1031311 | [13 empty] | 1.93 | SOLAR-V1-NO-AGE | SOLAR-V1-NO-AGE | SOLAR-V1-NO-AGE | SOLAR-V1-NO-AGE | SOLAR-V1-NO-AGE
GBR | United Kingdom | Exeter EfW |  | GBR0000939 | 3.5 | 50.7035 | -3.5222 | Waste |  |  |  |  | Viridor | UK Renewable Energy Planning Database | https://www.gov.uk/government/collections/renewable-energy-planning-data | UK Renewable Energy Planning Database | [14 empty] | 3.38 | NO-ESTIMATION | NO-ESTIMATION | NO-ESTIMATION | NO-ESTIMATION | CAPACITY-FACTOR-V1
GBR | United Kingdom | Beacon Hill |  | GBR0000723 | 3 | 50.7546 | -2.0297 | Waste |  |  |  |  | Combined Landfill Projects (CLP) / SITA UK | UK Renewable Energy Planning Database | https://www.gov.uk/government/collections/renewable-energy-planning-data | UK Renewable Energy Planning Database | [14 empty] | 2.9 | NO-ESTIMATION | NO-ESTIMATION | NO-ESTIMATION | NO-ESTIMATION | CAPACITY-FACTOR-V1
GBR | United Kingdom | Efford Landfill (Newmilton) |  | GBR0000699 | 2.8 | 50.7577 | -1.6682 | Waste |  |  |  |  | Veolia | UK Renewable Energy Planning Database | https://www.gov.uk/government/collections/renewable-energy-planning-data | UK Renewable Energy Planning Database | [14 empty] | 2.71 | NO-ESTIMATION | NO-ESTIMATION | NO-ESTIMATION | NO-ESTIMATION | CAPACITY-FACTOR-V1
GBR | United Kingdom | Whites Landfill Site (Canford) |  | GBR0000586 | 6 | 50.7681 | -1.9588 | Waste |  |  |  |  | Canford Renewable Energy Ltd | UK Renewable Energy Planning Database | https://www.gov.uk/government/collections/renewable-energy-planning-data | UK Renewable Energy Planning Database | [14 empty] | 5.81 | NO-ESTIMATION | NO-ESTIMATION | NO-ESTIMATION | NO-ESTIMATION | CAPACITY-FACTOR-V1
GBR | United Kingdom | North Quay ERF |  | GBR0000899 | 18.3 | 50.7961 | 0.0944 | Waste |  |  |  |  | Veolia | UK Renewable Energy Planning Database | https://www.gov.uk/government/collections/renewable-energy-planning-data | UK Renewable Energy Planning Database | [14 empty] | 17.72 | NO-ESTIMATION | NO-ESTIMATION | NO-ESTIMATION | NO-ESTIMATION | CAPACITY-FACTOR-V1
GBR | United Kingdom | Portsmouth ERF |  | GBR0001017 | 14 | 50.8220 | -1.0542 | Waste |  |  |  |  | Veolia | UK Renewable Energy Planning Database | https://www.gov.uk/government/collections/renewable-energy-planning-data | UK Renewable Energy Planning Database | 1058087 | [13 empty] | 13.55 | NO-ESTIMATION | NO-ESTIMATION | NO-ESTIMATION | NO-ESTIMATION | CAPACITY-FACTOR-V1
GBR | United Kingdom | Lidsey Landfill |  | GBR0000596 | 1.4 | 50.8227 | -0.6810 | Waste |  |  |  |  | LIDSEY LANDFILL LTD | UK Renewable Energy Planning Database | https://www.gov.uk/government/collections/renewable-energy-planning-data | UK Renewable Energy Planning Database | 1058931 | [13 empty] | 1.35 | NO-ESTIMATION | NO-ESTIMATION | NO-ESTIMATION | NO-ESTIMATION | CAPACITY-FACTOR-V1
GBR | United Kingdom | Paulsgrove Landfill Site |  | GBR0000599 | 2.4 | 50.8365 | -1.0925 | Waste |  |  |  |  | Associated Energy Projects plc | UK Renewable Energy Planning Database | https://www.gov.uk/government/collections/renewable-energy-planning-data | UK Renewable Energy Planning Database | 1043918 | [13 empty] | 2.32 | SOLAR-V1-NO-AGE | SOLAR-V1-NO-AGE | SOLAR-V1-NO-AGE | SOLAR-V1-NO-AGE | SOLAR-V1-NO-AGE
GBR | United Kingdom | Fawley Waste to Energy Plant |  | GBR0001015 | 8.6 | 50.8485 | -1.3796 | Waste |  |  |  |  | Tradebe | UK Renewable Energy Planning Database | https://www.gov.uk/government/collections/renewable-energy-planning-data | UK Renewable Energy Planning Database | [14 empty] | 8.32 | NO-ESTIMATION | NO-ESTIMATION | NO-ESTIMATION | NO-ESTIMATION | CAPACITY-FACTOR-V1
GBR | United Kingdom | Beddingham 'B' Landfill Scheme |  | GBR0000579 | 7.5 | 50.8490 | 0.0513 | Waste |  |  |  |  | Haul Waste Disposal Ltd | UK Renewable Energy Planning Database | https://www.gov.uk/government/collections/renewable-energy-planning-data | UK Renewable Energy Planning Database | 1041727 | [13 empty] | 7.26 | NO-ESTIMATION | NO-ESTIMATION | NO-ESTIMATION | NO-ESTIMATION | CAPACITY-FACTOR-V1
GBR | United Kingdom | Pebsham |  | GBR0000719 | 3 | 50.8533 | 0.5204 | Waste |  |  |  |  | Biffa | UK Renewable Energy Planning Database | https://www.gov.uk/government/collections/renewable-energy-planning-data | UK Renewable Energy Planning Database | 1051882 | [13 empty] | 2.9 | NO-ESTIMATION | NO-ESTIMATION | NO-ESTIMATION | NO-ESTIMATION | CAPACITY-FACTOR-V1
GBR | United Kingdom | Pebsham (Extension) |  | GBR0000782 | 1 | 50.8533 | 0.5204 | Waste |  |  |  |  | Biffa | UK Renewable Energy Planning Database | https://www.gov.uk/government/collections/renewable-energy-planning-data | UK Renewable Energy Planning Database | [14 empty] | 0.96 | NO-ESTIMATION | NO-ESTIMATION | NO-ESTIMATION | NO-ESTIMATION | CAPACITY-FACTOR-V1
GBR | United Kingdom | Southleigh Landfill |  | GBR0000667 | 3.5 | 50.8678 | -0.9526 | Waste |  |  |  |  | ONYX LANDFILL LTD | UK Renewable Energy Planning Database | https://www.gov.uk/government/collections/renewable-energy-planning-data | UK Renewable Energy Planning Database | 1065024 | [13 empty] | 3.38 | NO-ESTIMATION | NO-ESTIMATION | NO-ESTIMATION | NO-ESTIMATION | CAPACITY-FACTOR-V1
GBR | United Kingdom | Netley Landfill Site Hampshire (Extension) |  | GBR0000800 | 1.2 | 50.8894 | -1.3374 | Waste |  |  |  |  | Hampshire Waste Services/ ONYX / Power Plant Services | UK Renewable Energy Planning Database | https://www.gov.uk/government/collections/renewable-energy-planning-data | UK Renewable Energy Planning Database | 1039920 | [13 empty] | 1.16 | NO-ESTIMATION | NO-ESTIMATION | NO-ESTIMATION | NO-ESTIMATION | CAPACITY-FACTOR-V1
GBR | United Kingdom | Marchwood ERF |  | GBR0000835 | 16 | 50.8981 | -1.4553 | Waste |  |  |  |  | Veolia | UK Renewable Energy Planning Database | https://www.gov.uk/government/collections/renewable-energy-planning-data | UK Renewable Energy Planning Database | [14 empty] | 15.49 | NO-ESTIMATION | NO-ESTIMATION | NO-ESTIMATION | NO-ESTIMATION | CAPACITY-FACTOR-V1
GBR | United Kingdom | Horton Landfill Site |  | GBR0000585 | 2 | 50.8985 | -0.2878 | Waste |  |  |  |  | Haul Waste Limited | UK Renewable Energy Planning Database | https://www.gov.uk/government/collections/renewable-energy-planning-data | UK Renewable Energy Planning Database | 1041738 | [13 empty] | 1.93 | NO-ESTIMATION | NO-ESTIMATION | NO-ESTIMATION | NO-ESTIMATION | CAPACITY-FACTOR-V1
GBR | United Kingdom | Fairoak Landfill |  | GBR0000750 | 1.5 | 50.9632 | -1.2823 | Waste |  |  |  |  | Renewable Power Generation Ltd | UK Renewable Energy Planning Database | https://www.gov.uk/government/collections/renewable-energy-planning-data | UK Renewable Energy Planning Database | [14 empty] | 1.45 | NO-ESTIMATION | NO-ESTIMATION | NO-ESTIMATION | NO-ESTIMATION | CAPACITY-FACTOR-V1
GBR | United Kingdom | Deep Moor Gas to Energy |  | GBR0000609 | 2 | 50.9722 | -4.0994 | Waste |  |  |  |  | DEVON WASTE MANAGEMENT LTD | UK Renewable Energy Planning Database | https://www.gov.uk/government/collections/renewable-energy-planning-data | UK Renewable Energy Planning Database | 1049495 | [13 empty] | 1.93 | NO-ESTIMATION | NO-ESTIMATION | NO-ESTIMATION | NO-ESTIMATION | CAPACITY-FACTOR-V1
GBR | United Kingdom | Poole Generation Plant |  | GBR0000612 | 2.4 | 50.9875 | -3.2095 | Waste |  |  |  |  | ENERGY DEVELOPMENTS (UK) LTD | UK Renewable Energy Planning Database | https://www.gov.uk/government/collections/renewable-energy-planning-data | UK Renewable Energy Planning Database | [14 empty] | 2.32 | NO-ESTIMATION | NO-ESTIMATION | NO-ESTIMATION | NO-ESTIMATION | CAPACITY-FACTOR-V1
GBR | United Kingdom | Squabb Wood |  | GBR0000644 | 1 | 50.9919 | -1.5241 | Waste |  |  |  |  | Viridor | UK Renewable Energy Planning Database | https://www.gov.uk/government/collections/renewable-energy-planning-data | UK Renewable Energy Planning Database | [14 empty] | 0.96 | NO-ESTIMATION | NO-ESTIMATION | NO-ESTIMATION | NO-ESTIMATION | CAPACITY-FACTOR-V1
GBR | United Kingdom | Whiteparish |  | GBR0000655 | 1.1 | 51.0195 | -1.6949 | Waste |  |  |  |  | Biffa | UK Renewable Energy Planning Database | https://www.gov.uk/government/collections/renewable-energy-planning-data | UK Renewable Energy Planning Database | [14 empty] | 1.06 | NO-ESTIMATION | NO-ESTIMATION | NO-ESTIMATION | NO-ESTIMATION | CAPACITY-FACTOR-V1
GBR | United Kingdom | Dimmer Landfill Site |  | GBR0000593 | 1.9 | 51.0752 | -2.5538 | Waste |  |  |  |  | Gengas Ltd | UK Renewable Energy Planning Database | https://www.gov.uk/government/collections/renewable-energy-planning-data | UK Renewable Energy Planning Database | [14 empty] | 1.84 | NO-ESTIMATION | NO-ESTIMATION | NO-ESTIMATION | NO-ESTIMATION | CAPACITY-FACTOR-V1
GBR | United Kingdom | Dimmer Landfill Gas Scheme |  | GBR0000592 | 2.3 | 51.0761 | -2.5538 | Waste |  |  |  |  | NOVERA | UK Renewable Energy Planning Database | https://www.gov.uk/government/collections/renewable-energy-planning-data | UK Renewable Energy Planning Database | 1047400 | [13 empty] | 2.22 | NO-ESTIMATION | NO-ESTIMATION | NO-ESTIMATION | NO-ESTIMATION | CAPACITY-FACTOR-V1
GBR | United Kingdom | Broockhurst Wood |  | GBR0000656 | 2 | 51.0892 | -0.3522 | Waste |  |  |  |  | Biffa | UK Renewable Energy Planning Database | https://www.gov.uk/government/collections/renewable-energy-planning-data | UK Renewable Energy Planning Database | [14 empty] | 1.93 | NO-ESTIMATION | NO-ESTIMATION | NO-ESTIMATION | NO-ESTIMATION | CAPACITY-FACTOR-V1
GBR | United Kingdom | Brookhurst Wood Gas to Energy |  | GBR0000584 | 5.1 | 51.1023 | -0.3260 | Waste |  |  |  |  | Biffa | UK Renewable Energy Planning Database | https://www.gov.uk/government/collections/renewable-energy-planning-data | UK Renewable Energy Planning Database | 1050922 | [13 empty] | 4.93 | NO-ESTIMATION | NO-ESTIMATION | NO-ESTIMATION | NO-ESTIMATION | CAPACITY-FACTOR-V1
GBR | United Kingdom | Capel Landfill |  | GBR0000784 | 1 | 51.1385 | -0.3250 | Waste |  |  |  |  | Hanson Brick Ltd | UK Renewable Energy Planning Database | https://www.gov.uk/government/collections/renewable-energy-planning-data | UK Renewable Energy Planning Database | [14 empty] | 0.96 | NO-ESTIMATION | NO-ESTIMATION | NO-ESTIMATION | NO-ESTIMATION | CAPACITY-FACTOR-V1
GBR | United Kingdom | Former Pluckley Landfill Site |  | GBR0000650 | 1 | 51.1772 | 0.7553 | Waste |  |  |  |  | Farley Engineering/ Kent Weald Properties/Cleanaway | UK Renewable Energy Planning Database | https://www.gov.uk/government/collections/renewable-energy-planning-data | UK Renewable Energy Planning Database | [14 empty] | 0.96 | NO-ESTIMATION | NO-ESTIMATION | NO-ESTIMATION | NO-ESTIMATION | CAPACITY-FACTOR-V1
GBR | United Kingdom | Walpole Landfill |  | GBR0000613 | 1.6 | 51.1839 | -2.9829 | Waste |  |  |  |  | THOMAS GRAVESON LTD | UK Renewable Energy Planning Database | https://www.gov.uk/government/collections/renewable-energy-planning-data | UK Renewable Energy Planning Database | 1046575 | [13 empty] | 1.54 | NO-ESTIMATION | NO-ESTIMATION | NO-ESTIMATION | NO-ESTIMATION | CAPACITY-FACTOR-V1
GBR | United Kingdom | Farnham Landfill |  | GBR0000594 | 2.4 | 51.1956 | -0.8279 | Waste |  |  |  |  | Biffa | UK Renewable Energy Planning Database | https://www.gov.uk/government/collections/renewable-energy-planning-data | UK Renewable Energy Planning Database | [14 empty] | 2.32 | NO-ESTIMATION | NO-ESTIMATION | NO-ESTIMATION | NO-ESTIMATION | CAPACITY-FACTOR-V1
GBR | United Kingdom | Runfold Landfill |  | GBR0000710 | 1.2 | 51.2184 | -0.7628 | Waste |  |  |  |  | SITA UK | UK Renewable Energy Planning Database | https://www.gov.uk/government/collections/renewable-energy-planning-data | UK Renewable Energy Planning Database | [14 empty] | 1.16 | NO-ESTIMATION | NO-ESTIMATION | NO-ESTIMATION | NO-ESTIMATION | CAPACITY-FACTOR-V1
GBR | United Kingdom | Albury Landfill |  | GBR0000767 | 1.5 | 51.2242 | -0.4906 | Waste |  |  |  |  | SITA UK | UK Renewable Energy Planning Database | https://www.gov.uk/government/collections/renewable-energy-planning-data | UK Renewable Energy Planning Database | 1011533 | [13 empty] | 1.45 | NO-ESTIMATION | NO-ESTIMATION | NO-ESTIMATION | NO-ESTIMATION | CAPACITY-FACTOR-V1
GBR | United Kingdom | Redhill 2 |  | GBR0000720 | 3 | 51.2354 | -0.1464 | Waste |  |  |  |  | Biffa | UK Renewable Energy Planning Database | https://www.gov.uk/government/collections/renewable-energy-planning-data | UK Renewable Energy Planning Database | [14 empty] | 2.9 | NO-ESTIMATION | NO-ESTIMATION | NO-ESTIMATION | NO-ESTIMATION | CAPACITY-FACTOR-V1
GBR | United Kingdom | Patteson Court Landfill Site |  | GBR0000724 | 1.8 | 51.2435 | -0.1490 | Waste |  |  |  |  | Biogeneration / Biffa | UK Renewable Energy Planning Database | https://www.gov.uk/government/collections/renewable-energy-planning-data | UK Renewable Energy Planning Database | [14 empty] | 1.74 | NO-ESTIMATION | NO-ESTIMATION | NO-ESTIMATION | NO-ESTIMATION | CAPACITY-FACTOR-V1
GBR | United Kingdom | Westbury Landfill Scheme |  | GBR0000598 | 1.1 | 51.2724 | -2.1705 | Waste |  |  |  |  | Haul Waste Disposal Ltd | UK Renewable Energy Planning Database | https://www.gov.uk/government/collections/renewable-energy-planning-data | UK Renewable Energy Planning Database | [14 empty] | 1.06 | NO-ESTIMATION | NO-ESTIMATION | NO-ESTIMATION | NO-ESTIMATION | CAPACITY-FACTOR-V1
GBR | United Kingdom | Stangate Landfill Site |  | GBR0000581 | 4.5 | 51.2833 | 0.2972 | Waste |  |  |  |  | ARC Ltd (Greenways Landfill) | UK Renewable Energy Planning Database | https://www.gov.uk/government/collections/renewable-energy-planning-data | UK Renewable Energy Planning Database | 1041748 | [13 empty] | 4.35 | NO-ESTIMATION | NO-ESTIMATION | NO-ESTIMATION | NO-ESTIMATION | CAPACITY-FACTOR-V1
GBR | United Kingdom | Allington EFW |  | GBR0000886 | 51 | 51.2865 | 0.4904 | Waste |  |  |  |  | Kent Enviropower (FCC Environment) | UK Renewable Energy Planning Database | https://www.gov.uk/government/collections/renewable-energy-planning-data | UK Renewable Energy Planning Database | 1059836 | [13 empty] | 49.39 | NO-ESTIMATION | NO-ESTIMATION | NO-ESTIMATION | NO-ESTIMATION | CAPACITY-FACTOR-V1
GBR | United Kingdom | Offham Landfill Site Phase II |  | GBR0000582 | 1.2 | 51.2919 | 0.3593 | Waste |  |  |  |  | ARC Ltd (Greenways Landfill)/ Waste Recycling Group plc | UK Renewable Energy Planning Database | https://www.gov.uk/government/collections/renewable-energy-planning-data | UK Renewable Energy Planning Database | 1041742 | [13 empty] | 1.16 | NO-ESTIMATION | NO-ESTIMATION | NO-ESTIMATION | NO-ESTIMATION | CAPACITY-FACTOR-V1
GBR | United Kingdom | Chineham ERF |  | GBR0000834 | 8 | 51.2920 | -1.0377 | Waste |  |  |  |  | Veolia | UK Renewable Energy Planning Database | https://www.gov.uk/government/collections/renewable-energy-planning-data | UK Renewable Energy Planning Database | 1058086 | [13 empty] | 7.74 | NO-ESTIMATION | NO-ESTIMATION | NO-ESTIMATION | NO-ESTIMATION | CAPACITY-FACTOR-V1
GBR | United Kingdom | Shelford Landfill Scheme |  | GBR0000578 | 1.9 | 51.2981 | 1.0999 | Waste |  |  |  |  | Brett Waste Management Ltd | UK Renewable Energy Planning Database | https://www.gov.uk/government/collections/renewable-energy-planning-data | UK Renewable Energy Planning Database | [14 empty] | 1.84 | NO-ESTIMATION | NO-ESTIMATION | NO-ESTIMATION | NO-ESTIMATION | CAPACITY-FACTOR-V1
GBR | United Kingdom | Shelford Generation Plant II |  | GBR0000583 | 8 | 51.2994 | 1.0999 | Waste |  |  |  |  | ENERGY DEVELOPMENTS (UK) LTD | UK Renewable Energy Planning Database | https://www.gov.uk/government/collections/renewable-energy-planning-data | UK Renewable Energy Planning Database | [14 empty] | 7.74 | NO-ESTIMATION | NO-ESTIMATION | NO-ESTIMATION | NO-ESTIMATION | CAPACITY-FACTOR-V1
GBR | United Kingdom | Trowbridge Sewage Treatment Works |  | GBR0006093 | 1.2 | 51.3279 | -2.2182 | Waste |  |  |  |  | Wessex Water | UK Renewable Energy Planning Database | https://www.gov.uk/government/collections/renewable-energy-planning-data | UK Renewable Energy Planning Database | [14 empty] | 1.16 | NO-ESTIMATION | NO-ESTIMATION | NO-ESTIMATION | NO-ESTIMATION | CAPACITY-FACTOR-V1
GBR | United Kingdom | K3 CHP Facility (Kemsley EfW) |  | GBR2001016 | 49.9 | 51.3669 | 0.7589 | Waste |  |  |  |  | E.ON / Wheelabrator Technologies | UK Renewable Energy Planning Database | https://www.gov.uk/government/collections/renewable-energy-planning-data | UK Renewable Energy Planning Database | [14 empty] | 48.32 | NO-ESTIMATION | NO-ESTIMATION | NO-ESTIMATION | NO-ESTIMATION | CAPACITY-FACTOR-V1
GBR | United Kingdom | Beddington EfW |  | GBR2001015 | 26 | 51.3805 | -0.1472 | Waste |  |  |  |  | Viridor | UK Renewable Energy Planning Database | https://www.gov.uk/government/collections/renewable-energy-planning-data | UK Renewable Energy Planning Database | [14 empty] | 25.18 | NO-ESTIMATION | NO-ESTIMATION | NO-ESTIMATION | NO-ESTIMATION | CAPACITY-FACTOR-V1
GBR | United Kingdom | Trumps Farm Landfill Scheme |  | GBR0000753 | 2.9 | 51.3853 | -0.5730 | Waste |  |  |  |  | Renewable Power Systems | UK Renewable Energy Planning Database | https://www.gov.uk/government/collections/renewable-energy-planning-data | UK Renewable Energy Planning Database | 1043921 | [13 empty] | 2.8 | NO-ESTIMATION | NO-ESTIMATION | NO-ESTIMATION | NO-ESTIMATION | CAPACITY-FACTOR-V1
GBR | United Kingdom | Norlands Lane Landfill Site (Extension) |  | GBR0000790 | 4 | 51.4115 | -0.5139 | Waste |  |  |  |  | Thames Waste Management Ltd | UK Renewable Energy Planning Database | https://www.gov.uk/government/collections/renewable-energy-planning-data | UK Renewable Energy Planning Database | 1044643 | [13 empty] | 3.87 | NO-ESTIMATION | NO-ESTIMATION | NO-ESTIMATION | NO-ESTIMATION | CAPACITY-FACTOR-V1
GBR | United Kingdom | Norlands Lane Landfill Site |  | GBR0000597 | 2.7 | 51.4153 | -0.5275 | Waste |  |  |  |  | Thames Waste Management Ltd | UK Renewable Energy Planning Database | https://www.gov.uk/government/collections/renewable-energy-planning-data | UK Renewable Energy Planning Database | [14 empty] | 2.61 | NO-ESTIMATION | NO-ESTIMATION | NO-ESTIMATION | NO-ESTIMATION | CAPACITY-FACTOR-V1
GBR | United Kingdom | Compton Bassett Landfill |  | GBR0000588 | 2 | 51.4380 | -1.9726 | Waste |  |  |  |  | HILLS MINERALS & WASTE LTD | UK Renewable Energy Planning Database | https://www.gov.uk/government/collections/renewable-energy-planning-data | UK Renewable Energy Planning Database | 1060978 | [13 empty] | 1.93 | NO-ESTIMATION | NO-ESTIMATION | NO-ESTIMATION | NO-ESTIMATION | CAPACITY-FACTOR-V1
GBR | United Kingdom | Sands Farm Quarry Landfill Site |  | GBR0000642 | 3.5 | 51.4389 | -1.9784 | Waste |  |  |  |  | Viridor | UK Renewable Energy Planning Database | https://www.gov.uk/government/collections/renewable-energy-planning-data | UK Renewable Energy Planning Database | [14 empty] | 3.38 | SOLAR-V1-NO-AGE | SOLAR-V1-NO-AGE | SOLAR-V1-NO-AGE | SOLAR-V1-NO-AGE | SOLAR-V1-NO-AGE
GBR | United Kingdom | Shakespeare Farm Landfill Site |  | GBR0000721 | 1 | 51.4638 | 0.6115 | Waste |  |  |  |  | Biffa | UK Renewable Energy Planning Database | https://www.gov.uk/government/collections/renewable-energy-planning-data | UK Renewable Energy Planning Database | 1050923 | [13 empty] | 0.96 | NO-ESTIMATION | NO-ESTIMATION | NO-ESTIMATION | NO-ESTIMATION | CAPACITY-FACTOR-V1
GBR | United Kingdom | Mogden STW |  | GBR2001124 | 5.8 | 51.4643 | -0.3402 | Waste |  |  |  |  | Thames Water Utilities | UK Renewable Energy Planning Database | https://www.gov.uk/government/collections/renewable-energy-planning-data | UK Renewable Energy Planning Database | [14 empty] | 5.61 | NO-ESTIMATION | NO-ESTIMATION | NO-ESTIMATION | NO-ESTIMATION | CAPACITY-FACTOR-V1
GBR | United Kingdom | Longreach STW - extension |  | GBR2001027 | 1.1 | 51.4664 | 0.2322 | Waste |  |  |  |  | Thames Water Utilities | UK Renewable Energy Planning Database | https://www.gov.uk/government/collections/renewable-energy-planning-data | UK Renewable Energy Planning Database | [14 empty] | 1.06 | NO-ESTIMATION | NO-ESTIMATION | NO-ESTIMATION | NO-ESTIMATION | CAPACITY-FACTOR-V1
GBR | United Kingdom | Riverside Resource Recovery Facility (RRRF) |  | GBR0000859 | 72 | 51.4683 | 0.1178 | Waste |  |  |  |  | Cory Environmental | UK Renewable Energy Planning Database | https://www.gov.uk/government/collections/renewable-energy-planning-data | UK Renewable Energy Planning Database | [14 empty] | 69.73 | NO-ESTIMATION | NO-ESTIMATION | NO-ESTIMATION | NO-ESTIMATION | CAPACITY-FACTOR-V1
GBR | United Kingdom | Trident Park |  | GBR0000922 | 30 | 51.4726 | -3.1506 | Waste |  |  |  |  | Viridor | UK Renewable Energy Planning Database | https://www.gov.uk/government/collections/renewable-energy-planning-data | UK Renewable Energy Planning Database | 1086816 | [13 empty] | 29.05 | NO-ESTIMATION | NO-ESTIMATION | NO-ESTIMATION | NO-ESTIMATION | CAPACITY-FACTOR-V1
GBR | United Kingdom | Cardiff Waste Water Treatment |  | GBR0002391 | 5.5 | 51.4855 | -3.1464 | Waste |  |  |  |  | Dwr Cymru Welsh Water | UK Renewable Energy Planning Database | https://www.gov.uk/government/collections/renewable-energy-planning-data | UK Renewable Energy Planning Database | [14 empty] | 5.32 | NO-ESTIMATION | NO-ESTIMATION | NO-ESTIMATION | NO-ESTIMATION | CAPACITY-FACTOR-V1
GBR | United Kingdom | Lakeside EfW |  | GBR0000865 | 37 | 51.4872 | -0.5251 | Waste |  |  |  |  | Grundon Waste / Viridor | UK Renewable Energy Planning Database | https://www.gov.uk/government/collections/renewable-energy-planning-data | UK Renewable Energy Planning Database | [14 empty] | 35.83 | NO-ESTIMATION | NO-ESTIMATION | NO-ESTIMATION | NO-ESTIMATION | CAPACITY-FACTOR-V1
GBR | United Kingdom | Colnbrook Landfill |  | GBR0000797 | 1.9 | 51.4890 | -0.5280 | Waste |  |  |  |  | Biffa | UK Renewable Energy Planning Database | https://www.gov.uk/government/collections/renewable-energy-planning-data | UK Renewable Energy Planning Database | [14 empty] | 1.84 | NO-ESTIMATION | NO-ESTIMATION | NO-ESTIMATION | NO-ESTIMATION | CAPACITY-FACTOR-V1
GBR | United Kingdom | Rainham Landfill Scheme Phase I |  | GBR0000725 | 3.9 | 51.4903 | 0.1938 | Waste |  |  |  |  | Cleanaway / EDL | UK Renewable Energy Planning Database | https://www.gov.uk/government/collections/renewable-energy-planning-data | UK Renewable Energy Planning Database | [14 empty] | 3.77 | NO-ESTIMATION | NO-ESTIMATION | NO-ESTIMATION | NO-ESTIMATION | CAPACITY-FACTOR-V1
GBR | United Kingdom | Rainham Phase II |  | GBR0000520 | 17 | 51.4903 | 0.1938 | Waste |  |  |  |  | ENERGY DEVELOPMENTS (UK) LTD | UK Renewable Energy Planning Database | https://www.gov.uk/government/collections/renewable-energy-planning-data | UK Renewable Energy Planning Database | [14 empty] | 16.46 | NO-ESTIMATION | NO-ESTIMATION | NO-ESTIMATION | NO-ESTIMATION | CAPACITY-FACTOR-V1
GBR | United Kingdom | Mucking Gas 2 Landfill Scheme |  | GBR0000739 | 3.8 | 51.4939 | 0.4244 | Waste |  |  |  |  | ENERGY DEVELOPMENTS (UK) LTD | UK Renewable Energy Planning Database | https://www.gov.uk/government/collections/renewable-energy-planning-data | UK Renewable Energy Planning Database | [14 empty] | 3.68 | NO-ESTIMATION | NO-ESTIMATION | NO-ESTIMATION | NO-ESTIMATION | CAPACITY-FACTOR-V1
GBR | United Kingdom | Mucking Gas 3 Landfill Scheme |  | GBR0000737 | 3.9 | 51.4939 | 0.4244 | Waste |  |  |  |  | Cory Environmental | UK Renewable Energy Planning Database | https://www.gov.uk/government/collections/renewable-energy-planning-data | UK Renewable Energy Planning Database | [14 empty] | 3.77 | NO-ESTIMATION | NO-ESTIMATION | NO-ESTIMATION | NO-ESTIMATION | CAPACITY-FACTOR-V1
GBR | United Kingdom | Tythegston Landfill Site |  | GBR0000604 | 1.2 | 51.4964 | -3.6566 | Waste |  |  |  |  | Renewable Power Generation Ltd | UK Renewable Energy Planning Database | https://www.gov.uk/government/collections/renewable-energy-planning-data | UK Renewable Energy Planning Database | 1049345 | [13 empty] | 1.16 | NO-ESTIMATION | NO-ESTIMATION | NO-ESTIMATION | NO-ESTIMATION | CAPACITY-FACTOR-V1
GBR | United Kingdom | Lamby Way Landfill Site |  | GBR0000606 | 4 | 51.4983 | -3.1222 | Waste |  |  |  |  | South Wales Power Ltd | UK Renewable Energy Planning Database | https://www.gov.uk/government/collections/renewable-energy-planning-data | UK Renewable Energy Planning Database | 1046570 | [13 empty] | 3.87 | NO-ESTIMATION | NO-ESTIMATION | NO-ESTIMATION | NO-ESTIMATION | CAPACITY-FACTOR-V1
GBR | United Kingdom | Crossness Sewage Works |  | GBR0006161 | 5.7 | 51.5022 | 0.1421 | Waste |  |  |  |  | Thames Water Utilities | UK Renewable Energy Planning Database | https://www.gov.uk/government/collections/renewable-energy-planning-data | UK Renewable Energy Planning Database | [14 empty] | 5.52 | NO-ESTIMATION | NO-ESTIMATION | NO-ESTIMATION | NO-ESTIMATION | CAPACITY-FACTOR-V1
GBR | United Kingdom | Sandy Lane Landfill Scheme |  | GBR0000506 | 2.3 | 51.5038 | 0.2434 | Waste |  |  |  |  | Aveley Methane Ltd | UK Renewable Energy Planning Database | https://www.gov.uk/government/collections/renewable-energy-planning-data | UK Renewable Energy Planning Database | [14 empty] | 2.22 | NO-ESTIMATION | NO-ESTIMATION | NO-ESTIMATION | NO-ESTIMATION | CAPACITY-FACTOR-V1
GBR | United Kingdom | Aveley Landfill Scheme |  | GBR0000510 | 2.1 | 51.5039 | 0.2348 | Waste |  |  |  |  | Waste Recycling Group | UK Renewable Energy Planning Database | https://www.gov.uk/government/collections/renewable-energy-planning-data | UK Renewable Energy Planning Database | [14 empty] | 2.03 | SOLAR-V1-NO-AGE | SOLAR-V1-NO-AGE | SOLAR-V1-NO-AGE | SOLAR-V1-NO-AGE | SOLAR-V1-NO-AGE
GBR | United Kingdom | Aveley |  | GBR0000514 | 1.2 | 51.5040 | 0.2333 | Waste |  |  |  |  | Waste Recycling Group | UK Renewable Energy Planning Database | https://www.gov.uk/government/collections/renewable-energy-planning-data | UK Renewable Energy Planning Database | [14 empty] | 1.16 | SOLAR-V1-NO-AGE | SOLAR-V1-NO-AGE | SOLAR-V1-NO-AGE | SOLAR-V1-NO-AGE | SOLAR-V1-NO-AGE
GBR | United Kingdom | Slough Sewage Treatment Works |  | GBR0006508 | 1.2 | 51.5067 | -0.6376 | Waste |  |  |  |  | Thames Water Utilities | UK Renewable Energy Planning Database | https://www.gov.uk/government/collections/renewable-energy-planning-data | UK Renewable Energy Planning Database | [14 empty] | 1.16 | SOLAR-V1-NO-AGE | SOLAR-V1-NO-AGE | SOLAR-V1-NO-AGE | SOLAR-V1-NO-AGE | SOLAR-V1-NO-AGE
GBR | United Kingdom | Ockendon 'B' Landfill Scheme |  | GBR0000523 | 4.5 | 51.5141 | 0.3117 | Waste |  |  |  |  | Haul Waste Disposal Ltd | UK Renewable Energy Planning Database | https://www.gov.uk/government/collections/renewable-energy-planning-data | UK Renewable Energy Planning Database | [14 empty] | 4.35 | SOLAR-V1-NO-AGE | SOLAR-V1-NO-AGE | SOLAR-V1-NO-AGE | SOLAR-V1-NO-AGE | SOLAR-V1-NO-AGE
GBR | United Kingdom | Riverside Sewage Treatment Works Digestion Plant |  | GBR2001028 | 4 | 51.5164 | 0.1855 | Waste |  |  |  |  | Thames Water Utilities | UK Renewable Energy Planning Database | https://www.gov.uk/government/collections/renewable-energy-planning-data | UK Renewable Energy Planning Database | [14 empty] | 3.87 | SOLAR-V1-NO-AGE | SOLAR-V1-NO-AGE | SOLAR-V1-NO-AGE | SOLAR-V1-NO-AGE | SOLAR-V1-NO-AGE
GBR | United Kingdom | Fibrepower Slough |  | GBR0000831 | 50 | 51.5244 | -0.6277 | Waste |  |  |  |  | Scottish and Southern Energy (SSE) | UK Renewable Energy Planning Database | https://www.gov.uk/government/collections/renewable-energy-planning-data | UK Renewable Energy Planning Database | 1029010 | [13 empty] | 48.42 | SOLAR-V1-NO-AGE | SOLAR-V1-NO-AGE | SOLAR-V1-NO-AGE | SOLAR-V1-NO-AGE | SOLAR-V1-NO-AGE
GBR | United Kingdom | Ockendon Area III |  | GBR0000518 | 8.5 | 51.5248 | 0.3180 | Waste |  |  |  |  | ENERGY DEVELOPMENTS (UK) LTD | UK Renewable Energy Planning Database | https://www.gov.uk/government/collections/renewable-energy-planning-data | UK Renewable Energy Planning Database | [14 empty] | 8.23 | NO-ESTIMATION | NO-ESTIMATION | NO-ESTIMATION | NO-ESTIMATION | CAPACITY-FACTOR-V1
GBR | United Kingdom | Beckton STW Enhanced Sludge Digestion |  | GBR0006182 | 5.8 | 51.5256 | 0.0799 | Waste |  |  |  |  | Thames Water Utilities | UK Renewable Energy Planning Database | https://www.gov.uk/government/collections/renewable-energy-planning-data | UK Renewable Energy Planning Database | 1031283 | [13 empty] | 5.61 | NO-ESTIMATION | NO-ESTIMATION | NO-ESTIMATION | NO-ESTIMATION | CAPACITY-FACTOR-V1
GBR | United Kingdom | Pitsea Landfill Scheme |  | GBR0000801 | 11.6 | 51.5370 | 0.5104 | Waste |  |  |  |  | Veolia | UK Renewable Energy Planning Database | https://www.gov.uk/government/collections/renewable-energy-planning-data | UK Renewable Energy Planning Database | 1054418 | [13 empty] | 11.23 | HYDRO-V1 | HYDRO-V1 | HYDRO-V1 | HYDRO-V1 | HYDRO-V1
GBR | United Kingdom | Pitsea Tipp |  | GBR0000626 | 14 | 51.5371 | 0.5089 | Waste | [5 empty] | UK Renewable Energy Planning Database | https://www.gov.uk/government/collections/renewable-energy-planning-data | UK Renewable Energy Planning Database | [14 empty] | 13.55 | HYDRO-V1 | HYDRO-V1 | HYDRO-V1 | HYDRO-V1 | HYDRO-V1
GBR | United Kingdom | Severnside Energy Recovery Centre |  | GBR0000918 | 32 | 51.5406 | -2.6553 | Waste |  |  |  |  | SITA UK | UK Renewable Energy Planning Database | https://www.gov.uk/government/collections/renewable-energy-planning-data | UK Renewable Energy Planning Database | 1086817 | [13 empty] | 30.99 | NO-ESTIMATION | NO-ESTIMATION | NO-ESTIMATION | NO-ESTIMATION | CAPACITY-FACTOR-V1
GBR | United Kingdom | Docksway Landfill Scheme |  | GBR0000756 | 2 | 51.5623 | -3.0040 | Waste |  |  |  |  | Renewable Power Systems | UK Renewable Energy Planning Database | https://www.gov.uk/government/collections/renewable-energy-planning-data | UK Renewable Energy Planning Database | 1050921 | [13 empty] | 1.93 | NO-ESTIMATION | NO-ESTIMATION | NO-ESTIMATION | NO-ESTIMATION | CAPACITY-FACTOR-V1
GBR | United Kingdom | Barling Hall Farm |  | GBR0000735 | 2.4 | 51.5801 | 0.7928 | Waste |  |  |  |  | Cory Environmental | UK Renewable Energy Planning Database | https://www.gov.uk/government/collections/renewable-energy-planning-data | UK Renewable Energy Planning Database | [14 empty] | 2.32 | SOLAR-V1-NO-AGE | SOLAR-V1-NO-AGE | SOLAR-V1-NO-AGE | SOLAR-V1-NO-AGE | SOLAR-V1-NO-AGE
GBR | United Kingdom | Springfield Farm |  | GBR0000640 | 1.4 | 51.5824 | -0.5575 | Waste |  |  |  |  | ONYX | UK Renewable Energy Planning Database | https://www.gov.uk/government/collections/renewable-energy-planning-data | UK Renewable Energy Planning Database | [14 empty] | 1.35 | NO-ESTIMATION | NO-ESTIMATION | NO-ESTIMATION | NO-ESTIMATION | CAPACITY-FACTOR-V1
GBR | United Kingdom | Harn Hill Quarry Landfill Site |  | GBR0000722 | 2.6 | 51.5894 | -2.5932 | Waste |  |  |  |  | Biogas Technology Ltd and Avon CC | UK Renewable Energy Planning Database | https://www.gov.uk/government/collections/renewable-energy-planning-data | UK Renewable Energy Planning Database | 1041737 | [13 empty] | 2.51 | NO-ESTIMATION | NO-ESTIMATION | NO-ESTIMATION | NO-ESTIMATION | CAPACITY-FACTOR-V1
GBR | United Kingdom | Wapsey's Wood III |  | GBR0000759 | 1 | 51.5896 | -0.5954 | Waste |  |  |  |  | Summerleaze | UK Renewable Energy Planning Database | https://www.gov.uk/government/collections/renewable-energy-planning-data | UK Renewable Energy Planning Database | [14 empty] | 0.96 | NO-ESTIMATION | NO-ESTIMATION | NO-ESTIMATION | NO-ESTIMATION | CAPACITY-FACTOR-V1
GBR | United Kingdom | Wapsey's Wood |  | GBR0000775 | 7.5 | 51.5902 | -0.5963 | Waste |  |  |  |  | Veolia | UK Renewable Energy Planning Database | https://www.gov.uk/government/collections/renewable-energy-planning-data | UK Renewable Energy Planning Database | [14 empty] | 7.26 | SOLAR-V1-NO-AGE | SOLAR-V1-NO-AGE | SOLAR-V1-NO-AGE | SOLAR-V1-NO-AGE | SOLAR-V1-NO-AGE
GBR | United Kingdom | Wapsey's Wood II Landfill Site |  | GBR0000600 | 1 | 51.5905 | -0.5954 | Waste |  |  |  |  | Leigh Environmental Ltd (Paul Blower 01753 888140) | UK Renewable Energy Planning Database | https://www.gov.uk/government/collections/renewable-energy-planning-data | UK Renewable Energy Planning Database | [14 empty] | 0.96 | NO-ESTIMATION | NO-ESTIMATION | NO-ESTIMATION | NO-ESTIMATION | CAPACITY-FACTOR-V1
GBR | United Kingdom | High Heavens Landfill |  | GBR0000754 | 1.9 | 51.6009 | -0.7987 | Waste |  |  |  |  | Renewable Power Systems | UK Renewable Energy Planning Database | https://www.gov.uk/government/collections/renewable-energy-planning-data | UK Renewable Energy Planning Database | 1050924 | [13 empty] | 1.84 | NO-ESTIMATION | NO-ESTIMATION | NO-ESTIMATION | NO-ESTIMATION | CAPACITY-FACTOR-V1
GBR | United Kingdom | Chapel Farm Landfill |  | GBR0000590 | 3 | 51.6159 | -1.8093 | Waste |  |  |  |  | HILLS MINERALS & WASTE LTD | UK Renewable Energy Planning Database | https://www.gov.uk/government/collections/renewable-energy-planning-data | UK Renewable Energy Planning Database | [14 empty] | 2.9 | SOLAR-V1-NO-AGE | SOLAR-V1-NO-AGE | SOLAR-V1-NO-AGE | SOLAR-V1-NO-AGE | SOLAR-V1-NO-AGE
GBR | United Kingdom | Edmonton |  | GBR0004924 | 60 | 51.6163 | -0.0404 | Waste |  |  |  |  | Londonwaste | UK Renewable Energy Planning Database | https://www.gov.uk/government/collections/renewable-energy-planning-data | UK Renewable Energy Planning Database | [14 empty] | 58.1 | SOLAR-V1-NO-AGE | SOLAR-V1-NO-AGE | SOLAR-V1-NO-AGE | SOLAR-V1-NO-AGE | SOLAR-V1-NO-AGE
GBR | United Kingdom | Sutton Courtenay Landfill Scheme |  | GBR0000589 | 5.6 | 51.6317 | -1.2674 | Waste |  |  |  |  | Waste Recycling Group | UK Renewable Energy Planning Database | https://www.gov.uk/government/collections/renewable-energy-planning-data | UK Renewable Energy Planning Database | 1041749 | [13 empty] | 5.42 | SOLAR-V1-NO-AGE | SOLAR-V1-NO-AGE | SOLAR-V1-NO-AGE | SOLAR-V1-NO-AGE | SOLAR-V1-NO-AGE
GBR | United Kingdom | Sutton Courtney |  | GBR0000595 | 6 | 51.6334 | -1.2544 | Waste |  |  |  |  | Waste Recycling Group | UK Renewable Energy Planning Database | https://www.gov.uk/government/collections/renewable-energy-planning-data | UK Renewable Energy Planning Database | [14 empty] | 5.81 | SOLAR-V1-NO-AGE | SOLAR-V1-NO-AGE | SOLAR-V1-NO-AGE | SOLAR-V1-NO-AGE | SOLAR-V1-NO-AGE
GBR | United Kingdom | Briton Ferry |  | GBR0000602 | 2 | 51.6422 | -3.8310 | Waste |  |  |  |  | Neath Port Talbot Waste Management Co Ltd | UK Renewable Energy Planning Database | https://www.gov.uk/government/collections/renewable-energy-planning-data | UK Renewable Energy Planning Database | [14 empty] | 1.93 | SOLAR-V1-NO-AGE | SOLAR-V1-NO-AGE | SOLAR-V1-NO-AGE | SOLAR-V1-NO-AGE | SOLAR-V1-NO-AGE
GBR | United Kingdom | Briton / Neath |  | GBR0000605 | 2.2 | 51.6431 | -3.8325 | Waste |  |  |  |  | Natural Power | UK Renewable Energy Planning Database | https://www.gov.uk/government/collections/renewable-energy-planning-data | UK Renewable Energy Planning Database | [14 empty] | 2.13 | HYDRO-V1 | HYDRO-V1 | HYDRO-V1 | HYDRO-V1 | HYDRO-V1
GBR | United Kingdom | Brynpica Landfill Site |  | GBR0000665 | 2.7 | 51.6579 | -3.4832 | Waste |  |  |  |  | NOVERA | UK Renewable Energy Planning Database | https://www.gov.uk/government/collections/renewable-energy-planning-data | UK Renewable Energy Planning Database | [14 empty] | 2.61 | SOLAR-V1-NO-AGE | SOLAR-V1-NO-AGE | SOLAR-V1-NO-AGE | SOLAR-V1-NO-AGE | SOLAR-V1-NO-AGE
GBR | United Kingdom | Ongar Landfill Scheme 2 |  | GBR0000512 | 1.8 | 51.6977 | 0.2588 | Waste |  |  |  |  | Waste Recycling Group | UK Renewable Energy Planning Database | https://www.gov.uk/government/collections/renewable-energy-planning-data | UK Renewable Energy Planning Database | [14 empty] | 1.74 | HYDRO-V1 | HYDRO-V1 | HYDRO-V1 | HYDRO-V1 | HYDRO-V1
GBR | United Kingdom | Ongar Landfill Scheme |  | GBR0000669 | 1 | 51.6982 | 0.2595 | Waste |  |  |  |  | Waste Recycling Group | UK Renewable Energy Planning Database | https://www.gov.uk/government/collections/renewable-energy-planning-data | UK Renewable Energy Planning Database | [14 empty] | 0.96 | SOLAR-V1-NO-AGE | SOLAR-V1-NO-AGE | SOLAR-V1-NO-AGE | SOLAR-V1-NO-AGE | SOLAR-V1-NO-AGE
GBR | United Kingdom | PwllfaWatkin Landfill Gas Site |  | GBR0000802 | 3.2 | 51.7355 | -3.8602 | Waste |  |  |  |  | Waste Recycling Group | UK Renewable Energy Planning Database | https://www.gov.uk/government/collections/renewable-energy-planning-data | UK Renewable Energy Planning Database | [14 empty] | 3.09 | SOLAR-V1-NO-AGE | SOLAR-V1-NO-AGE | SOLAR-V1-NO-AGE | SOLAR-V1-NO-AGE | SOLAR-V1-NO-AGE
GBR | United Kingdom | Trecatti |  | GBR0000769 | 7 | 51.7431 | -3.2814 | Waste |  |  |  |  | Biffa | UK Renewable Energy Planning Database | https://www.gov.uk/government/collections/renewable-energy-planning-data | UK Renewable Energy Planning Database | [14 empty] | 6.77 | SOLAR-V1-NO-AGE | SOLAR-V1-NO-AGE | SOLAR-V1-NO-AGE | SOLAR-V1-NO-AGE | SOLAR-V1-NO-AGE
GBR | United Kingdom | Silent Valley Landfill Scheme |  | GBR0000601 | 2.7 | 51.7557 | -3.1821 | Waste |  |  |  |  | NOVERA | UK Renewable Energy Planning Database | https://www.gov.uk/government/collections/renewable-energy-planning-data | UK Renewable Energy Planning Database | 1062355 | [13 empty] | 2.61 | SOLAR-V1-NO-AGE | SOLAR-V1-NO-AGE | SOLAR-V1-NO-AGE | SOLAR-V1-NO-AGE | SOLAR-V1-NO-AGE
GBR | United Kingdom | Roxwell Landfill Scheme |  | GBR0000791 | 1.3 | 51.7631 | 0.4055 | Waste |  |  |  |  | Redland Aggregates Ltd (Lafarge Redland) | UK Renewable Energy Planning Database | https://www.gov.uk/government/collections/renewable-energy-planning-data | UK Renewable Energy Planning Database | 1048022 | [13 empty] | 1.25 | SOLAR-V1-NO-AGE | SOLAR-V1-NO-AGE | SOLAR-V1-NO-AGE | SOLAR-V1-NO-AGE | SOLAR-V1-NO-AGE
GBR | United Kingdom | Javelin Park EfW |  | GBR2001020 | 14.5 | 51.7925 | -2.2907 | Waste |  |  |  |  | Urbaser Balfour Beatty | UK Renewable Energy Planning Database | https://www.gov.uk/government/collections/renewable-energy-planning-data | UK Renewable Energy Planning Database | [14 empty] | 14.04 | SOLAR-V1-NO-AGE | SOLAR-V1-NO-AGE | SOLAR-V1-NO-AGE | SOLAR-V1-NO-AGE | SOLAR-V1-NO-AGE
GBR | United Kingdom | Brazier Landfill Scheme |  | GBR0000507 | 3.9 | 51.8157 | -0.0560 | Waste |  |  |  |  | Pioneer Aggregates (UK) Ltd | UK Renewable Energy Planning Database | https://www.gov.uk/government/collections/renewable-energy-planning-data | UK Renewable Energy Planning Database | 1041730 | [13 empty] | 3.77 | SOLAR-V1-NO-AGE | SOLAR-V1-NO-AGE | SOLAR-V1-NO-AGE | SOLAR-V1-NO-AGE | SOLAR-V1-NO-AGE
GBR | United Kingdom | Westmill Qaurry |  | GBR0000631 | 2.6 | 51.8222 | -0.0574 | Waste | [5 empty] | UK Renewable Energy Planning Database | https://www.gov.uk/government/collections/renewable-energy-planning-data | UK Renewable Energy Planning Database | [14 empty] | 2.51 | SOLAR-V1-NO-AGE | SOLAR-V1-NO-AGE | SOLAR-V1-NO-AGE | SOLAR-V1-NO-AGE | SOLAR-V1-NO-AGE
GBR | United Kingdom | Nant y Caws Landfill Site |  | GBR0000607 | 1.4 | 51.8369 | -4.2192 | Waste |  |  |  |  | NOVERA | UK Renewable Energy Planning Database | https://www.gov.uk/government/collections/renewable-energy-planning-data | UK Renewable Energy Planning Database | [14 empty] | 1.35 | SOLAR-V1-NO-AGE | SOLAR-V1-NO-AGE | SOLAR-V1-NO-AGE | SOLAR-V1-NO-AGE | SOLAR-V1-NO-AGE
GBR | United Kingdom | Withyhedge Generation Plant |  | GBR0000603 | 2.4 | 51.8577 | -4.9522 | Waste | [5 empty] | UK Renewable Energy Planning Database | https://www.gov.uk/government/collections/renewable-energy-planning-data | UK Renewable Energy Planning Database | [14 empty] | 2.32 | SOLAR-V1-NO-AGE | SOLAR-V1-NO-AGE | SOLAR-V1-NO-AGE | SOLAR-V1-NO-AGE | SOLAR-V1-NO-AGE
GBR | United Kingdom | Bellhouse South |  | GBR0000736 | 3.9 | 51.8643 | 0.8293 | Waste |  |  |  |  | Cory Environmental | UK Renewable Energy Planning Database | https://www.gov.uk/government/collections/renewable-energy-planning-data | UK Renewable Energy Planning Database | [14 empty] | 3.77 | SOLAR-V1-NO-AGE | SOLAR-V1-NO-AGE | SOLAR-V1-NO-AGE | SOLAR-V1-NO-AGE | SOLAR-V1-NO-AGE
GBR | United Kingdom | Bellhouse Pit Landfill Scheme |  | GBR0000505 | 2.7 | 51.8753 | 0.8198 | Waste |  |  |  |  | Ex Waste Ltd/Combined Landfill Projects Ltd (CLP) | UK Renewable Energy Planning Database | https://www.gov.uk/government/collections/renewable-energy-planning-data | UK Renewable Energy Planning Database | 1045085 | [13 empty] | 2.61 | SOLAR-V1-NO-AGE | SOLAR-V1-NO-AGE | SOLAR-V1-NO-AGE | SOLAR-V1-NO-AGE | SOLAR-V1-NO-AGE
GBR | United Kingdom | Colchester STW |  | GBR0002390 | 1.2 | 51.8759 | 0.9331 | Waste |  |  |  |  | Anglian Water Services Ltd | UK Renewable Energy Planning Database | https://www.gov.uk/government/collections/renewable-energy-planning-data | UK Renewable Energy Planning Database | 1087310 | [13 empty] | 1.16 | SOLAR-V1-NO-AGE | SOLAR-V1-NO-AGE | SOLAR-V1-NO-AGE | SOLAR-V1-NO-AGE | SOLAR-V1-NO-AGE
GBR | United Kingdom | Ardley EfW |  | GBR0000962 | 26 | 51.8813 | -1.2304 | Waste |  |  |  |  | Viridor | UK Renewable Energy Planning Database | https://www.gov.uk/government/collections/renewable-energy-planning-data | UK Renewable Energy Planning Database | 1084310 | [13 empty] | 25.18 | SOLAR-V1-NO-AGE | SOLAR-V1-NO-AGE | SOLAR-V1-NO-AGE | SOLAR-V1-NO-AGE | SOLAR-V1-NO-AGE
GBR | United Kingdom | West Mill |  | GBR0000679 | 2.5 | 51.8836 | 0.2417 | Waste |  |  |  |  | RMC Aggregates | UK Renewable Energy Planning Database | https://www.gov.uk/government/collections/renewable-energy-planning-data | UK Renewable Energy Planning Database | [14 empty] | 2.42 | SOLAR-V1-NO-AGE | SOLAR-V1-NO-AGE | SOLAR-V1-NO-AGE | SOLAR-V1-NO-AGE | SOLAR-V1-NO-AGE
GBR | United Kingdom | Calvert Phase II |  | GBR0000537 | 11.2 | 51.9003 | -0.9927 | Waste |  |  |  |  | Waste Recycling Group | UK Renewable Energy Planning Database | https://www.gov.uk/government/collections/renewable-energy-planning-data | UK Renewable Energy Planning Database | [14 empty] | 10.84 | SOLAR-V1-NO-AGE | SOLAR-V1-NO-AGE | SOLAR-V1-NO-AGE | SOLAR-V1-NO-AGE | SOLAR-V1-NO-AGE
GBR | United Kingdom | Greatmoor EfW |  | GBR0000968 | 22 | 51.9143 | -0.9989 | Waste |  |  |  |  | FCC Environment | UK Renewable Energy Planning Database | https://www.gov.uk/government/collections/renewable-energy-planning-data | UK Renewable Energy Planning Database | 1097808 | [13 empty] | 21.3 | SOLAR-V1-NO-AGE | SOLAR-V1-NO-AGE | SOLAR-V1-NO-AGE | SOLAR-V1-NO-AGE | SOLAR-V1-NO-AGE
GBR | United Kingdom | Ugley |  | GBR0000653 | 1.1 | 51.9341 | 0.2168 | Waste |  |  |  |  | Biffa | UK Renewable Energy Planning Database | https://www.gov.uk/government/collections/renewable-energy-planning-data | UK Renewable Energy Planning Database | [14 empty] | 1.06 | SOLAR-V1-NO-AGE | SOLAR-V1-NO-AGE | SOLAR-V1-NO-AGE | SOLAR-V1-NO-AGE | SOLAR-V1-NO-AGE
GBR | United Kingdom | Ardley Fields Farm Landfill Site |  | GBR0000587 | 1.8 | 51.9433 | -1.2086 | Waste |  |  |  |  | Haul Waste Limited | UK Renewable Energy Planning Database | https://www.gov.uk/government/collections/renewable-energy-planning-data | UK Renewable Energy Planning Database | 1041726 | [13 empty] | 1.74 | SOLAR-V1-NO-AGE | SOLAR-V1-NO-AGE | SOLAR-V1-NO-AGE | SOLAR-V1-NO-AGE | SOLAR-V1-NO-AGE
GBR | United Kingdom | Sundon Landfill Site |  | GBR0000513 | 2.6 | 51.9435 | -0.4913 | Waste |  |  |  |  | Renewable Power Generation Ltd | UK Renewable Energy Planning Database | https://www.gov.uk/government/collections/renewable-energy-planning-data | UK Renewable Energy Planning Database | 1027336 | [13 empty] | 2.51 | SOLAR-V1-NO-AGE | SOLAR-V1-NO-AGE | SOLAR-V1-NO-AGE | SOLAR-V1-NO-AGE | SOLAR-V1-NO-AGE
GBR | United Kingdom | Hitchin |  | GBR0000779 | 1.5 | 51.9769 | -0.2980 | Waste |  |  |  |  | Biffa | UK Renewable Energy Planning Database | https://www.gov.uk/government/collections/renewable-energy-planning-data | UK Renewable Energy Planning Database | [14 empty] | 1.45 | SOLAR-V1-NO-AGE | SOLAR-V1-NO-AGE | SOLAR-V1-NO-AGE | SOLAR-V1-NO-AGE | SOLAR-V1-NO-AGE
GBR | United Kingdom | Bletchley Phase II |  | GBR0000536 | 2.2 | 51.9791 | -0.7653 | Waste |  |  |  |  | Waste Recycling Group | UK Renewable Energy Planning Database | https://www.gov.uk/government/collections/renewable-energy-planning-data | UK Renewable Energy Planning Database | [14 empty] | 2.13 | SOLAR-V1-NO-AGE | SOLAR-V1-NO-AGE | SOLAR-V1-NO-AGE | SOLAR-V1-NO-AGE | SOLAR-V1-NO-AGE
GBR | United Kingdom | Arlesey Landfill Site |  | GBR0000664 | 1.1 | 52.0017 | -0.2767 | Waste |  |  |  |  | Waste Recycling Group | UK Renewable Energy Planning Database | https://www.gov.uk/government/collections/renewable-energy-planning-data | UK Renewable Energy Planning Database | [14 empty] | 1.06 | SOLAR-V1-NO-AGE | SOLAR-V1-NO-AGE | SOLAR-V1-NO-AGE | SOLAR-V1-NO-AGE | SOLAR-V1-NO-AGE
GBR | United Kingdom | Arlesey Landfill Gas (Extension) |  | GBR0000774 | 2.3 | 52.0030 | -0.2703 | Waste |  |  |  |  | Waste Recycling Group | UK Renewable Energy Planning Database | https://www.gov.uk/government/collections/renewable-energy-planning-data | UK Renewable Energy Planning Database | 1043067 | [13 empty] | 2.22 | SOLAR-V1-NO-AGE | SOLAR-V1-NO-AGE | SOLAR-V1-NO-AGE | SOLAR-V1-NO-AGE | SOLAR-V1-NO-AGE
GBR | United Kingdom | Foxhall Landfill Site |  | GBR0000526 | 1.2 | 52.0491 | 1.2639 | Waste |  |  |  |  | Renewable Power Generation Ltd | UK Renewable Energy Planning Database | https://www.gov.uk/government/collections/renewable-energy-planning-data | UK Renewable Energy Planning Database | 1034194 | [13 empty] | 1.16 | SOLAR-V1-NO-AGE | SOLAR-V1-NO-AGE | SOLAR-V1-NO-AGE | SOLAR-V1-NO-AGE | SOLAR-V1-NO-AGE
GBR | United Kingdom | Brogborough Phase III |  | GBR0000515 | 11 | 52.0517 | -0.5868 | Waste |  |  |  |  | Waste Recycling Group | UK Renewable Energy Planning Database | https://www.gov.uk/government/collections/renewable-energy-planning-data | UK Renewable Energy Planning Database | [14 empty] | 10.65 | SOLAR-V1-NO-AGE | SOLAR-V1-NO-AGE | SOLAR-V1-NO-AGE | SOLAR-V1-NO-AGE | SOLAR-V1-NO-AGE
GBR | United Kingdom | Brogborough Phase IV |  | GBR0000516 | 11 | 52.0553 | -0.5867 | Waste |  |  |  |  | Waste Recycling Group | UK Renewable Energy Planning Database | https://www.gov.uk/government/collections/renewable-energy-planning-data | UK Renewable Energy Planning Database | [14 empty] | 10.65 | SOLAR-V1-NO-AGE | SOLAR-V1-NO-AGE | SOLAR-V1-NO-AGE | SOLAR-V1-NO-AGE | SOLAR-V1-NO-AGE
GBR | United Kingdom | L'Field Stewartby Landfill Site |  | GBR0000524 | 10.7 | 52.0788 | -0.5203 | Waste |  |  |  |  | Waste Recycling Group | UK Renewable Energy Planning Database | https://www.gov.uk/government/collections/renewable-energy-planning-data | UK Renewable Energy Planning Database | 1028569 | [13 empty] | 10.36 | SOLAR-V1-NO-AGE | SOLAR-V1-NO-AGE | SOLAR-V1-NO-AGE | SOLAR-V1-NO-AGE | SOLAR-V1-NO-AGE
GBR | United Kingdom | Elstow Landfill Site |  | GBR0000511 | 1.8 | 52.1033 | -0.4713 | Waste |  |  |  |  | Renewable Power Generation Ltd | UK Renewable Energy Planning Database | https://www.gov.uk/government/collections/renewable-energy-planning-data | UK Renewable Energy Planning Database | 1034155 | [13 empty] | 1.74 | SOLAR-V1-NO-AGE | SOLAR-V1-NO-AGE | SOLAR-V1-NO-AGE | SOLAR-V1-NO-AGE | SOLAR-V1-NO-AGE
GBR | United Kingdom | Great Blakenham EfW |  | GBR0000997 | 20 | 52.1039 | 1.0984 | Waste |  |  |  |  | SITA UK | UK Renewable Energy Planning Database | https://www.gov.uk/government/collections/renewable-energy-planning-data | UK Renewable Energy Planning Database | 1084029 | [13 empty] | 19.36 | SOLAR-V1-NO-AGE | SOLAR-V1-NO-AGE | SOLAR-V1-NO-AGE | SOLAR-V1-NO-AGE | SOLAR-V1-NO-AGE
GBR | United Kingdom | Masons Power Plant Landfill Scheme |  | GBR0000522 | 5.5 | 52.1089 | 1.0813 | Waste |  |  |  |  | Haul Waste Disposal Ltd | UK Renewable Energy Planning Database | https://www.gov.uk/government/collections/renewable-energy-planning-data | UK Renewable Energy Planning Database | [14 empty] | 5.32 | SOLAR-V1-NO-AGE | SOLAR-V1-NO-AGE | SOLAR-V1-NO-AGE | SOLAR-V1-NO-AGE | SOLAR-V1-NO-AGE
GBR | United Kingdom | Hill and Moor Landfill Scheme |  | GBR0000555 | 3.4 | 52.1330 | -2.0306 | Waste |  |  |  |  | Severn Waste | UK Renewable Energy Planning Database | https://www.gov.uk/government/collections/renewable-energy-planning-data | UK Renewable Energy Planning Database | 1046574 | [13 empty] | 3.29 | SOLAR-V1-NO-AGE | SOLAR-V1-NO-AGE | SOLAR-V1-NO-AGE | SOLAR-V1-NO-AGE | SOLAR-V1-NO-AGE
GBR | United Kingdom | Wooton |  | GBR0000646 | 2 | 52.1925 | -0.8881 | Waste |  |  |  |  | Viridor | UK Renewable Energy Planning Database | https://www.gov.uk/government/collections/renewable-energy-planning-data | UK Renewable Energy Planning Database | [14 empty] | 1.93 | SOLAR-V1-NO-AGE | SOLAR-V1-NO-AGE | SOLAR-V1-NO-AGE | SOLAR-V1-NO-AGE | SOLAR-V1-NO-AGE
GBR | United Kingdom | Twinwoods Heat & Power CHP |  | GBR0000986 | 3.4 | 52.1926 | -0.4911 | Waste |  |  |  |  | Growing Beds / Bioflame | UK Renewable Energy Planning Database | https://www.gov.uk/government/collections/renewable-energy-planning-data | UK Renewable Energy Planning Database | [14 empty] | 3.29 | SOLAR-V1-NO-AGE | SOLAR-V1-NO-AGE | SOLAR-V1-NO-AGE | SOLAR-V1-NO-AGE | SOLAR-V1-NO-AGE
GBR | United Kingdom | Weston Landfill Site |  | GBR0000678 | 2 | 52.2244 | -1.0194 | Waste |  |  |  |  | Vivid Waste Management | UK Renewable Energy Planning Database | https://www.gov.uk/government/collections/renewable-energy-planning-data | UK Renewable Energy Planning Database | 1011162 | [13 empty] | 1.93 | SOLAR-V1-NO-AGE | SOLAR-V1-NO-AGE | SOLAR-V1-NO-AGE | SOLAR-V1-NO-AGE | SOLAR-V1-NO-AGE
GBR | United Kingdom | Milton Landfill Site |  | GBR0000672 | 2 | 52.2406 | 0.1561 | Waste |  |  |  |  | Waste Recycling Group | UK Renewable Energy Planning Database | https://www.gov.uk/government/collections/renewable-energy-planning-data | UK Renewable Energy Planning Database | [14 empty] | 1.93 | SOLAR-V1-NO-AGE | SOLAR-V1-NO-AGE | SOLAR-V1-NO-AGE | SOLAR-V1-NO-AGE | SOLAR-V1-NO-AGE
GBR | United Kingdom | Ufton |  | GBR0000717 | 1 | 52.2477 | -1.4434 | Waste |  |  |  |  | Biffa | UK Renewable Energy Planning Database | https://www.gov.uk/government/collections/renewable-energy-planning-data | UK Renewable Energy Planning Database | [14 empty] | 0.96 | SOLAR-V1-NO-AGE | SOLAR-V1-NO-AGE | SOLAR-V1-NO-AGE | SOLAR-V1-NO-AGE | SOLAR-V1-NO-AGE
GBR | United Kingdom | Lackford Landfill Scheme |  | GBR0000508 | 1.2 | 52.2923 | 0.6379 | Waste |  |  |  |  | Gengas Ltd | UK Renewable Energy Planning Database | https://www.gov.uk/government/collections/renewable-energy-planning-data | UK Renewable Energy Planning Database | 1061147 | [13 empty] | 1.16 | SOLAR-V1-NO-AGE | SOLAR-V1-NO-AGE | SOLAR-V1-NO-AGE | SOLAR-V1-NO-AGE | SOLAR-V1-NO-AGE
GBR | United Kingdom | Station Farm Landfill Scheme |  | GBR0000519 | 2 | 52.3085 | -0.2266 | Waste |  |  |  |  | Natural Power | UK Renewable Energy Planning Database | https://www.gov.uk/government/collections/renewable-energy-planning-data | UK Renewable Energy Planning Database | [14 empty] | 1.93 | NO-ESTIMATION | NO-ESTIMATION | NO-ESTIMATION | NO-ESTIMATION | CAPACITY-FACTOR-V1
GBR | United Kingdom | Kilsby Landfill Scheme |  | GBR0000535 | 1 | 52.3207 | -1.1681 | Waste |  |  |  |  | Hales Waste Control Ltd | UK Renewable Energy Planning Database | https://www.gov.uk/government/collections/renewable-energy-planning-data | UK Renewable Energy Planning Database | 1062366 | [13 empty] | 0.96 | NO-ESTIMATION | NO-ESTIMATION | NO-ESTIMATION | NO-ESTIMATION | CAPACITY-FACTOR-V1
GBR | United Kingdom | Godmanchester |  | GBR0000714 | 3 | 52.3227 | -0.1571 | Waste |  |  |  |  | Natural Power / SITA UK | UK Renewable Energy Planning Database | https://www.gov.uk/government/collections/renewable-energy-planning-data | UK Renewable Energy Planning Database | [14 empty] | 2.9 | NO-ESTIMATION | NO-ESTIMATION | NO-ESTIMATION | NO-ESTIMATION | CAPACITY-FACTOR-V1
GBR | United Kingdom | Sidegate Lane |  | GBR0000713 | 2.4 | 52.3231 | -0.6560 | Waste |  |  |  |  | Nene Valley Waste Ltd | UK Renewable Energy Planning Database | https://www.gov.uk/government/collections/renewable-energy-planning-data | UK Renewable Energy Planning Database | [14 empty] | 2.32 | NO-ESTIMATION | NO-ESTIMATION | NO-ESTIMATION | NO-ESTIMATION | CAPACITY-FACTOR-V1
GBR | United Kingdom | Sidegate Lane Landfill Site |  | GBR0000738 | 1.3 | 52.3232 | -0.6589 | Waste |  |  |  |  | East Midlands Electricity Generation | UK Renewable Energy Planning Database | https://www.gov.uk/government/collections/renewable-energy-planning-data | UK Renewable Energy Planning Database | 1013940 | [13 empty] | 1.25 | NO-ESTIMATION | NO-ESTIMATION | NO-ESTIMATION | NO-ESTIMATION | CAPACITY-FACTOR-V1
GBR | United Kingdom | EnviRecover |  | GBR0001005 | 15.5 | 52.3264 | -2.2131 | Waste |  |  |  |  | Mercia Waste Management | UK Renewable Energy Planning Database | https://www.gov.uk/government/collections/renewable-energy-planning-data | UK Renewable Energy Planning Database | [14 empty] | 15.01 | HYDRO-V1 | HYDRO-V1 | HYDRO-V1 | HYDRO-V1 | HYDRO-V1
GBR | United Kingdom | Waresley Landfill Site |  | GBR0000654 | 1.6 | 52.3344 | -2.2153 | Waste |  |  |  |  | Biffa | UK Renewable Energy Planning Database | https://www.gov.uk/government/collections/renewable-energy-planning-data | UK Renewable Energy Planning Database | [14 empty] | 1.54 | HYDRO-V1 | HYDRO-V1 | HYDRO-V1 | HYDRO-V1 | HYDRO-V1
GBR | United Kingdom | Waverley Wood II |  | GBR0000540 | 2.4 | 52.3395 | -1.4716 | Waste |  |  |  |  | ENERGY DEVELOPMENTS (UK) LTD | UK Renewable Energy Planning Database | https://www.gov.uk/government/collections/renewable-energy-planning-data | UK Renewable Energy Planning Database | [14 empty] | 2.32 | HYDRO-V1 | HYDRO-V1 | HYDRO-V1 | HYDRO-V1 | HYDRO-V1
GBR | United Kingdom | Ling Hall 1 |  | GBR0000758 | 3 | 52.3514 | -1.3422 | Waste |  |  |  |  | Summerleaze | UK Renewable Energy Planning Database | https://www.gov.uk/government/collections/renewable-energy-planning-data | UK Renewable Energy Planning Database | 1046678 | [13 empty] | 2.9 | HYDRO-V1 | HYDRO-V1 | HYDRO-V1 | HYDRO-V1 | HYDRO-V1
GBR | United Kingdom | Cranford |  | GBR0000757 | 1.1 | 52.3759 | -0.6338 | Waste |  |  |  |  | SITA UK | UK Renewable Energy Planning Database | https://www.gov.uk/government/collections/renewable-energy-planning-data | UK Renewable Energy Planning Database | 1084820 | [13 empty] | 1.06 | SOLAR-V1-NO-AGE | SOLAR-V1-NO-AGE | SOLAR-V1-NO-AGE | SOLAR-V1-NO-AGE | SOLAR-V1-NO-AGE
GBR | United Kingdom | Sandy Lane Generation Plant |  | GBR0000560 | 2 | 52.3838 | -2.0719 | Waste |  |  |  |  | ENERGY DEVELOPMENTS (UK) LTD/Cleanaway | UK Renewable Energy Planning Database | https://www.gov.uk/government/collections/renewable-energy-planning-data | UK Renewable Energy Planning Database | [14 empty] | 1.93 | SOLAR-V1-NO-AGE | SOLAR-V1-NO-AGE | SOLAR-V1-NO-AGE | SOLAR-V1-NO-AGE | SOLAR-V1-NO-AGE
GBR | United Kingdom | Portley Ford Landfill Site |  | GBR0000528 | 1.8 | 52.3871 | -1.0331 | Waste |  |  |  |  | Biogeneration / Biffa | UK Renewable Energy Planning Database | https://www.gov.uk/government/collections/renewable-energy-planning-data | UK Renewable Energy Planning Database | 1011121 | [13 empty] | 1.74 | SOLAR-V1-NO-AGE | SOLAR-V1-NO-AGE | SOLAR-V1-NO-AGE | SOLAR-V1-NO-AGE | SOLAR-V1-NO-AGE
GBR | United Kingdom | Coventry |  | GBR0000895 | 4.5 | 52.3962 | -1.4915 | Waste |  |  |  |  | Coventry & Solihull WDC | UK Renewable Energy Planning Database | https://www.gov.uk/government/collections/renewable-energy-planning-data | UK Renewable Energy Planning Database | [14 empty] | 4.35 | SOLAR-V1-NO-AGE | SOLAR-V1-NO-AGE | SOLAR-V1-NO-AGE | SOLAR-V1-NO-AGE | SOLAR-V1-NO-AGE
GBR | United Kingdom | Cotesbach Landfill Gas Project |  | GBR0000527 | 2.3 | 52.4227 | -1.2114 | Waste |  |  |  |  | LAFARGE REDLANDS AGGREGATES LTD | UK Renewable Energy Planning Database | https://www.gov.uk/government/collections/renewable-energy-planning-data | UK Renewable Energy Planning Database | [14 empty] | 2.22 | SOLAR-V1-NO-AGE | SOLAR-V1-NO-AGE | SOLAR-V1-NO-AGE | SOLAR-V1-NO-AGE | SOLAR-V1-NO-AGE
GBR | United Kingdom | Tyseley ERF |  | GBR0000816 | 30 | 52.4557 | -1.8499 | Waste |  |  |  |  | Veolia | UK Renewable Energy Planning Database | https://www.gov.uk/government/collections/renewable-energy-planning-data | UK Renewable Energy Planning Database | 1045233 | [13 empty] | 29.05 | SOLAR-V1-NO-AGE | SOLAR-V1-NO-AGE | SOLAR-V1-NO-AGE | SOLAR-V1-NO-AGE | SOLAR-V1-NO-AGE
GBR | United Kingdom | Packington Generation Plant Phase 3 |  | GBR0000559 | 8.5 | 52.4697 | -1.6908 | Waste |  |  |  |  | Energy Developments (UK) / SITA UK | UK Renewable Energy Planning Database | https://www.gov.uk/government/collections/renewable-energy-planning-data | UK Renewable Energy Planning Database | 1011031 | [13 empty] | 8.23 | SOLAR-V1-NO-AGE | SOLAR-V1-NO-AGE | SOLAR-V1-NO-AGE | SOLAR-V1-NO-AGE | SOLAR-V1-NO-AGE
GBR | United Kingdom | Weldon Phase 1 and 2 |  | GBR0000538 | 4 | 52.4866 | -0.6422 | Waste |  |  |  |  | Waste Recycling Group | UK Renewable Energy Planning Database | https://www.gov.uk/government/collections/renewable-energy-planning-data | UK Renewable Energy Planning Database | [14 empty] | 3.87 | SOLAR-V1-NO-AGE | SOLAR-V1-NO-AGE | SOLAR-V1-NO-AGE | SOLAR-V1-NO-AGE | SOLAR-V1-NO-AGE
GBR | United Kingdom | Edwin Richards Landfill Scheme |  | GBR0000556 | 1.8 | 52.4899 | -2.0603 | Waste |  |  |  |  | Waste Recycling Group | UK Renewable Energy Planning Database | https://www.gov.uk/government/collections/renewable-energy-planning-data | UK Renewable Energy Planning Database | 1058916 | [13 empty] | 1.74 | SOLAR-V1-NO-AGE | SOLAR-V1-NO-AGE | SOLAR-V1-NO-AGE | SOLAR-V1-NO-AGE | SOLAR-V1-NO-AGE
GBR | United Kingdom | Dudley EfW |  | GBR0000813 | 7.4 | 52.4998 | -2.0854 | Waste |  |  |  |  | MES Environmental (CNIM Group) | UK Renewable Energy Planning Database | https://www.gov.uk/government/collections/renewable-energy-planning-data | UK Renewable Energy Planning Database | 1043070 | [13 empty] | 7.16 | SOLAR-V1-NO-AGE | SOLAR-V1-NO-AGE | SOLAR-V1-NO-AGE | SOLAR-V1-NO-AGE | SOLAR-V1-NO-AGE
GBR | United Kingdom | Himley Wood Landfill Site |  | GBR0000554 | 4.4 | 52.5159 | -2.1503 | Waste |  |  |  |  | Biogeneration / Biffa | UK Renewable Energy Planning Database | https://www.gov.uk/government/collections/renewable-energy-planning-data | UK Renewable Energy Planning Database | 1011118 | [13 empty] | 4.26 | SOLAR-V1-NO-AGE | SOLAR-V1-NO-AGE | SOLAR-V1-NO-AGE | SOLAR-V1-NO-AGE | SOLAR-V1-NO-AGE
GBR | United Kingdom | Minsworth Sewage Treatment Works |  | GBR0006232 | 9.7 | 52.5318 | -1.7540 | Waste |  |  |  |  | Severn Trent Water | UK Renewable Energy Planning Database | https://www.gov.uk/government/collections/renewable-energy-planning-data | UK Renewable Energy Planning Database | [14 empty] | 9.39 | NO-ESTIMATION | NO-ESTIMATION | NO-ESTIMATION | NO-ESTIMATION | CAPACITY-FACTOR-V1
GBR | United Kingdom | Judkins Landfill Site Phase 3 |  | GBR0000542 | 1.2 | 52.5319 | -1.4811 | Waste |  |  |  |  | Greenways | UK Renewable Energy Planning Database | https://www.gov.uk/government/collections/renewable-energy-planning-data | UK Renewable Energy Planning Database | [14 empty] | 1.16 | HYDRO-V1 | HYDRO-V1 | HYDRO-V1 | HYDRO-V1 | HYDRO-V1
GBR | United Kingdom | Judkins Landfill Scheme |  | GBR0000533 | 2.7 | 52.5319 | -1.4825 | Waste |  |  |  |  | Waste Recycling Group | UK Renewable Energy Planning Database | https://www.gov.uk/government/collections/renewable-energy-planning-data | UK Renewable Energy Planning Database | [14 empty] | 2.61 | HYDRO-V1 | HYDRO-V1 | HYDRO-V1 | HYDRO-V1 | HYDRO-V1
GBR | United Kingdom | Narborough Landfill |  | GBR0000711 | 2.7 | 52.5728 | -1.2268 | Waste |  |  |  |  | SITA UK | UK Renewable Energy Planning Database | https://www.gov.uk/government/collections/renewable-energy-planning-data | UK Renewable Energy Planning Database | [14 empty] | 2.61 | HYDRO-V1 | HYDRO-V1 | HYDRO-V1 | HYDRO-V1 | HYDRO-V1
GBR | United Kingdom | Peterborough EfW |  | GBR0000905 | 7.3 | 52.5752 | -0.2062 | Waste |  |  |  |  | Viridor | UK Renewable Energy Planning Database | https://www.gov.uk/government/collections/renewable-energy-planning-data | UK Renewable Energy Planning Database | 1079450 | [13 empty] | 7.06 | NO-ESTIMATION | NO-ESTIMATION | NO-ESTIMATION | NO-ESTIMATION | CAPACITY-FACTOR-V1
GBR | United Kingdom | Wolverhampton EfW |  | GBR0000814 | 8 | 52.5969 | -2.1250 | Waste |  |  |  |  | MES Environmental (CNIM Group) | UK Renewable Energy Planning Database | https://www.gov.uk/government/collections/renewable-energy-planning-data | UK Renewable Energy Planning Database | [14 empty] | 7.74 | SOLAR-V1-NO-AGE | SOLAR-V1-NO-AGE | SOLAR-V1-NO-AGE | SOLAR-V1-NO-AGE | SOLAR-V1-NO-AGE
GBR | United Kingdom | Enderby Warren Phase II |  | GBR0000539 | 4.9 | 52.5970 | -1.2101 | Waste |  |  |  |  | NOVERA | UK Renewable Energy Planning Database | https://www.gov.uk/government/collections/renewable-energy-planning-data | UK Renewable Energy Planning Database | [14 empty] | 4.74 | NO-ESTIMATION | NO-ESTIMATION | NO-ESTIMATION | NO-ESTIMATION | CAPACITY-FACTOR-V1
GBR | United Kingdom | Warren Quarry Landfill Gas Scheme |  | GBR0000534 | 1.9 | 52.5978 | -1.2086 | Waste |  |  |  |  | Warren Energy Ltd | UK Renewable Energy Planning Database | https://www.gov.uk/government/collections/renewable-energy-planning-data | UK Renewable Energy Planning Database | [14 empty] | 1.84 | NO-ESTIMATION | NO-ESTIMATION | NO-ESTIMATION | NO-ESTIMATION | CAPACITY-FACTOR-V1
GBR | United Kingdom | Dogsthorpe South Landfill Site |  | GBR0000525 | 1.9 | 52.6015 | -0.2222 | Waste |  |  |  |  | Waste Recycling Group | UK Renewable Energy Planning Database | https://www.gov.uk/government/collections/renewable-energy-planning-data | UK Renewable Energy Planning Database | 1028568 | [13 empty] | 1.84 | NO-ESTIMATION | NO-ESTIMATION | NO-ESTIMATION | NO-ESTIMATION | CAPACITY-FACTOR-V1
GBR | United Kingdom | Wilnecote Landfill Site |  | GBR0000718 | 1 | 52.6019 | -1.6840 | Waste |  |  |  |  | Biffa | UK Renewable Energy Planning Database | https://www.gov.uk/government/collections/renewable-energy-planning-data | UK Renewable Energy Planning Database | [14 empty] | 0.96 | SOLAR-V1-NO-AGE | SOLAR-V1-NO-AGE | SOLAR-V1-NO-AGE | SOLAR-V1-NO-AGE | SOLAR-V1-NO-AGE
GBR | United Kingdom | Dogsthorpe South Landfill Site 2 |  | GBR0000638 | 1.4 | 52.6020 | -0.2214 | Waste |  |  |  |  | Shanks Group | UK Renewable Energy Planning Database | https://www.gov.uk/government/collections/renewable-energy-planning-data | UK Renewable Energy Planning Database | [14 empty] | 1.35 | NO-ESTIMATION | NO-ESTIMATION | NO-ESTIMATION | NO-ESTIMATION | CAPACITY-FACTOR-V1
GBR | United Kingdom | Highfields South Landfill Gas |  | GBR0000628 | 1 | 52.6234 | -1.9363 | Waste |  |  |  |  | Npower | UK Renewable Energy Planning Database | https://www.gov.uk/government/collections/renewable-energy-planning-data | UK Renewable Energy Planning Database | [14 empty] | 0.96 | SOLAR-V1-NO-AGE | SOLAR-V1-NO-AGE | SOLAR-V1-NO-AGE | SOLAR-V1-NO-AGE | SOLAR-V1-NO-AGE
GBR | United Kingdom | Costessey Landfill Gas Project 2 |  | GBR0000733 | 2 | 52.6514 | 1.1940 | Waste |  |  |  |  | Combined Landfill Projects (CLP) | UK Renewable Energy Planning Database | https://www.gov.uk/government/collections/renewable-energy-planning-data | UK Renewable Energy Planning Database | [14 empty] | 1.93 | HYDRO-V1 | HYDRO-V1 | HYDRO-V1 | HYDRO-V1 | HYDRO-V1
GBR | United Kingdom | Candles/Coalmoor Landfill |  | GBR0000557 | 2.9 | 52.6660 | -2.4997 | Waste |  |  |  |  | ONYX LANDFILL LTD | UK Renewable Energy Planning Database | https://www.gov.uk/government/collections/renewable-energy-planning-data | UK Renewable Energy Planning Database | [14 empty] | 2.8 | NO-ESTIMATION | NO-ESTIMATION | NO-ESTIMATION | NO-ESTIMATION | CAPACITY-FACTOR-V1
GBR | United Kingdom | Betton Abbots |  | GBR0000701 | 1.3 | 52.6702 | -2.7201 | Waste |  |  |  |  | SITA UK / Natural Power | UK Renewable Energy Planning Database | https://www.gov.uk/government/collections/renewable-energy-planning-data | UK Renewable Energy Planning Database | [14 empty] | 1.25 | HYDRO-V1 | HYDRO-V1 | HYDRO-V1 | HYDRO-V1 | HYDRO-V1
GBR | United Kingdom | Bradgate Quarry Landfill Gas Scheme |  | GBR0000531 | 2.5 | 52.6727 | -1.2428 | Waste |  |  |  |  | Waste Recycling Group | UK Renewable Energy Planning Database | https://www.gov.uk/government/collections/renewable-energy-planning-data | UK Renewable Energy Planning Database | 1044644 | [13 empty] | 2.42 | SOLAR-V1-NO-AGE | SOLAR-V1-NO-AGE | SOLAR-V1-NO-AGE | SOLAR-V1-NO-AGE | SOLAR-V1-NO-AGE
GBR | United Kingdom | Four Ashes EfW |  | GBR0000911 | 23 | 52.6740 | -2.1177 | Waste |  |  |  |  | Veolia | UK Renewable Energy Planning Database | https://www.gov.uk/government/collections/renewable-energy-planning-data | UK Renewable Energy Planning Database | [14 empty] | 22.27 | HYDRO-V1 | HYDRO-V1 | HYDRO-V1 | HYDRO-V1 | HYDRO-V1
GBR | United Kingdom | Attlebridge Landfill Site |  | GBR0000509 | 1.3 | 52.6999 | 1.1776 | Waste |  |  |  |  | Renewable Power Generation Ltd | UK Renewable Energy Planning Database | https://www.gov.uk/government/collections/renewable-energy-planning-data | UK Renewable Energy Planning Database | 1039922 | [13 empty] | 1.25 | NO-ESTIMATION | NO-ESTIMATION | NO-ESTIMATION | NO-ESTIMATION | CAPACITY-FACTOR-V1
GBR | United Kingdom | Blackborough End Landfill Site |  | GBR0000729 | 1.5 | 52.7032 | 0.4732 | Waste |  |  |  |  | Combined Landfill Projects (CLP) | UK Renewable Energy Planning Database | https://www.gov.uk/government/collections/renewable-energy-planning-data | UK Renewable Energy Planning Database | [14 empty] | 1.45 | SOLAR-V1-NO-AGE | SOLAR-V1-NO-AGE | SOLAR-V1-NO-AGE | SOLAR-V1-NO-AGE | SOLAR-V1-NO-AGE
GBR | United Kingdom | Granville Landfill Site |  | GBR0000562 | 1.4 | 52.7050 | -2.4084 | Waste |  |  |  |  | Biogas Technology Ltd/Natural Power | UK Renewable Energy Planning Database | https://www.gov.uk/government/collections/renewable-energy-planning-data | UK Renewable Energy Planning Database | 1049070 | [13 empty] | 1.35 | SOLAR-V1-NO-AGE | SOLAR-V1-NO-AGE | SOLAR-V1-NO-AGE | SOLAR-V1-NO-AGE | SOLAR-V1-NO-AGE
GBR | United Kingdom | Folly Lane |  | GBR0000785 | 1 | 52.7227 | 0.9224 | Waste |  |  |  |  | Combined Landfill Projects (CLP Envirogas) | UK Renewable Energy Planning Database | https://www.gov.uk/government/collections/renewable-energy-planning-data | UK Renewable Energy Planning Database | [14 empty] | 0.96 | SOLAR-V1-NO-AGE | SOLAR-V1-NO-AGE | SOLAR-V1-NO-AGE | SOLAR-V1-NO-AGE | SOLAR-V1-NO-AGE
GBR | United Kingdom | Mountsorrel Landfill Site |  | GBR0000749 | 1.6 | 52.7296 | -1.1559 | Waste |  |  |  |  | Redland Aggregates Ltd / Combined Landfill Projects (CLP) | UK Renewable Energy Planning Database | https://www.gov.uk/government/collections/renewable-energy-planning-data | UK Renewable Energy Planning Database | 1034563 | [13 empty] | 1.54 | NO-ESTIMATION | NO-ESTIMATION | NO-ESTIMATION | NO-ESTIMATION | CAPACITY-FACTOR-V1
GBR | United Kingdom | Mayton Wood Landfill Site |  | GBR0000728 | 1.5 | 52.7381 | 1.3256 | Waste |  |  |  |  | Combined Landfill Projects (CLP) | UK Renewable Energy Planning Database | https://www.gov.uk/government/collections/renewable-energy-planning-data | UK Renewable Energy Planning Database | [14 empty] | 1.45 | NO-ESTIMATION | NO-ESTIMATION | NO-ESTIMATION | NO-ESTIMATION | CAPACITY-FACTOR-V1
GBR | United Kingdom | Battlefield EfW |  | GBR0000910 | 8 | 52.7426 | -2.7272 | Waste |  |  |  |  | Veolia | UK Renewable Energy Planning Database | https://www.gov.uk/government/collections/renewable-energy-planning-data | UK Renewable Energy Planning Database | 1102895 | [13 empty] | 7.74 | NO-ESTIMATION | NO-ESTIMATION | NO-ESTIMATION | NO-ESTIMATION | CAPACITY-FACTOR-V1
GBR | United Kingdom | Lount/Smoile |  | GBR0000712 | 1.1 | 52.7646 | -1.4353 | Waste |  |  |  |  | SITA UK | UK Renewable Energy Planning Database | https://www.gov.uk/government/collections/renewable-energy-planning-data | UK Renewable Energy Planning Database | [14 empty] | 1.06 | SOLAR-V1-NO-AGE | SOLAR-V1-NO-AGE | SOLAR-V1-NO-AGE | SOLAR-V1-NO-AGE | SOLAR-V1-NO-AGE
GBR | United Kingdom | Bretby Power |  | GBR0000742 | 1.6 | 52.7867 | -1.5848 | Waste |  |  |  |  | Natural Power | UK Renewable Energy Planning Database | https://www.gov.uk/government/collections/renewable-energy-planning-data | UK Renewable Energy Planning Database | [14 empty] | 1.54 | NO-ESTIMATION | NO-ESTIMATION | NO-ESTIMATION | NO-ESTIMATION | CAPACITY-FACTOR-V1
GBR | United Kingdom | Colsterworth Landfill Gas Project |  | GBR0000530 | 2.6 | 52.8087 | -0.6589 | Waste |  |  |  |  | Colsterworth Energy Ltd | UK Renewable Energy Planning Database | https://www.gov.uk/government/collections/renewable-energy-planning-data | UK Renewable Energy Planning Database | 1051874 | [13 empty] | 2.51 | NO-ESTIMATION | NO-ESTIMATION | NO-ESTIMATION | NO-ESTIMATION | CAPACITY-FACTOR-V1
GBR | United Kingdom | Meece Landfill |  | GBR0000561 | 1.3 | 52.9023 | -2.2185 | Waste |  |  |  |  | THOMAS GRAVESON LTD | UK Renewable Energy Planning Database | https://www.gov.uk/government/collections/renewable-energy-planning-data | UK Renewable Energy Planning Database | [14 empty] | 1.25 | NO-ESTIMATION | NO-ESTIMATION | NO-ESTIMATION | NO-ESTIMATION | CAPACITY-FACTOR-V1
GBR | United Kingdom | Eastcroft EfW (Lines 1 & 2) |  | GBR0005780 | 9 | 52.9461 | -1.1353 | Waste |  |  |  |  | FCC Environment | UK Renewable Energy Planning Database | https://www.gov.uk/government/collections/renewable-energy-planning-data | UK Renewable Energy Planning Database | [14 empty] | 8.71 | NO-ESTIMATION | NO-ESTIMATION | NO-ESTIMATION | NO-ESTIMATION | CAPACITY-FACTOR-V1
GBR | United Kingdom | Boston Landfill Scheme |  | GBR0000752 | 1.3 | 52.9522 | 0.0050 | Waste |  |  |  |  | Renewable Power Systems | UK Renewable Energy Planning Database | https://www.gov.uk/government/collections/renewable-energy-planning-data | UK Renewable Energy Planning Database | 1047398 | [13 empty] | 1.25 | NO-ESTIMATION | NO-ESTIMATION | NO-ESTIMATION | NO-ESTIMATION | CAPACITY-FACTOR-V1
GBR | United Kingdom | Pen y Bont |  | GBR0000543 | 2.3 | 52.9671 | -3.0556 | Waste |  |  |  |  | Waste Recycling Group | UK Renewable Energy Planning Database | https://www.gov.uk/government/collections/renewable-energy-planning-data | UK Renewable Energy Planning Database | [14 empty] | 2.22 | SOLAR-V1-NO-AGE | SOLAR-V1-NO-AGE | SOLAR-V1-NO-AGE | SOLAR-V1-NO-AGE | SOLAR-V1-NO-AGE
GBR | United Kingdom | Stoke-on-Trent EfW |  | GBR0000815 | 14.2 | 52.9887 | -2.1832 | Waste |  |  |  |  | MES Environmental (CNIM Group) | UK Renewable Energy Planning Database | https://www.gov.uk/government/collections/renewable-energy-planning-data | UK Renewable Energy Planning Database | [14 empty] | 13.75 | NO-ESTIMATION | NO-ESTIMATION | NO-ESTIMATION | NO-ESTIMATION | CAPACITY-FACTOR-V1
GBR | United Kingdom | Ruabon |  | GBR0000544 | 2.1 | 52.9977 | -3.0444 | Waste |  |  |  |  | Waste Recycling Group | UK Renewable Energy Planning Database | https://www.gov.uk/government/collections/renewable-energy-planning-data | UK Renewable Energy Planning Database | 1053316 | [13 empty] | 2.03 | HYDRO-V1 | HYDRO-V1 | HYDRO-V1 | HYDRO-V1 | HYDRO-V1
GBR | United Kingdom | Dorket Head |  | GBR0000798 | 2.8 | 53.0215 | -1.1144 | Waste |  |  |  |  | Waste Recycling Group | UK Renewable Energy Planning Database | https://www.gov.uk/government/collections/renewable-energy-planning-data | UK Renewable Energy Planning Database | [14 empty] | 2.71 | HYDRO-V1 | HYDRO-V1 | HYDRO-V1 | HYDRO-V1 | HYDRO-V1
GBR | United Kingdom | Burntstump Landfill Scheme |  | GBR0000532 | 1.8 | 53.0441 | -1.1289 | Waste |  |  |  |  | Waste Recycling Group | UK Renewable Energy Planning Database | https://www.gov.uk/government/collections/renewable-energy-planning-data | UK Renewable Energy Planning Database | [14 empty] | 1.74 | SOLAR-V1-NO-AGE | SOLAR-V1-NO-AGE | SOLAR-V1-NO-AGE | SOLAR-V1-NO-AGE | SOLAR-V1-NO-AGE
GBR | United Kingdom | Maw Green Landfill Site |  | GBR0000545 | 1.6 | 53.1139 | -2.4228 | Waste |  |  |  |  | Waste Recycling Group | UK Renewable Energy Planning Database | https://www.gov.uk/government/collections/renewable-energy-planning-data | UK Renewable Energy Planning Database | 1041739 | [13 empty] | 1.54 | NO-ESTIMATION | NO-ESTIMATION | NO-ESTIMATION | NO-ESTIMATION | CAPACITY-FACTOR-V1
GBR | United Kingdom | Maw Green Landfill Site Cheshire (Extension) |  | GBR0000658 | 2 | 53.1139 | -2.4228 | Waste |  |  |  |  | Waste Recycling Group | UK Renewable Energy Planning Database | https://www.gov.uk/government/collections/renewable-energy-planning-data | UK Renewable Energy Planning Database | 1041739 | [13 empty] | 1.93 | NO-ESTIMATION | NO-ESTIMATION | NO-ESTIMATION | NO-ESTIMATION | CAPACITY-FACTOR-V1
GBR | United Kingdom | Sutton Landfill Site |  | GBR0000661 | 3 | 53.1259 | -1.2819 | Waste |  |  |  |  | Waste Notts Ltd 3 Sidings Court White Rose Way Doncaster | UK Renewable Energy Planning Database | https://www.gov.uk/government/collections/renewable-energy-planning-data | UK Renewable Energy Planning Database | [14 empty] | 2.9 | NO-ESTIMATION | NO-ESTIMATION | NO-ESTIMATION | NO-ESTIMATION | CAPACITY-FACTOR-V1
GBR | United Kingdom | Glapwell Power |  | GBR0000541 | 2 | 53.1963 | -1.3099 | Waste |  |  |  |  | NOVERA | UK Renewable Energy Planning Database | https://www.gov.uk/government/collections/renewable-energy-planning-data | UK Renewable Energy Planning Database | [14 empty] | 1.93 | NO-ESTIMATION | NO-ESTIMATION | NO-ESTIMATION | NO-ESTIMATION | CAPACITY-FACTOR-V1
GBR | United Kingdom | Lincoln Landfill Scheme |  | GBR0000741 | 2 | 53.1974 | -0.6093 | Waste |  |  |  |  | Natural Power | UK Renewable Energy Planning Database | https://www.gov.uk/government/collections/renewable-energy-planning-data | UK Renewable Energy Planning Database | [14 empty] | 1.93 | HYDRO-V1 | HYDRO-V1 | HYDRO-V1 | HYDRO-V1 | HYDRO-V1
GBR | United Kingdom | Lincoln EFW |  | GBR0000924 | 16.4 | 53.1992 | -0.6071 | Waste |  |  |  |  | Lincolnshire County Council | UK Renewable Energy Planning Database | https://www.gov.uk/government/collections/renewable-energy-planning-data | UK Renewable Energy Planning Database | [14 empty] | 15.88 | SOLAR-V1-NO-AGE | SOLAR-V1-NO-AGE | SOLAR-V1-NO-AGE | SOLAR-V1-NO-AGE | SOLAR-V1-NO-AGE
GBR | United Kingdom | Glapwell |  | GBR0000529 | 1.2 | 53.1999 | -1.3099 | Waste |  |  |  |  | Yorkshire Environmental Solutions / Waste Recycling Group | UK Renewable Energy Planning Database | https://www.gov.uk/government/collections/renewable-energy-planning-data | UK Renewable Energy Planning Database | 1052861 | [13 empty] | 1.16 | SOLAR-V1-NO-AGE | SOLAR-V1-NO-AGE | SOLAR-V1-NO-AGE | SOLAR-V1-NO-AGE | SOLAR-V1-NO-AGE
GBR | United Kingdom | Parc Adfer EfW |  | GBR2001021 | 16 | 53.2368 | -3.0343 | Waste |  |  |  |  | Wheelabrator | UK Renewable Energy Planning Database | https://www.gov.uk/government/collections/renewable-energy-planning-data | UK Renewable Energy Planning Database | [14 empty] | 15.49 | SOLAR-V1-NO-AGE | SOLAR-V1-NO-AGE | SOLAR-V1-NO-AGE | SOLAR-V1-NO-AGE | SOLAR-V1-NO-AGE
GBR | United Kingdom | Gowy Landfill Site |  | GBR0000546 | 1.6 | 53.2376 | -2.8315 | Waste |  |  |  |  | Waste Recycling Group | UK Renewable Energy Planning Database | https://www.gov.uk/government/collections/renewable-energy-planning-data | UK Renewable Energy Planning Database | [14 empty] | 1.54 | SOLAR-V1-NO-AGE | SOLAR-V1-NO-AGE | SOLAR-V1-NO-AGE | SOLAR-V1-NO-AGE | SOLAR-V1-NO-AGE
GBR | United Kingdom | Gowy Landfill Site Cheshire (Extension) |  | GBR0000659 | 6 | 53.2376 | -2.8315 | Waste |  |  |  |  | Waste Recycling Group | UK Renewable Energy Planning Database | https://www.gov.uk/government/collections/renewable-energy-planning-data | UK Renewable Energy Planning Database | [14 empty] | 5.81 | SOLAR-V1-NO-AGE | SOLAR-V1-NO-AGE | SOLAR-V1-NO-AGE | SOLAR-V1-NO-AGE | SOLAR-V1-NO-AGE
GBR | United Kingdom | Danes Moss Landfill Site |  | GBR0000570 | 1.6 | 53.2404 | -2.1453 | Waste |  |  |  |  | Waste Recycling Group | UK Renewable Energy Planning Database | https://www.gov.uk/government/collections/renewable-energy-planning-data | UK Renewable Energy Planning Database | 1041732 | [13 empty] | 1.54 | SOLAR-V1-NO-AGE | SOLAR-V1-NO-AGE | SOLAR-V1-NO-AGE | SOLAR-V1-NO-AGE | SOLAR-V1-NO-AGE
GBR | United Kingdom | Danes Moss Landfill Site (Extension) |  | GBR0000641 | 2 | 53.2404 | -2.1453 | Waste |  |  |  |  | Waste Recycling Group / NOVERA / Amber | UK Renewable Energy Planning Database | https://www.gov.uk/government/collections/renewable-energy-planning-data | UK Renewable Energy Planning Database | 1041732 | [13 empty] | 1.93 | SOLAR-V1-NO-AGE | SOLAR-V1-NO-AGE | SOLAR-V1-NO-AGE | SOLAR-V1-NO-AGE | SOLAR-V1-NO-AGE
GBR | United Kingdom | Staveley Power |  | GBR0000765 | 2.1 | 53.2739 | -1.3612 | Waste |  |  |  |  | Waste Recycling Group | UK Renewable Energy Planning Database | https://www.gov.uk/government/collections/renewable-energy-planning-data | UK Renewable Energy Planning Database | [14 empty] | 2.03 | NO-ESTIMATION | NO-ESTIMATION | NO-ESTIMATION | NO-ESTIMATION | CAPACITY-FACTOR-V1
GBR | United Kingdom | Llandulas Landfill Scheme |  | GBR0000552 | 2.9 | 53.2922 | -3.6367 | Waste |  |  |  |  | Waste Recycling Group | UK Renewable Energy Planning Database | https://www.gov.uk/government/collections/renewable-energy-planning-data | UK Renewable Energy Planning Database | 1048019 | [13 empty] | 2.8 | NO-ESTIMATION | NO-ESTIMATION | NO-ESTIMATION | NO-ESTIMATION | CAPACITY-FACTOR-V1
GBR | United Kingdom | Runcorn EfW |  | GBR0000932 | 81 | 53.3257 | -2.7524 | Waste |  |  |  |  | INEOS Chlor / Viridor-Laing | UK Renewable Energy Planning Database | https://www.gov.uk/government/collections/renewable-energy-planning-data | UK Renewable Energy Planning Database | 1067292 | [13 empty] | 78.44 | SOLAR-V1-NO-AGE | SOLAR-V1-NO-AGE | SOLAR-V1-NO-AGE | SOLAR-V1-NO-AGE | SOLAR-V1-NO-AGE
GBR | United Kingdom | Bromborough Dock |  | GBR0000657 | 3.7 | 53.3480 | -2.9806 | Waste |  |  |  |  | Biffa | UK Renewable Energy Planning Database | https://www.gov.uk/government/collections/renewable-energy-planning-data | UK Renewable Energy Planning Database | [14 empty] | 3.58 | NO-ESTIMATION | NO-ESTIMATION | NO-ESTIMATION | NO-ESTIMATION | CAPACITY-FACTOR-V1
GBR | United Kingdom | Bromborough Dock Landfill Scheme |  | GBR0000550 | 3 | 53.3561 | -2.9796 | Waste |  |  |  |  | Biffa | UK Renewable Energy Planning Database | https://www.gov.uk/government/collections/renewable-energy-planning-data | UK Renewable Energy Planning Database | 1049075 | [13 empty] | 2.9 | SOLAR-V1-NO-AGE | SOLAR-V1-NO-AGE | SOLAR-V1-NO-AGE | SOLAR-V1-NO-AGE | SOLAR-V1-NO-AGE
GBR | United Kingdom | Arden Quarry Landfill |  | GBR0000783 | 3.1 | 53.3718 | -1.9681 | Waste |  |  |  |  | Natural Power | UK Renewable Energy Planning Database | https://www.gov.uk/government/collections/renewable-energy-planning-data | UK Renewable Energy Planning Database | 1049493 | [13 empty] | 3 | SOLAR-V1-NO-AGE | SOLAR-V1-NO-AGE | SOLAR-V1-NO-AGE | SOLAR-V1-NO-AGE | SOLAR-V1-NO-AGE
GBR | United Kingdom | Arpley Landfill Scheme 'A' |  | GBR0000547 | 7.9 | 53.3718 | -2.6432 | Waste |  |  |  |  | NOVERA | UK Renewable Energy Planning Database | https://www.gov.uk/government/collections/renewable-energy-planning-data | UK Renewable Energy Planning Database | 1053941 | [13 empty] | 7.65 | SOLAR-V1-NO-AGE | SOLAR-V1-NO-AGE | SOLAR-V1-NO-AGE | SOLAR-V1-NO-AGE | SOLAR-V1-NO-AGE
GBR | United Kingdom | Arpley Landfill Scheme 'B' |  | GBR0000549 | 7.9 | 53.3718 | -2.6432 | Waste |  |  |  |  | NOVERA | UK Renewable Energy Planning Database | https://www.gov.uk/government/collections/renewable-energy-planning-data | UK Renewable Energy Planning Database | 1053941 | [13 empty] | 7.65 | SOLAR-V1-NO-AGE | SOLAR-V1-NO-AGE | SOLAR-V1-NO-AGE | SOLAR-V1-NO-AGE | SOLAR-V1-NO-AGE
GBR | United Kingdom | Sheffield ERF |  | GBR0000903 | 19.3 | 53.3867 | -1.4482 | Waste |  |  |  |  | Veolia | UK Renewable Energy Planning Database | https://www.gov.uk/government/collections/renewable-energy-planning-data | UK Renewable Energy Planning Database | 1056095 | [13 empty] | 18.69 | SOLAR-V1-NO-AGE | SOLAR-V1-NO-AGE | SOLAR-V1-NO-AGE | SOLAR-V1-NO-AGE | SOLAR-V1-NO-AGE
GBR | United Kingdom | Butchersfield Landfill Site |  | GBR0000577 | 3 | 53.3977 | -2.4842 | Waste |  |  |  |  | NORWEB Generation Limited | UK Renewable Energy Planning Database | https://www.gov.uk/government/collections/renewable-energy-planning-data | UK Renewable Energy Planning Database | 1024493 | [13 empty] | 2.9 | SOLAR-V1-NO-AGE | SOLAR-V1-NO-AGE | SOLAR-V1-NO-AGE | SOLAR-V1-NO-AGE | SOLAR-V1-NO-AGE
GBR | United Kingdom | Parkwood Landfill Scheme |  | GBR0000616 | 1.2 | 53.4039 | -1.4795 | Waste |  |  |  |  | Coal Products Ltd Energy | UK Renewable Energy Planning Database | https://www.gov.uk/government/collections/renewable-energy-planning-data | UK Renewable Energy Planning Database | [14 empty] | 1.16 | NO-ESTIMATION | NO-ESTIMATION | NO-ESTIMATION | NO-ESTIMATION | CAPACITY-FACTOR-V1
GBR | United Kingdom | Bidston Moss Landfill Scheme |  | GBR0000551 | 2.3 | 53.4101 | -3.0756 | Waste |  |  |  |  | Bidston Methane Ltd | UK Renewable Energy Planning Database | https://www.gov.uk/government/collections/renewable-energy-planning-data | UK Renewable Energy Planning Database | 1041728 | [13 empty] | 2.22 | HYDRO-V1 | HYDRO-V1 | HYDRO-V1 | HYDRO-V1 | HYDRO-V1
GBR | United Kingdom | Meadow Hall Power |  | GBR0000772 | 1.1 | 53.4260 | -1.4070 | Waste |  |  |  |  | Waste Recycling Group | UK Renewable Energy Planning Database | https://www.gov.uk/government/collections/renewable-energy-planning-data | UK Renewable Energy Planning Database | [14 empty] | 1.06 | HYDRO-V1 | HYDRO-V1 | HYDRO-V1 | HYDRO-V1 | HYDRO-V1
GBR | United Kingdom | Risley Sets 13 & 14 |  | GBR0000673 | 2.1 | 53.4354 | -2.5057 | Waste |  |  |  |  | Biffa | UK Renewable Energy Planning Database | https://www.gov.uk/government/collections/renewable-energy-planning-data | UK Renewable Energy Planning Database | [14 empty] | 2.03 | HYDRO-V1 | HYDRO-V1 | HYDRO-V1 | HYDRO-V1 | HYDRO-V1
GBR | United Kingdom | Risley '4' Landfill Scheme |  | GBR0000572 | 5.9 | 53.4372 | -2.5057 | Waste |  |  |  |  | Biffa | UK Renewable Energy Planning Database | https://www.gov.uk/government/collections/renewable-energy-planning-data | UK Renewable Energy Planning Database | 1041746 | [13 empty] | 5.71 | NO-ESTIMATION | NO-ESTIMATION | NO-ESTIMATION | NO-ESTIMATION | CAPACITY-FACTOR-V1
GBR | United Kingdom | Risley |  | GBR0000778 | 2 | 53.4376 | -2.5024 | Waste |  |  |  |  | Biffa | UK Renewable Energy Planning Database | https://www.gov.uk/government/collections/renewable-energy-planning-data | UK Renewable Energy Planning Database | [14 empty] | 1.93 | SOLAR-V1-NO-AGE | SOLAR-V1-NO-AGE | SOLAR-V1-NO-AGE | SOLAR-V1-NO-AGE | SOLAR-V1-NO-AGE
GBR | United Kingdom | Ardwick Railway Goods Yard Incinerator (Newhaven EFW Plant) |  | GBR0000897 | 33.5 | 53.4740 | -2.2079 | Waste |  |  |  |  | Associated Energy Projects plc | UK Renewable Energy Planning Database | https://www.gov.uk/government/collections/renewable-energy-planning-data | UK Renewable Energy Planning Database | 1076355 | [13 empty] | 32.44 | SOLAR-V1-NO-AGE | SOLAR-V1-NO-AGE | SOLAR-V1-NO-AGE | SOLAR-V1-NO-AGE | SOLAR-V1-NO-AGE
GBR | United Kingdom | Whitehead Landfill |  | GBR0000795 | 5.3 | 53.4918 | -2.4491 | Waste |  |  |  |  | Biridor Limited | UK Renewable Energy Planning Database | https://www.gov.uk/government/collections/renewable-energy-planning-data | UK Renewable Energy Planning Database | [14 empty] | 5.13 | NO-ESTIMATION | NO-ESTIMATION | NO-ESTIMATION | NO-ESTIMATION | CAPACITY-FACTOR-V1
GBR | United Kingdom | Billinge Hill Quarry Landfill Scheme |  | GBR0000573 | 1 | 53.5062 | -2.7176 | Waste |  |  |  |  | Bidston Methane Ltd. | UK Renewable Energy Planning Database | https://www.gov.uk/government/collections/renewable-energy-planning-data | UK Renewable Energy Planning Database | [14 empty] | 0.96 | SOLAR-V1-NO-AGE | SOLAR-V1-NO-AGE | SOLAR-V1-NO-AGE | SOLAR-V1-NO-AGE | SOLAR-V1-NO-AGE
GBR | United Kingdom | Holiday Moss Gas to Energy II |  | GBR0000553 | 1.4 | 53.5122 | -2.7705 | Waste |  |  |  |  | Biffa | UK Renewable Energy Planning Database | https://www.gov.uk/government/collections/renewable-energy-planning-data | UK Renewable Energy Planning Database | [14 empty] | 1.35 | HYDRO-V1 | HYDRO-V1 | HYDRO-V1 | HYDRO-V1 | HYDRO-V1
GBR | United Kingdom | Holiday Moss Landfill Gas Scheme |  | GBR0000548 | 2.9 | 53.5122 | -2.7705 | Waste |  |  |  |  | Biffa | UK Renewable Energy Planning Database | https://www.gov.uk/government/collections/renewable-energy-planning-data | UK Renewable Energy Planning Database | 1032313 | [13 empty] | 2.8 | NO-ESTIMATION | NO-ESTIMATION | NO-ESTIMATION | NO-ESTIMATION | CAPACITY-FACTOR-V1
GBR | United Kingdom | Clifton Hall |  | GBR0000647 | 1 | 53.5207 | -2.3146 | Waste |  |  |  |  | Biffa | UK Renewable Energy Planning Database | https://www.gov.uk/government/collections/renewable-energy-planning-data | UK Renewable Energy Planning Database | [14 empty] | 0.96 | SOLAR-V1-NO-AGE | SOLAR-V1-NO-AGE | SOLAR-V1-NO-AGE | SOLAR-V1-NO-AGE | SOLAR-V1-NO-AGE
GBR | United Kingdom | Kirkless Power |  | GBR0000792 | 2.1 | 53.5474 | -2.5901 | Waste |  |  |  |  | FCC Environment | UK Renewable Energy Planning Database | https://www.gov.uk/government/collections/renewable-energy-planning-data | UK Renewable Energy Planning Database | [14 empty] | 2.03 | SOLAR-V1-NO-AGE | SOLAR-V1-NO-AGE | SOLAR-V1-NO-AGE | SOLAR-V1-NO-AGE | SOLAR-V1-NO-AGE
GBR | United Kingdom | Scouthead Power Plant |  | GBR0000709 | 2.9 | 53.5551 | -2.0392 | Waste |  |  |  |  | ONYX | UK Renewable Energy Planning Database | https://www.gov.uk/government/collections/renewable-energy-planning-data | UK Renewable Energy Planning Database | [14 empty] | 2.8 | SOLAR-V1-NO-AGE | SOLAR-V1-NO-AGE | SOLAR-V1-NO-AGE | SOLAR-V1-NO-AGE | SOLAR-V1-NO-AGE
GBR | United Kingdom | Bolton EfW |  | GBR0000898 | 8 | 53.5670 | -2.4076 | Waste |  |  |  |  | Viridor (GMWDA) | UK Renewable Energy Planning Database | https://www.gov.uk/government/collections/renewable-energy-planning-data | UK Renewable Energy Planning Database | 1048249 | [13 empty] | 7.74 | NO-ESTIMATION | NO-ESTIMATION | NO-ESTIMATION | NO-ESTIMATION | CAPACITY-FACTOR-V1
GBR | United Kingdom | Trackwork Limited (EfW) |  | GBR0000857 | 3 | 53.5779 | -1.0685 | Waste |  |  |  |  | Trackwork | UK Renewable Energy Planning Database | https://www.gov.uk/government/collections/renewable-energy-planning-data | UK Renewable Energy Planning Database | [14 empty] | 2.9 | NO-ESTIMATION | NO-ESTIMATION | NO-ESTIMATION | NO-ESTIMATION | CAPACITY-FACTOR-V1
GBR | United Kingdom | West Quarry |  | GBR0000696 | 4.5 | 53.5817 | -2.7235 | Waste | [5 empty] | UK Renewable Energy Planning Database | https://www.gov.uk/government/collections/renewable-energy-planning-data | UK Renewable Energy Planning Database | 1058323 | [13 empty] | 4.35 | SOLAR-V1-NO-AGE | SOLAR-V1-NO-AGE | SOLAR-V1-NO-AGE | SOLAR-V1-NO-AGE | SOLAR-V1-NO-AGE
GBR | United Kingdom | Pilsworth Quarry Landfill Scheme |  | GBR0000571 | 4.1 | 53.5836 | -2.2583 | Waste |  |  |  |  | Terry Adams Ltd | UK Renewable Energy Planning Database | https://www.gov.uk/government/collections/renewable-energy-planning-data | UK Renewable Energy Planning Database | 1048343 | [13 empty] | 3.97 | NO-ESTIMATION | NO-ESTIMATION | NO-ESTIMATION | NO-ESTIMATION | CAPACITY-FACTOR-V1
GBR | United Kingdom | Bootham Lane |  | GBR0000614 | 1.2 | 53.5861 | -1.0105 | Waste |  |  |  |  | Waste Recycling Group | UK Renewable Energy Planning Database | https://www.gov.uk/government/collections/renewable-energy-planning-data | UK Renewable Energy Planning Database | [14 empty] | 1.16 | NO-ESTIMATION | NO-ESTIMATION | NO-ESTIMATION | NO-ESTIMATION | CAPACITY-FACTOR-V1
GBR | United Kingdom | Bootham Lane Phase 2 |  | GBR0000630 | 1.4 | 53.5861 | -1.0105 | Waste |  |  |  |  | Waste Recycling Group | UK Renewable Energy Planning Database | https://www.gov.uk/government/collections/renewable-energy-planning-data | UK Renewable Energy Planning Database | [14 empty] | 1.35 | NO-ESTIMATION | NO-ESTIMATION | NO-ESTIMATION | NO-ESTIMATION | CAPACITY-FACTOR-V1
GBR | United Kingdom | Bootham Lane Landfill |  | GBR0000743 | 2.7 | 53.5897 | -1.0089 | Waste |  |  |  |  | Natural Power | UK Renewable Energy Planning Database | https://www.gov.uk/government/collections/renewable-energy-planning-data | UK Renewable Energy Planning Database | 1052864 | [13 empty] | 2.61 | NO-ESTIMATION | NO-ESTIMATION | NO-ESTIMATION | NO-ESTIMATION | CAPACITY-FACTOR-V1
GBR | United Kingdom | Skelbrooke Landfill Gas Project |  | GBR0000621 | 2.1 | 53.5994 | -1.2308 | Waste |  |  |  |  | DARRINGTON QUARRIES LTD | UK Renewable Energy Planning Database | https://www.gov.uk/government/collections/renewable-energy-planning-data | UK Renewable Energy Planning Database | 1051875 | [13 empty] | 2.03 | NO-ESTIMATION | NO-ESTIMATION | NO-ESTIMATION | NO-ESTIMATION | CAPACITY-FACTOR-V1
GBR | United Kingdom | Newlincs EfW |  | GBR0000850 | 3.2 | 53.6019 | -0.1638 | Waste |  |  |  |  | Newlincs Developments | UK Renewable Energy Planning Database | https://www.gov.uk/government/collections/renewable-energy-planning-data | UK Renewable Energy Planning Database | [14 empty] | 3.09 | SOLAR-V1-NO-AGE | SOLAR-V1-NO-AGE | SOLAR-V1-NO-AGE | SOLAR-V1-NO-AGE | SOLAR-V1-NO-AGE
GBR | United Kingdom | Rigby Landfill |  | GBR0000787 | 3 | 53.6098 | -2.6178 | Waste |  |  |  |  | FCC Environment | UK Renewable Energy Planning Database | https://www.gov.uk/government/collections/renewable-energy-planning-data | UK Renewable Energy Planning Database | [14 empty] | 2.9 | SOLAR-V1-NO-AGE | SOLAR-V1-NO-AGE | SOLAR-V1-NO-AGE | SOLAR-V1-NO-AGE | SOLAR-V1-NO-AGE
GBR | United Kingdom | Immingham |  | GBR0000620 | 2 | 53.6133 | -0.1860 | Waste |  |  |  |  | Waste Recycling Group | UK Renewable Energy Planning Database | https://www.gov.uk/government/collections/renewable-energy-planning-data | UK Renewable Energy Planning Database |  |  |  |  | 4856.812 |  | 6653.221 |  |  | JRC-PPDB-OPEN |  |  |  |  | 1.93 | SOLAR-V1-NO-AGE | SOLAR-V1-NO-AGE | SOLAR-V1-NO-AGE | SOLAR-V1-NO-AGE | SOLAR-V1-NO-AGE
GBR | United Kingdom | Immingham Landfill Scheme |  | GBR0000618 | 1 | 53.6133 | -0.1860 | Waste |  |  |  |  | Winerton Power Ltd | UK Renewable Energy Planning Database | https://www.gov.uk/government/collections/renewable-energy-planning-data | UK Renewable Energy Planning Database | 1046569 | [13 empty] | 0.96 | SOLAR-V1-NO-AGE | SOLAR-V1-NO-AGE | SOLAR-V1-NO-AGE | SOLAR-V1-NO-AGE | SOLAR-V1-NO-AGE
GBR | United Kingdom | Roxby Gas to Energy |  | GBR0000623 | 8.5 | 53.6416 | -0.6250 | Waste |  |  |  |  | Biffa | UK Renewable Energy Planning Database | https://www.gov.uk/government/collections/renewable-energy-planning-data | UK Renewable Energy Planning Database | [14 empty] | 8.23 | HYDRO-V1 | HYDRO-V1 | HYDRO-V1 | HYDRO-V1 | HYDRO-V1
GBR | United Kingdom | Vine Street EfW |  | GBR0000843 | 9.5 | 53.6565 | -1.7775 | Waste |  |  |  |  | SITA UK | UK Renewable Energy Planning Database | https://www.gov.uk/government/collections/renewable-energy-planning-data | UK Renewable Energy Planning Database | [14 empty] | 9.2 | NO-ESTIMATION | NO-ESTIMATION | NO-ESTIMATION | NO-ESTIMATION | CAPACITY-FACTOR-V1
GBR | United Kingdom | Winterton Landfill Site |  | GBR0000625 | 3.8 | 53.6694 | -0.6181 | Waste |  |  |  |  | Humberside Wastewise Ltd / Coal Products Limited | UK Renewable Energy Planning Database | https://www.gov.uk/government/collections/renewable-energy-planning-data | UK Renewable Energy Planning Database | 1013401 | [13 empty] | 3.68 | HYDRO-V1 | HYDRO-V1 | HYDRO-V1 | HYDRO-V1 | HYDRO-V1
GBR | United Kingdom | Ulnes Walton Energy |  | GBR0000707 | 1.3 | 53.6767 | -2.7675 | Waste |  |  |  |  | SITA UK | UK Renewable Energy Planning Database | https://www.gov.uk/government/collections/renewable-energy-planning-data | UK Renewable Energy Planning Database | [14 empty] | 1.25 | SOLAR-V1-NO-AGE | SOLAR-V1-NO-AGE | SOLAR-V1-NO-AGE | SOLAR-V1-NO-AGE | SOLAR-V1-NO-AGE
GBR | United Kingdom | Horncliffe Quarry |  | GBR0000745 | 1 | 53.6842 | -2.2947 | Waste |  |  |  |  | Natural Power | UK Renewable Energy Planning Database | https://www.gov.uk/government/collections/renewable-energy-planning-data | UK Renewable Energy Planning Database | [14 empty] | 0.96 | SOLAR-V1-NO-AGE | SOLAR-V1-NO-AGE | SOLAR-V1-NO-AGE | SOLAR-V1-NO-AGE | SOLAR-V1-NO-AGE
GBR | United Kingdom | Horncliffe Quarry (Extension) |  | GBR0000651 | 1 | 53.6842 | -2.2947 | Waste |  |  |  |  | Natural Power | UK Renewable Energy Planning Database | https://www.gov.uk/government/collections/renewable-energy-planning-data | UK Renewable Energy Planning Database | [14 empty] | 0.96 | SOLAR-V1-NO-AGE | SOLAR-V1-NO-AGE | SOLAR-V1-NO-AGE | SOLAR-V1-NO-AGE | SOLAR-V1-NO-AGE
GBR | United Kingdom | Rossendale Power |  | GBR0000637 | 1.6 | 53.6842 | -2.2947 | Waste | [5 empty] | UK Renewable Energy Planning Database | https://www.gov.uk/government/collections/renewable-energy-planning-data | UK Renewable Energy Planning Database | 1053357 | [13 empty] | 1.54 | SOLAR-V1-NO-AGE | SOLAR-V1-NO-AGE | SOLAR-V1-NO-AGE | SOLAR-V1-NO-AGE | SOLAR-V1-NO-AGE
GBR | United Kingdom | Withnell LFS |  | GBR0000635 | 2.3 | 53.7113 | -2.5486 | Waste | [5 empty] | UK Renewable Energy Planning Database | https://www.gov.uk/government/collections/renewable-energy-planning-data | UK Renewable Energy Planning Database | [14 empty] | 2.22 | SOLAR-V1-NO-AGE | SOLAR-V1-NO-AGE | SOLAR-V1-NO-AGE | SOLAR-V1-NO-AGE | SOLAR-V1-NO-AGE
GBR | United Kingdom | Soothills Landfill |  | GBR0000622 | 1 | 53.7180 | -1.5999 | Waste |  |  |  |  | ONYX LANDFILL LTD | UK Renewable Energy Planning Database | https://www.gov.uk/government/collections/renewable-energy-planning-data | UK Renewable Energy Planning Database | [14 empty] | 0.96 | SOLAR-V1-NO-AGE | SOLAR-V1-NO-AGE | SOLAR-V1-NO-AGE | SOLAR-V1-NO-AGE | SOLAR-V1-NO-AGE
GBR | United Kingdom | Deerplay Landfill Site |  | GBR0000576 | 2 | 53.7509 | -2.2199 | Waste |  |  |  |  | CAIRD ENVIRONMENTAL LTD | UK Renewable Energy Planning Database | https://www.gov.uk/government/collections/renewable-energy-planning-data | UK Renewable Energy Planning Database | [14 empty] | 1.93 | SOLAR-V1-NO-AGE | SOLAR-V1-NO-AGE | SOLAR-V1-NO-AGE | SOLAR-V1-NO-AGE | SOLAR-V1-NO-AGE
GBR | United Kingdom | Clifton Marsh Energy |  | GBR0000706 | 3.3 | 53.7520 | -2.8037 | Waste |  |  |  |  | SITA UK / Natural Power | UK Renewable Energy Planning Database | https://www.gov.uk/government/collections/renewable-energy-planning-data | UK Renewable Energy Planning Database | [14 empty] | 3.19 | SOLAR-V1-NO-AGE | SOLAR-V1-NO-AGE | SOLAR-V1-NO-AGE | SOLAR-V1-NO-AGE | SOLAR-V1-NO-AGE
GBR | United Kingdom | Whinney Hill Waste Disposal Site |  | GBR0000730 | 1.2 | 53.7685 | -2.3717 | Waste |  |  |  |  | Combined Landfill Projects (CLP) | UK Renewable Energy Planning Database | https://www.gov.uk/government/collections/renewable-energy-planning-data | UK Renewable Energy Planning Database | [14 empty] | 1.16 | SOLAR-V1-NO-AGE | SOLAR-V1-NO-AGE | SOLAR-V1-NO-AGE | SOLAR-V1-NO-AGE | SOLAR-V1-NO-AGE
GBR | United Kingdom | Whinney Hill II Energy |  | GBR0000574 | 1.8 | 53.7703 | -2.3656 | Waste |  |  |  |  | SITA UK | UK Renewable Energy Planning Database | https://www.gov.uk/government/collections/renewable-energy-planning-data | UK Renewable Energy Planning Database | [14 empty] | 1.74 | SOLAR-V1-NO-AGE | SOLAR-V1-NO-AGE | SOLAR-V1-NO-AGE | SOLAR-V1-NO-AGE | SOLAR-V1-NO-AGE
GBR | United Kingdom | Skelton Grange Landfill |  | GBR0000680 | 5.2 | 53.7705 | -1.4462 | Waste |  |  |  |  | Biffa | UK Renewable Energy Planning Database | https://www.gov.uk/government/collections/renewable-energy-planning-data | UK Renewable Energy Planning Database | [14 empty] | 5.03 | SOLAR-V1-NO-AGE | SOLAR-V1-NO-AGE | SOLAR-V1-NO-AGE | SOLAR-V1-NO-AGE | SOLAR-V1-NO-AGE
GBR | United Kingdom | Peckfield Quarry Landfill Scheme |  | GBR0000744 | 3.9 | 53.7825 | -1.3413 | Waste |  |  |  |  | Natural Power | UK Renewable Energy Planning Database | https://www.gov.uk/government/collections/renewable-energy-planning-data | UK Renewable Energy Planning Database | 1049493 | [13 empty] | 3.77 | SOLAR-V1-NO-AGE | SOLAR-V1-NO-AGE | SOLAR-V1-NO-AGE | SOLAR-V1-NO-AGE | SOLAR-V1-NO-AGE
GBR | United Kingdom | Cross Green ERF |  | GBR0000935 | 11.6 | 53.7882 | -1.5036 | Waste |  |  |  |  | Veolia | UK Renewable Energy Planning Database | https://www.gov.uk/government/collections/renewable-energy-planning-data | UK Renewable Energy Planning Database | 1094814 | [13 empty] | 11.23 | SOLAR-V1-NO-AGE | SOLAR-V1-NO-AGE | SOLAR-V1-NO-AGE | SOLAR-V1-NO-AGE | SOLAR-V1-NO-AGE
GBR | United Kingdom | Rowley |  | GBR0000634 | 1.9 | 53.7955 | -2.2215 | Waste | [5 empty] | UK Renewable Energy Planning Database | https://www.gov.uk/government/collections/renewable-energy-planning-data | UK Renewable Energy Planning Database | [14 empty] | 1.84 | SOLAR-V1-NO-AGE | SOLAR-V1-NO-AGE | SOLAR-V1-NO-AGE | SOLAR-V1-NO-AGE | SOLAR-V1-NO-AGE
GBR | United Kingdom | Queen's Park Road Energy |  | GBR0000731 | 1.8 | 53.7970 | -2.2278 | Waste |  |  |  |  | Combined Landfill Projects (CLP) | UK Renewable Energy Planning Database | https://www.gov.uk/government/collections/renewable-energy-planning-data | UK Renewable Energy Planning Database | [14 empty] | 1.74 | SOLAR-V1-NO-AGE | SOLAR-V1-NO-AGE | SOLAR-V1-NO-AGE | SOLAR-V1-NO-AGE | SOLAR-V1-NO-AGE
GBR | United Kingdom | Queens Park Energy |  | GBR0000627 | 1.9 | 53.7994 | -2.2196 | Waste | [5 empty] | UK Renewable Energy Planning Database | https://www.gov.uk/government/collections/renewable-energy-planning-data | UK Renewable Energy Planning Database | [14 empty] | 1.84 | SOLAR-V1-NO-AGE | SOLAR-V1-NO-AGE | SOLAR-V1-NO-AGE | SOLAR-V1-NO-AGE | SOLAR-V1-NO-AGE
GBR | United Kingdom | Gallymoor Landfill |  | GBR0000770 | 2.9 | 53.8459 | -0.7262 | Waste |  |  |  |  | FCC Environment | UK Renewable Energy Planning Database | https://www.gov.uk/government/collections/renewable-energy-planning-data | UK Renewable Energy Planning Database | [14 empty] | 2.8 | SOLAR-V1-NO-AGE | SOLAR-V1-NO-AGE | SOLAR-V1-NO-AGE | SOLAR-V1-NO-AGE | SOLAR-V1-NO-AGE
GBR | United Kingdom | Esholt WWTW |  | GBR0004695 | 3 | 53.8460 | -1.7114 | Waste |  |  |  |  | Yorkshire Water | UK Renewable Energy Planning Database | https://www.gov.uk/government/collections/renewable-energy-planning-data | UK Renewable Energy Planning Database | [14 empty] | 2.9 | HYDRO-V1 | HYDRO-V1 | HYDRO-V1 | HYDRO-V1 | HYDRO-V1
GBR | United Kingdom | Jameson Road |  | GBR0000708 | 4.3 | 53.9032 | -3.0167 | Waste |  |  |  |  | SITA UK | UK Renewable Energy Planning Database | https://www.gov.uk/government/collections/renewable-energy-planning-data | UK Renewable Energy Planning Database | [14 empty] | 4.16 | NO-ESTIMATION | NO-ESTIMATION | NO-ESTIMATION | NO-ESTIMATION | CAPACITY-FACTOR-V1
GBR | United Kingdom | Harewood Whin Landfill Site |  | GBR0000762 | 2.4 | 53.9576 | -1.1724 | Waste |  |  |  |  | Yorwaste /Biogas | UK Renewable Energy Planning Database | https://www.gov.uk/government/collections/renewable-energy-planning-data | UK Renewable Energy Planning Database | 1043919 | [13 empty] | 2.32 | HYDRO-V1 | HYDRO-V1 | HYDRO-V1 | HYDRO-V1 | HYDRO-V1
GBR | United Kingdom | Skibeden |  | GBR0000652 | 2 | 53.9705 | -1.9810 | Waste |  |  |  |  | Yorwaste | UK Renewable Energy Planning Database | https://www.gov.uk/government/collections/renewable-energy-planning-data | UK Renewable Energy Planning Database | [14 empty] | 1.93 | HYDRO-V1 | HYDRO-V1 | HYDRO-V1 | HYDRO-V1 | HYDRO-V1
GBR | United Kingdom | Allerton Waste Recovery Park (EfW) |  | GBR2001017 | 27 | 54.0326 | -1.3805 | Waste |  |  |  |  | AmeyCespa | UK Renewable Energy Planning Database | https://www.gov.uk/government/collections/renewable-energy-planning-data | UK Renewable Energy Planning Database | [14 empty] | 26.14 | SOLAR-V1-NO-AGE | SOLAR-V1-NO-AGE | SOLAR-V1-NO-AGE | SOLAR-V1-NO-AGE | SOLAR-V1-NO-AGE
GBR | United Kingdom | Lune Power |  | GBR0000636 | 2 | 54.0556 | -2.8340 | Waste | [5 empty] | UK Renewable Energy Planning Database | https://www.gov.uk/government/collections/renewable-energy-planning-data | UK Renewable Energy Planning Database | [14 empty] | 1.93 | SOLAR-V1-NO-AGE | SOLAR-V1-NO-AGE | SOLAR-V1-NO-AGE | SOLAR-V1-NO-AGE | SOLAR-V1-NO-AGE
GBR | United Kingdom | Salt Ayre |  | GBR0000748 | 4 | 54.0556 | -2.8340 | Waste |  |  |  |  | Natural Power / SITA UK | UK Renewable Energy Planning Database | https://www.gov.uk/government/collections/renewable-energy-planning-data | UK Renewable Energy Planning Database | [14 empty] | 3.87 | NO-ESTIMATION | NO-ESTIMATION | NO-ESTIMATION | NO-ESTIMATION | CAPACITY-FACTOR-V1
GBR | United Kingdom | Bennett Bank Landfill Site (lfg) |  | GBR0000698 | 2.2 | 54.1603 | -3.2037 | Waste |  |  |  |  | Waste Recycling Group | UK Renewable Energy Planning Database | https://www.gov.uk/government/collections/renewable-energy-planning-data | UK Renewable Energy Planning Database | [14 empty] | 2.13 | NO-ESTIMATION | NO-ESTIMATION | NO-ESTIMATION | NO-ESTIMATION | CAPACITY-FACTOR-V1
GBR | United Kingdom | Seamer Carr |  | GBR0000761 | 1.3 | 54.2269 | -0.4169 | Waste |  |  |  |  | Yorwaste | UK Renewable Energy Planning Database | https://www.gov.uk/government/collections/renewable-energy-planning-data | UK Renewable Energy Planning Database | 1053202 | [13 empty] | 1.25 | NO-ESTIMATION | NO-ESTIMATION | NO-ESTIMATION | NO-ESTIMATION | CAPACITY-FACTOR-V1
GBR | United Kingdom | Scorton |  | GBR0000803 | 1 | 54.3993 | -1.6087 | Waste |  |  |  |  | Yorwaste | UK Renewable Energy Planning Database | https://www.gov.uk/government/collections/renewable-energy-planning-data | UK Renewable Energy Planning Database | [14 empty] | 0.96 | NO-ESTIMATION | NO-ESTIMATION | NO-ESTIMATION | NO-ESTIMATION | CAPACITY-FACTOR-V1
GBR | United Kingdom | Wilton 11 EfW |  | GBR0000930 | 49 | 54.5674 | -1.0967 | Waste |  |  |  |  | SUEZ / Sembcorp UK | UK Renewable Energy Planning Database | https://www.gov.uk/government/collections/renewable-energy-planning-data | UK Renewable Energy Planning Database | [14 empty] | 47.45 | SOLAR-V1-NO-AGE | SOLAR-V1-NO-AGE | SOLAR-V1-NO-AGE | SOLAR-V1-NO-AGE | SOLAR-V1-NO-AGE
GBR | United Kingdom | Haverton Hill Incinerator |  | GBR0000817 | 20.1 | 54.5945 | -1.2602 | Waste |  |  |  |  | Cleveland Waste Management Ltd | UK Renewable Energy Planning Database | https://www.gov.uk/government/collections/renewable-energy-planning-data | UK Renewable Energy Planning Database | [14 empty] | 19.46 | NO-ESTIMATION | NO-ESTIMATION | NO-ESTIMATION | NO-ESTIMATION | CAPACITY-FACTOR-V1
GBR | United Kingdom | North East Energy Recovery Centre (adjacent to Teesside EfW) |  | GBR0000925 | 21 | 54.5969 | -1.2583 | Waste |  |  |  |  | SITA UK | UK Renewable Energy Planning Database | https://www.gov.uk/government/collections/renewable-energy-planning-data | UK Renewable Energy Planning Database | [14 empty] | 20.33 | HYDRO-V1 | HYDRO-V1 | HYDRO-V1 | HYDRO-V1 | HYDRO-V1
GBR | United Kingdom | Teesside EfW |  | GBR0004925 | 19.2 | 54.5969 | -1.2583 | Waste |  |  |  |  | SITA UK | UK Renewable Energy Planning Database | https://www.gov.uk/government/collections/renewable-energy-planning-data | UK Renewable Energy Planning Database | [14 empty] | 18.59 | HYDRO-V1 | HYDRO-V1 | HYDRO-V1 | HYDRO-V1 | HYDRO-V1
GBR | United Kingdom | Teesside EfW (extension) |  | GBR0004926 | 10 | 54.5969 | -1.2583 | Waste |  |  |  |  | SITA UK | UK Renewable Energy Planning Database | https://www.gov.uk/government/collections/renewable-energy-planning-data | UK Renewable Energy Planning Database | [14 empty] | 9.68 | NO-ESTIMATION | NO-ESTIMATION | NO-ESTIMATION | NO-ESTIMATION | CAPACITY-FACTOR-V1
GBR | United Kingdom | PG2 Bolam Power Generation |  | GBR0000564 | 1 | 54.6027 | -1.7059 | Waste |  |  |  |  | CLP | UK Renewable Energy Planning Database | https://www.gov.uk/government/collections/renewable-energy-planning-data | UK Renewable Energy Planning Database | [14 empty] | 0.96 | HYDRO-V1 | HYDRO-V1 | HYDRO-V1 | HYDRO-V1 | HYDRO-V1
GBR | United Kingdom | PG2 Bolam Power Generator (Extension) |  | GBR0000670 | 1.1 | 54.6027 | -1.7059 | Waste |  |  |  |  | CLP and Briagas | UK Renewable Energy Planning Database | https://www.gov.uk/government/collections/renewable-energy-planning-data | UK Renewable Energy Planning Database | [14 empty] | 1.06 | HYDRO-V1 | HYDRO-V1 | HYDRO-V1 | HYDRO-V1 | HYDRO-V1
GBR | United Kingdom | Distington Landfill |  | GBR0000568 | 1.8 | 54.6044 | -3.5109 | Waste |  |  |  |  | THOMAS GRAVESON LTD | UK Renewable Energy Planning Database | https://www.gov.uk/government/collections/renewable-energy-planning-data | UK Renewable Energy Planning Database | [14 empty] | 1.74 | HYDRO-V1 | HYDRO-V1 | HYDRO-V1 | HYDRO-V1 | HYDRO-V1
GBR | United Kingdom | Shearman Field |  | GBR0000569 | 1.9 | 54.6099 | -3.5080 | Waste |  |  |  |  | ALCO WASTE MANAGEMENT LTD | UK Renewable Energy Planning Database | https://www.gov.uk/government/collections/renewable-energy-planning-data | UK Renewable Energy Planning Database | 1049494 | [13 empty] | 1.84 | NO-ESTIMATION | NO-ESTIMATION | NO-ESTIMATION | NO-ESTIMATION | CAPACITY-FACTOR-V1
GBR | United Kingdom | Cottonmount Quarry |  | GBR0000684 | 3.2 | 54.6820 | -6.0171 | Waste |  |  |  |  | Biffa | UK Renewable Energy Planning Database | https://www.gov.uk/government/collections/renewable-energy-planning-data | UK Renewable Energy Planning Database | [14 empty] | 3.09 | NO-ESTIMATION | NO-ESTIMATION | NO-ESTIMATION | NO-ESTIMATION | CAPACITY-FACTOR-V1
GBR | United Kingdom | PG1-Coxhoe Waste Disposal Site |  | GBR0000563 | 3.8 | 54.7242 | -1.4923 | Waste |  |  |  |  | Durham County Waste Management Company | UK Renewable Energy Planning Database | https://www.gov.uk/government/collections/renewable-energy-planning-data | UK Renewable Energy Planning Database | [14 empty] | 3.68 | NO-ESTIMATION | NO-ESTIMATION | NO-ESTIMATION | NO-ESTIMATION | CAPACITY-FACTOR-V1
GBR | United Kingdom | Mark's Quarry |  | GBR0000649 | 1 | 54.8124 | -1.5114 | Waste |  |  |  |  | Ylem Energy | UK Renewable Energy Planning Database | https://www.gov.uk/government/collections/renewable-energy-planning-data | UK Renewable Energy Planning Database | [14 empty] | 0.96 | NO-ESTIMATION | NO-ESTIMATION | NO-ESTIMATION | NO-ESTIMATION | CAPACITY-FACTOR-V1
GBR | United Kingdom | Houghton-le-Spring Landfill Site |  | GBR0000681 | 3 | 54.8438 | -1.4515 | Waste |  |  |  |  | Biffa | UK Renewable Energy Planning Database | https://www.gov.uk/government/collections/renewable-energy-planning-data | UK Renewable Energy Planning Database | [14 empty] | 2.9 | HYDRO-V1 | HYDRO-V1 | HYDRO-V1 | HYDRO-V1 | HYDRO-V1
GBR | United Kingdom | Chapman's Well |  | GBR0000648 | 1 | 54.8518 | -1.7320 | Waste |  |  |  |  | Natural Power | UK Renewable Energy Planning Database | https://www.gov.uk/government/collections/renewable-energy-planning-data | UK Renewable Energy Planning Database | [14 empty] | 0.96 | NO-ESTIMATION | NO-ESTIMATION | NO-ESTIMATION | NO-ESTIMATION | CAPACITY-FACTOR-V1
GBR | United Kingdom | PG4 St Bedes Power Generation (Extension 2) |  | GBR0000663 | 1 | 54.8908 | -1.5853 | Waste |  |  |  |  | Natural Power | UK Renewable Energy Planning Database | https://www.gov.uk/government/collections/renewable-energy-planning-data | UK Renewable Energy Planning Database | [14 empty] | 0.96 | HYDRO-V1 | HYDRO-V1 | HYDRO-V1 | HYDRO-V1 | HYDRO-V1
GBR | United Kingdom | PG4 St Bedes Power Generation |  | GBR0000566 | 2 | 54.8908 | -1.5868 | Waste |  |  |  |  | DURHAM COUNTY WASTE MANAGEMENT LTD | UK Renewable Energy Planning Database | https://www.gov.uk/government/collections/renewable-energy-planning-data | UK Renewable Energy Planning Database | [14 empty] | 1.93 | HYDRO-V1 | HYDRO-V1 | HYDRO-V1 | HYDRO-V1 | HYDRO-V1
GBR | United Kingdom | PG4 St Bedes Power Generation (Extension) |  | GBR0000660 | 2 | 54.8908 | -1.5884 | Waste |  |  |  |  | DURHAM COUNTY WASTE MANAGEMENT LTD | UK Renewable Energy Planning Database | https://www.gov.uk/government/collections/renewable-energy-planning-data | UK Renewable Energy Planning Database | [14 empty] | 1.93 | HYDRO-V1 | HYDRO-V1 | HYDRO-V1 | HYDRO-V1 | HYDRO-V1
GBR | United Kingdom | Kibblesworth Landfill Site |  | GBR0000565 | 2.3 | 54.9026 | -1.6039 | Waste |  |  |  |  | SITA UK | UK Renewable Energy Planning Database | https://www.gov.uk/government/collections/renewable-energy-planning-data | UK Renewable Energy Planning Database | [14 empty] | 2.22 | HYDRO-V1 | HYDRO-V1 | HYDRO-V1 | HYDRO-V1 | HYDRO-V1
GBR | United Kingdom | Burnhills Landfill (L5) |  | GBR0000705 | 3.8 | 54.9560 | -1.7579 | Waste |  |  |  |  | SITA UK | UK Renewable Energy Planning Database | https://www.gov.uk/government/collections/renewable-energy-planning-data | UK Renewable Energy Planning Database | [14 empty] | 3.68 | NO-ESTIMATION | NO-ESTIMATION | NO-ESTIMATION | NO-ESTIMATION | CAPACITY-FACTOR-V1
GBR | United Kingdom | Burnhills Landfill Scheme (L4) |  | GBR0000702 | 1.5 | 54.9560 | -1.7579 | Waste |  |  |  |  | SITA UK | UK Renewable Energy Planning Database | https://www.gov.uk/government/collections/renewable-energy-planning-data | UK Renewable Energy Planning Database | [14 empty] | 1.45 | NO-ESTIMATION | NO-ESTIMATION | NO-ESTIMATION | NO-ESTIMATION | CAPACITY-FACTOR-V1
GBR | United Kingdom | Path Head |  | GBR0000674 | 1 | 54.9648 | -1.7281 | Waste |  |  |  |  | SITA UK | UK Renewable Energy Planning Database | https://www.gov.uk/government/collections/renewable-energy-planning-data | UK Renewable Energy Planning Database | [14 empty] | 0.96 | HYDRO-V1 | HYDRO-V1 | HYDRO-V1 | HYDRO-V1 | HYDRO-V1
GBR | United Kingdom | Howdon STW |  | GBR0002394 | 6 | 55.0074 | -1.4319 | Waste |  |  |  |  | Northumbrian Water | UK Renewable Energy Planning Database | https://www.gov.uk/government/collections/renewable-energy-planning-data | UK Renewable Energy Planning Database | [14 empty] | 5.81 | HYDRO-V1 | HYDRO-V1 | HYDRO-V1 | HYDRO-V1 | HYDRO-V1
GBR | United Kingdom | Seghill Village Waste Disposal Site phase 1 and 2 |  | GBR0000567 | 4.1 | 55.0623 | -1.5350 | Waste |  |  |  |  | Northumberland Waste Management / SITA UK | UK Renewable Energy Planning Database | https://www.gov.uk/government/collections/renewable-energy-planning-data | UK Renewable Energy Planning Database | [14 empty] | 3.97 | HYDRO-V1 | HYDRO-V1 | HYDRO-V1 | HYDRO-V1 | HYDRO-V1
GBR | United Kingdom | Brenkley Landfill |  | GBR0000704 | 1.9 | 55.0690 | -1.6743 | Waste |  |  |  |  | SITA UK / Natural Power | UK Renewable Energy Planning Database | https://www.gov.uk/government/collections/renewable-energy-planning-data | UK Renewable Energy Planning Database | [14 empty] | 1.84 | NO-ESTIMATION | NO-ESTIMATION | NO-ESTIMATION | NO-ESTIMATION | CAPACITY-FACTOR-V1
GBR | United Kingdom | Craigahulliar Landfill Gas |  | GBR0000773 | 1 | 55.1965 | -6.6106 | Waste |  |  |  |  | B9 Organic Energy and Craigahulliar Energy | UK Renewable Energy Planning Database | https://www.gov.uk/government/collections/renewable-energy-planning-data | UK Renewable Energy Planning Database | [14 empty] | 0.96 | HYDRO-V1 | HYDRO-V1 | HYDRO-V1 | HYDRO-V1 | HYDRO-V1
GBR | United Kingdom | Garlaff Landfill |  | GBR0000690 | 1.3 | 55.4297 | -4.3041 | Waste |  |  |  |  | Barr Environmental / CLP | UK Renewable Energy Planning Database | https://www.gov.uk/government/collections/renewable-energy-planning-data | UK Renewable Energy Planning Database | [14 empty] | 1.25 | HYDRO-V1 | HYDRO-V1 | HYDRO-V1 | HYDRO-V1 | HYDRO-V1
GBR | United Kingdom | Garlaff Landfill (Extension) |  | GBR0000671 | 3 | 55.4297 | -4.3041 | Waste |  |  |  |  | Garlaff Energy Ltd | UK Renewable Energy Planning Database | https://www.gov.uk/government/collections/renewable-energy-planning-data | UK Renewable Energy Planning Database | [14 empty] | 2.9 | HYDRO-V1 | HYDRO-V1 | HYDRO-V1 | HYDRO-V1 | HYDRO-V1
GBR | United Kingdom | Barkip Landfill Site |  | GBR0000682 | 1.2 | 55.7181 | -4.7186 | Waste |  |  |  |  | William Tracey Ltd | UK Renewable Energy Planning Database | https://www.gov.uk/government/collections/renewable-energy-planning-data | UK Renewable Energy Planning Database | [14 empty] | 1.16 | HYDRO-V1 | HYDRO-V1 | HYDRO-V1 | HYDRO-V1 | HYDRO-V1
GBR | United Kingdom | Dunlop Landfill Gas Scheme |  | GBR0000746 | 2.4 | 55.7319 | -4.4763 | Waste |  |  |  |  | Natural Power | UK Renewable Energy Planning Database | https://www.gov.uk/government/collections/renewable-energy-planning-data | UK Renewable Energy Planning Database | [14 empty] | 2.32 | HYDRO-V1 | HYDRO-V1 | HYDRO-V1 | HYDRO-V1 | HYDRO-V1
GBR | United Kingdom | South Cathkin Landfill Site |  | GBR0000726 | 7.4 | 55.7912 | -4.1946 | Waste |  |  |  |  | CLP Envirogas | UK Renewable Energy Planning Database | https://www.gov.uk/government/collections/renewable-energy-planning-data | UK Renewable Energy Planning Database | [14 empty] | 7.16 | HYDRO-V1 | HYDRO-V1 | HYDRO-V1 | HYDRO-V1 | HYDRO-V1
GBR | United Kingdom | Auchinlea Landfill Site |  | GBR0000716 | 2.3 | 55.8096 | -3.9004 | Waste |  |  |  |  | Natural Power | UK Renewable Energy Planning Database | https://www.gov.uk/government/collections/renewable-energy-planning-data | UK Renewable Energy Planning Database | [14 empty] | 2.22 | HYDRO-V1 | HYDRO-V1 | HYDRO-V1 | HYDRO-V1 | HYDRO-V1
GBR | United Kingdom | Greengairs Landfill Scheme Phase I |  | GBR0000694 | 1.9 | 55.8152 | -3.9405 | Waste |  |  |  |  | Waste Recycling Group | UK Renewable Energy Planning Database | https://www.gov.uk/government/collections/renewable-energy-planning-data | UK Renewable Energy Planning Database | [14 empty] | 1.84 | HYDRO-V1 | HYDRO-V1 | HYDRO-V1 | HYDRO-V1 | HYDRO-V1
GBR | United Kingdom | Greenoakhill |  | GBR0000689 | 3.9 | 55.8390 | -4.1318 | Waste |  |  |  |  | Graveson Energy Management | UK Renewable Energy Planning Database | https://www.gov.uk/government/collections/renewable-energy-planning-data | UK Renewable Energy Planning Database | [14 empty] | 3.77 | NO-ESTIMATION | NO-ESTIMATION | NO-ESTIMATION | NO-ESTIMATION | CAPACITY-FACTOR-V1
GBR | United Kingdom | Oatslie Landfill Gas |  | GBR0000675 | 2 | 55.8556 | -3.1645 | Waste |  |  |  |  | Waste Recycling Group | UK Renewable Energy Planning Database | https://www.gov.uk/government/collections/renewable-energy-planning-data | UK Renewable Energy Planning Database | [14 empty] | 1.93 | HYDRO-V1 | HYDRO-V1 | HYDRO-V1 | HYDRO-V1 | HYDRO-V1
GBR | United Kingdom | Drummond Moor Landfill |  | GBR0000799 | 2 | 55.8822 | -3.0774 | Waste |  |  |  |  | Waste Recycling Group | UK Renewable Energy Planning Database | https://www.gov.uk/government/collections/renewable-energy-planning-data | UK Renewable Energy Planning Database | [14 empty] | 1.93 | NO-ESTIMATION | NO-ESTIMATION | NO-ESTIMATION | NO-ESTIMATION | CAPACITY-FACTOR-V1
GBR | United Kingdom | Kaimes Landfill Site |  | GBR0000686 | 2.4 | 55.8837 | -3.3956 | Waste |  |  |  |  | ARC / Waste Recycling Group | UK Renewable Energy Planning Database | https://www.gov.uk/government/collections/renewable-energy-planning-data | UK Renewable Energy Planning Database | [14 empty] | 2.32 | NO-ESTIMATION | NO-ESTIMATION | NO-ESTIMATION | NO-ESTIMATION | CAPACITY-FACTOR-V1
GBR | United Kingdom | Bonnyrigg |  | GBR0000747 | 2.2 | 55.8865 | -3.1255 | Waste |  |  |  |  | Natural Power | UK Renewable Energy Planning Database | https://www.gov.uk/government/collections/renewable-energy-planning-data | UK Renewable Energy Planning Database | [14 empty] | 2.13 | NO-ESTIMATION | NO-ESTIMATION | NO-ESTIMATION | NO-ESTIMATION | CAPACITY-FACTOR-V1
GBR | United Kingdom | Avondale |  | GBR0000639 | 4 | 55.9050 | -3.9450 | Waste |  |  |  |  | Shanks Avondale | UK Renewable Energy Planning Database | https://www.gov.uk/government/collections/renewable-energy-planning-data | UK Renewable Energy Planning Database | [14 empty] | 3.87 | HYDRO-V1 | HYDRO-V1 | HYDRO-V1 | HYDRO-V1 | HYDRO-V1
GBR | United Kingdom | Greengairs Landfill Scheme Phase II |  | GBR0000695 | 1.9 | 55.9050 | -3.9450 | Waste |  |  |  |  | Waste Recycling Group | UK Renewable Energy Planning Database | https://www.gov.uk/government/collections/renewable-energy-planning-data | UK Renewable Energy Planning Database | [14 empty] | 1.84 | HYDRO-V1 | HYDRO-V1 | HYDRO-V1 | HYDRO-V1 | HYDRO-V1
GBR | United Kingdom | Greengairs Landfill Scheme Phase III |  | GBR0000692 | 2 | 55.9050 | -3.9450 | Waste |  |  |  |  | Waste Recycling Group | UK Renewable Energy Planning Database | https://www.gov.uk/government/collections/renewable-energy-planning-data | UK Renewable Energy Planning Database | [14 empty] | 1.93 | HYDRO-V1 | HYDRO-V1 | HYDRO-V1 | HYDRO-V1 | HYDRO-V1
GBR | United Kingdom | Greengairs Landfill Scheme Phase IV |  | GBR0000693 | 2 | 55.9050 | -3.9450 | Waste |  |  |  |  | Waste Recycling Group | UK Renewable Energy Planning Database | https://www.gov.uk/government/collections/renewable-energy-planning-data | UK Renewable Energy Planning Database | [14 empty] | 1.93 | HYDRO-V1 | HYDRO-V1 | HYDRO-V1 | HYDRO-V1 | HYDRO-V1
GBR | United Kingdom | Greengairs Landfill Scheme Phase V |  | GBR0000760 | 2.2 | 55.9050 | -3.9450 | Waste |  |  |  |  | Waste Recycling Group | UK Renewable Energy Planning Database | https://www.gov.uk/government/collections/renewable-energy-planning-data | UK Renewable Energy Planning Database | [14 empty] | 2.13 | HYDRO-V1 | HYDRO-V1 | HYDRO-V1 | HYDRO-V1 | HYDRO-V1
GBR | United Kingdom | Greengairs Landfill Scheme Phase VI |  | GBR0000687 | 2.2 | 55.9050 | -3.9450 | Waste |  |  |  |  | Waste Recycling Group | UK Renewable Energy Planning Database | https://www.gov.uk/government/collections/renewable-energy-planning-data | UK Renewable Energy Planning Database | [14 empty] | 2.13 | HYDRO-V1 | HYDRO-V1 | HYDRO-V1 | HYDRO-V1 | HYDRO-V1
GBR | United Kingdom | Summerston Landfill |  | GBR0000734 | 2.8 | 55.9174 | -4.2737 | Waste |  |  |  |  | Combined Landfill Projects (CLP) | UK Renewable Energy Planning Database | https://www.gov.uk/government/collections/renewable-energy-planning-data | UK Renewable Energy Planning Database | 1045087 | [13 empty] | 2.71 | HYDRO-V1 | HYDRO-V1 | HYDRO-V1 | HYDRO-V1 | HYDRO-V1
GBR | United Kingdom | Dunbar |  | GBR0000794 | 2.2 | 55.9725 | -2.4566 | Waste |  |  |  |  | Viridor | UK Renewable Energy Planning Database | https://www.gov.uk/government/collections/renewable-energy-planning-data | UK Renewable Energy Planning Database | 1063195 | [13 empty] | 2.13 | NO-ESTIMATION | NO-ESTIMATION | NO-ESTIMATION | NO-ESTIMATION | CAPACITY-FACTOR-V1
GBR | United Kingdom | Dunbar Power Plant |  | GBR0000793 | 14 | 55.9747 | -2.4604 | Waste |  |  |  |  | Viridor | UK Renewable Energy Planning Database | https://www.gov.uk/government/collections/renewable-energy-planning-data | UK Renewable Energy Planning Database | [14 empty] | 13.55 | HYDRO-V1 | HYDRO-V1 | HYDRO-V1 | HYDRO-V1 | HYDRO-V1
GBR | United Kingdom | Auchencarroch Landfill |  | GBR0000688 | 2.1 | 55.9968 | -4.5334 | Waste |  |  |  |  | Auchencarroch Energy Ltd / CLP | UK Renewable Energy Planning Database | https://www.gov.uk/government/collections/renewable-energy-planning-data | UK Renewable Energy Planning Database | [14 empty] | 2.03 | HYDRO-V1 | HYDRO-V1 | HYDRO-V1 | HYDRO-V1 | HYDRO-V1
GBR | United Kingdom | Auchencarroch Landfill Extension |  | GBR0000786 | 2 | 55.9972 | -4.5326 | Waste |  |  |  |  | Auchencarroch Energy Ltd/CLP | UK Renewable Energy Planning Database | https://www.gov.uk/government/collections/renewable-energy-planning-data | UK Renewable Energy Planning Database | [14 empty] | 1.93 | HYDRO-V1 | HYDRO-V1 | HYDRO-V1 | HYDRO-V1 | HYDRO-V1
GBR | United Kingdom | Lochhead |  | GBR0000683 | 2 | 56.0985 | -3.4724 | Waste |  |  |  |  | Fife Council | UK Renewable Energy Planning Database | https://www.gov.uk/government/collections/renewable-energy-planning-data | UK Renewable Energy Planning Database | 1098622 | [13 empty] | 1.93 | NO-ESTIMATION | NO-ESTIMATION | NO-ESTIMATION | NO-ESTIMATION | CAPACITY-FACTOR-V1
GBR | United Kingdom | Lower Melville Wood |  | GBR0000697 | 1 | 56.2926 | -3.1325 | Waste |  |  |  |  | Fife Council | UK Renewable Energy Planning Database | https://www.gov.uk/government/collections/renewable-energy-planning-data | UK Renewable Energy Planning Database | [14 empty] | 0.96 | HYDRO-V1 | HYDRO-V1 | HYDRO-V1 | HYDRO-V1 | HYDRO-V1
GBR | United Kingdom | Binn Landfill |  | GBR0000715 | 1.9 | 56.3103 | -3.3335 | Waste |  |  |  |  | SITA UK / Natural Power | UK Renewable Energy Planning Database | https://www.gov.uk/government/collections/renewable-energy-planning-data | UK Renewable Energy Planning Database | [14 empty] | 1.84 | NO-ESTIMATION | NO-ESTIMATION | NO-ESTIMATION | NO-ESTIMATION | CAPACITY-FACTOR-V1
GBR | United Kingdom | Baldovie |  | GBR0000874 | 8.3 | 56.4867 | -2.9028 | Waste |  |  |  |  | Dundee Energy Recycling | UK Renewable Energy Planning Database | https://www.gov.uk/government/collections/renewable-energy-planning-data | UK Renewable Energy Planning Database | 1013880 | [13 empty] | 8.03 | NO-ESTIMATION | NO-ESTIMATION | NO-ESTIMATION | NO-ESTIMATION | CAPACITY-FACTOR-V1
GBR | United Kingdom | Lochhead Landfill Scheme |  | GBR0000763 | 2 | 56.6470 | -2.8408 | Waste |  |  |  |  | Natural Power | UK Renewable Energy Planning Database | https://www.gov.uk/government/collections/renewable-energy-planning-data | UK Renewable Energy Planning Database | [14 empty] | 1.93 | NO-ESTIMATION | NO-ESTIMATION | NO-ESTIMATION | NO-ESTIMATION | CAPACITY-FACTOR-V1
GBR | United Kingdom | Tarbothill Landfill Site |  | GBR0000691 | 2.2 | 57.2122 | -2.0745 | Waste |  |  |  |  | Waste Recycling Group | UK Renewable Energy Planning Database | https://www.gov.uk/government/collections/renewable-energy-planning-data | UK Renewable Energy Planning Database | [14 empty] | 2.13 | NO-ESTIMATION | NO-ESTIMATION | NO-ESTIMATION | NO-ESTIMATION | CAPACITY-FACTOR-V1
GBR | United Kingdom | Black Dog |  | GBR0000629 | 2.2 | 57.2205 | -2.0604 | Waste |  |  |  |  | FCC Environment | UK Renewable Energy Planning Database | https://www.gov.uk/government/collections/renewable-energy-planning-data | UK Renewable Energy Planning Database | [14 empty] | 2.13 | SOLAR-V1-NO-AGE | SOLAR-V1-NO-AGE | SOLAR-V1-NO-AGE | SOLAR-V1-NO-AGE | SOLAR-V1-NO-AGE
GBR | United Kingdom | Stoneyhill Landfill Site |  | GBR0000788 | 4.3 | 57.4590 | -1.8724 | Waste |  |  |  |  | Stoneyhill Waste Management Ltd | UK Renewable Energy Planning Database | https://www.gov.uk/government/collections/renewable-energy-planning-data | UK Renewable Energy Planning Database | [14 empty] | 4.16 | HYDRO-V1 | HYDRO-V1 | HYDRO-V1 | HYDRO-V1 | HYDRO-V1
GRC | Greece | Ano Liosia |  | WRI1061110 | 24 | 38.0773 | 23.6544 | Waste | [5 empty] | Hellector | http://www.lignite.gr/events/5.pdf | GEODB | 1049452 | [13 empty] | 0 | SOLAR-V1-NO-AGE | SOLAR-V1-NO-AGE | SOLAR-V1-NO-AGE | SOLAR-V1-NO-AGE | SOLAR-V1-NO-AGE
GTM | Guatemala | Olmeca I |  | WRI1029268 | 3.8 | 14.2200 | -91.3990 | Waste |  |  |  | 2015.0 |  | CDM | https://cdm.unfccc.int/Projects/DB/ICONTEC1356727327.56/view | Guatemala Energy Data Visualization Center at Universidad Rafael Landivar | [14 empty] | 0 | SOLAR-V1-NO-AGE | SOLAR-V1-NO-AGE | SOLAR-V1-NO-AGE | SOLAR-V1-NO-AGE | SOLAR-V1-NO-AGE
GTM | Guatemala | Olmeca III |  | WRI1029269 | 2.1 | 14.6400 | -92.1490 | Waste |  |  |  | 2015.0 |  | CDM | https://cdm.unfccc.int/Projects/DB/SGS-UKL1244558254.22/view | Guatemala Energy Data Visualization Center at Universidad Rafael Landivar | [14 empty] | 0 | NO-ESTIMATION | NO-ESTIMATION | NO-ESTIMATION | NO-ESTIMATION | CAPACITY-FACTOR-V1
HND | Honduras | Cerveceria |  | WRI1029380 | 2.45 | 15.5317 | -88.0230 | Waste | [5 empty] | CDM | https://cdm.unfccc.int/Projects/projsearch.html | WRI | [14 empty] | 0 | HYDRO-V1 | HYDRO-V1 | HYDRO-V1 | HYDRO-V1 | HYDRO-V1
JPN | Japan | Fukuyama Recyling Power |  | WRI1020063 | 21 | 34.4305 | 133.4344 | Waste |  |  |  | 2004.0 | Fukuyama Recycle Power Co. Ltd. | FRPC | http://www.frpc.co.jp/gaiyou.html | WRI | 1092452 | [13 empty] | 76.17 | HYDRO-V1 | HYDRO-V1 | HYDRO-V1 | HYDRO-V1 | HYDRO-V1
KHM | Cambodia | MH Bio-Ethanol Distillery |  | WRI1026843 | 23.2 | 11.7594 | 104.8242 | Waste |  |  |  | 2014.0 |  | CDM | https://cdm.unfccc.int/Projects/DB/KEMCO1329369509.41/view | WRI | [14 empty] | 0 | SOLAR-V1-NO-AGE | SOLAR-V1-NO-AGE | SOLAR-V1-NO-AGE | SOLAR-V1-NO-AGE | SOLAR-V1-NO-AGE
KHM | Cambodia | Siang Phong |  | WRI1026842 | 2 | 11.7946 | 105.8926 | Waste |  |  |  | 2014.0 | Siang Phong Agriculture Development Co | CDM | https://cdm.unfccc.int/Projects/DB/SIRIM1292836347.34/view | WRI | [14 empty] | 0 | SOLAR-V1-NO-AGE | SOLAR-V1-NO-AGE | SOLAR-V1-NO-AGE | SOLAR-V1-NO-AGE | SOLAR-V1-NO-AGE
KOR | South Korea | Mokpo |  | WRI1029925 | 2.12 | 34.8328 | 126.4096 | Waste | [5 empty] | CDM | https://cdm.unfccc.int/Projects/DB/emc1249265030.9/view | WRI | [14 empty] | 0.18 | NO-ESTIMATION | NO-ESTIMATION | NO-ESTIMATION | NO-ESTIMATION | CAPACITY-FACTOR-V1
KOR | South Korea | Gwangju |  | WRI1029926 | 2 | 35.0886 | 126.8863 | Waste | [5 empty] | CDM | https://cdm.unfccc.int/Projects/DB/emc1293168061.78/view | WRI | 1069108 | [13 empty] | 0.17 | NO-ESTIMATION | NO-ESTIMATION | NO-ESTIMATION | NO-ESTIMATION | CAPACITY-FACTOR-V1
KOR | South Korea | Jinju Landfill Gas |  | WRI1029927 | 15 | 35.1195 | 128.0170 | Waste | [5 empty] | CDM | https://cdm.unfccc.int/Projects/DB/Korean%20Standards%20Association1343973964.79/view | WRI | [14 empty] | 1.3 | NO-ESTIMATION | NO-ESTIMATION | NO-ESTIMATION | NO-ESTIMATION | CAPACITY-FACTOR-V1
KOR | South Korea | Sudokwon |  | WRI1029924 | 50 | 37.5813 | 126.6464 | Waste |  |  |  |  | Sudokwon Landfill site management Corporation | CDM | https://cdm.unfccc.int/Projects/DB/DNV-CUK1171534717.86/view | WRI | 1058570 | [13 empty] | 4.34 | NO-ESTIMATION | NO-ESTIMATION | NO-ESTIMATION | NO-ESTIMATION | CAPACITY-FACTOR-V1
NIC | Nicaragua | Nicaragua Sugar Estates Cogen Power Plant Nicaragua |  | GEODB0043600 | 59.3 | 12.5310 | -87.0474 | Waste | [5 empty] | GEODB | http://globalenergyobservatory.org | GEODB |  | 2017 | [13 empty] | NO-ESTIMATION | NO-ESTIMATION | NO-ESTIMATION | NO-ESTIMATION | CAPACITY-FACTOR-V1
NIC | Nicaragua | Monte Rosa Cogen Power Plant Nicaragua |  | GEODB0043599 | 56.5 | 12.7058 | -87.2351 | Waste | [5 empty] | GEODB | http://globalenergyobservatory.org | GEODB |  | 2017 | [13 empty] | HYDRO-V1 | HYDRO-V1 | HYDRO-V1 | HYDRO-V1 | HYDRO-V1
PRT | Portugal | Meia Serra (EstaÃ§Ã£o de Tratamento de ResÃ­duos) |  | WRI1022584 | 8 | 32.6507 | -16.9046 | Waste |  |  |  | 2003.0 |  | Energias Endogenas de Portugal | http://e2p.inegi.up.pt/index.asp | Energias Endogenas de Portugal | [14 empty] | 31.57 | NO-ESTIMATION | NO-ESTIMATION | NO-ESTIMATION | NO-ESTIMATION | CAPACITY-FACTOR-V1
PRT | Portugal | Sotavento (Aterro SanitÃ¡rio) |  | WRI1022551 | 1.2 | 37.1605 | -7.5836 | Waste |  |  |  | 2011.0 |  | Energias Endogenas de Portugal | http://e2p.inegi.up.pt/index.asp | Energias Endogenas de Portugal | [14 empty] | 4.73 | NO-ESTIMATION | NO-ESTIMATION | NO-ESTIMATION | NO-ESTIMATION | CAPACITY-FACTOR-V1
PRT | Portugal | Barlavento (Aterro SanitÃ¡rio) |  | WRI1022527 | 1.7 | 37.2122 | -8.5278 | Waste |  |  |  | 2004.0 |  | Energias Endogenas de Portugal | http://e2p.inegi.up.pt/index.asp | Energias Endogenas de Portugal | [14 empty] | 6.7 | NO-ESTIMATION | NO-ESTIMATION | NO-ESTIMATION | NO-ESTIMATION | CAPACITY-FACTOR-V1
PRT | Portugal | Seixal (Ecoparque) |  | WRI1022548 | 1.9 | 38.6105 | -9.1477 | Waste |  |  |  | 2004.0 |  | Energias Endogenas de Portugal | http://e2p.inegi.up.pt/index.asp | Energias Endogenas de Portugal | [14 empty] | 7.49 | NO-ESTIMATION | NO-ESTIMATION | NO-ESTIMATION | NO-ESTIMATION | CAPACITY-FACTOR-V1
PRT | Portugal | Palmela (Ecoparque) |  | WRI1022542 | 2.4 | 38.6160 | -8.9804 | Waste |  |  |  | 2011.0 |  | Energias Endogenas de Portugal | http://e2p.inegi.up.pt/index.asp | Energias Endogenas de Portugal | [14 empty] | 9.47 | NO-ESTIMATION | NO-ESTIMATION | NO-ESTIMATION | NO-ESTIMATION | CAPACITY-FACTOR-V1
PRT | Portugal | Incineradora da Terceira |  | WRI1022582 | 2.8 | 38.6818 | -27.1806 | Waste |  |  |  | 2016.0 |  | Energias Endogenas de Portugal | http://e2p.inegi.up.pt/index.asp | Energias Endogenas de Portugal | [14 empty] | 11.05 | NO-ESTIMATION | NO-ESTIMATION | NO-ESTIMATION | NO-ESTIMATION | CAPACITY-FACTOR-V1
PRT | Portugal | Valorsul (Central de ValorizaÃ§Ã£o OrgÃ¢nica) |  | WRI1022555 | 1.7 | 38.7834 | -9.2405 | Waste |  |  |  | 2005.0 |  | Energias Endogenas de Portugal | http://e2p.inegi.up.pt/index.asp | Energias Endogenas de Portugal | [14 empty] | 6.7 | SOLAR-V1-NO-AGE | SOLAR-V1-NO-AGE | SOLAR-V1-NO-AGE | SOLAR-V1-NO-AGE | SOLAR-V1-NO-AGE
PRT | Portugal | Valorsul (Central de Tratamento de ResÃ­duos) |  | WRI1022585 | 50.6 | 38.8277 | -9.0826 | Waste |  |  |  | 1998.0 |  | Energias Endogenas de Portugal | http://e2p.inegi.up.pt/index.asp | Energias Endogenas de Portugal | 1032702 | [13 empty] | 199.7 | NO-ESTIMATION | NO-ESTIMATION | NO-ESTIMATION | NO-ESTIMATION | CAPACITY-FACTOR-V1
PRT | Portugal | Mato da Cruz (Aterro SanitÃ¡rio) |  | WRI1022539 | 1.7 | 38.9186 | -9.0712 | Waste |  |  |  | 2011.0 |  | Energias Endogenas de Portugal | http://e2p.inegi.up.pt/index.asp | Energias Endogenas de Portugal | [14 empty] | 6.7 | NO-ESTIMATION | NO-ESTIMATION | NO-ESTIMATION | NO-ESTIMATION | CAPACITY-FACTOR-V1
PRT | Portugal | Abrunheira (Ecoparque) |  | WRI1022519 | 2.8 | 38.9370 | -9.2859 | Waste |  |  |  | 2012.0 |  | Energias Endogenas de Portugal | http://e2p.inegi.up.pt/index.asp | Energias Endogenas de Portugal | [14 empty] | 11.05 | SOLAR-V1-NO-AGE | SOLAR-V1-NO-AGE | SOLAR-V1-NO-AGE | SOLAR-V1-NO-AGE | SOLAR-V1-NO-AGE
PRT | Portugal | Oeste (Aterro SanitÃ¡rio) |  | WRI1022541 | 1.1 | 39.1119 | -9.0854 | Waste |  |  |  | 2011.0 |  | Energias Endogenas de Portugal | http://e2p.inegi.up.pt/index.asp | Energias Endogenas de Portugal | [14 empty] | 4.34 | SOLAR-V1-NO-AGE | SOLAR-V1-NO-AGE | SOLAR-V1-NO-AGE | SOLAR-V1-NO-AGE | SOLAR-V1-NO-AGE
PRT | Portugal | Raposa (Aterro SanitÃ¡rio) |  | WRI1022546 | 1.1 | 39.1192 | -8.6007 | Waste |  |  |  | 2011.0 |  | Energias Endogenas de Portugal | http://e2p.inegi.up.pt/index.asp | Energias Endogenas de Portugal | [14 empty] | 4.34 | SOLAR-V1-NO-AGE | SOLAR-V1-NO-AGE | SOLAR-V1-NO-AGE | SOLAR-V1-NO-AGE | SOLAR-V1-NO-AGE
PRT | Portugal | Leiria (Central de ValorizaÃ§Ã£o OrgÃ¢nica) |  | WRI1022535 | 1.7 | 39.7321 | -8.8828 | Waste |  |  |  | 2011.0 |  | Energias Endogenas de Portugal | http://e2p.inegi.up.pt/index.asp | Energias Endogenas de Portugal | [14 empty] | 6.7 | SOLAR-V1-NO-AGE | SOLAR-V1-NO-AGE | SOLAR-V1-NO-AGE | SOLAR-V1-NO-AGE | SOLAR-V1-NO-AGE
PRT | Portugal | Norte (ETAR) |  | WRI1022540 | 1.4 | 39.8952 | -8.9101 | Waste |  |  |  | 2009.0 |  | Energias Endogenas de Portugal | http://e2p.inegi.up.pt/index.asp | Energias Endogenas de Portugal | [14 empty] | 5.52 | SOLAR-V1-NO-AGE | SOLAR-V1-NO-AGE | SOLAR-V1-NO-AGE | SOLAR-V1-NO-AGE | SOLAR-V1-NO-AGE
PRT | Portugal | Coimbra (CITVRSU) |  | WRI1022530 | 3.2 | 40.2878 | -8.4725 | Waste |  |  |  | 2012.0 |  | Energias Endogenas de Portugal | http://e2p.inegi.up.pt/index.asp | Energias Endogenas de Portugal | [14 empty] | 12.62 | SOLAR-V1-NO-AGE | SOLAR-V1-NO-AGE | SOLAR-V1-NO-AGE | SOLAR-V1-NO-AGE | SOLAR-V1-NO-AGE
PRT | Portugal | Planalto BeirÃ£o (Aterro SanitÃ¡rio) |  | WRI1022545 | 3.9 | 40.4708 | -8.1570 | Waste |  |  |  | 2010.0 |  | Energias Endogenas de Portugal | http://e2p.inegi.up.pt/index.asp | Energias Endogenas de Portugal | [14 empty] | 15.39 | SOLAR-V1-NO-AGE | SOLAR-V1-NO-AGE | SOLAR-V1-NO-AGE | SOLAR-V1-NO-AGE | SOLAR-V1-NO-AGE
PRT | Portugal | Aveiro (CITVRSU) |  | WRI1022524 | 3.2 | 40.5983 | -8.5601 | Waste |  |  |  | 2012.0 |  | Energias Endogenas de Portugal | http://e2p.inegi.up.pt/index.asp | Energias Endogenas de Portugal | [14 empty] | 12.62 | SOLAR-V1-NO-AGE | SOLAR-V1-NO-AGE | SOLAR-V1-NO-AGE | SOLAR-V1-NO-AGE | SOLAR-V1-NO-AGE
PRT | Portugal | Aveiro (Aterro SanitÃ¡rio) |  | WRI1022523 | 1.2 | 40.6566 | -8.5973 | Waste |  |  |  | 2007.0 |  | Energias Endogenas de Portugal | http://e2p.inegi.up.pt/index.asp | Energias Endogenas de Portugal | [14 empty] | 4.73 | SOLAR-V1-NO-AGE | SOLAR-V1-NO-AGE | SOLAR-V1-NO-AGE | SOLAR-V1-NO-AGE | SOLAR-V1-NO-AGE
PRT | Portugal | Sermonde (Aterro SanitÃ¡rio) |  | WRI1022549 | 4.5 | 41.0461 | -8.5913 | Waste |  |  |  | 2004.0 |  | Energias Endogenas de Portugal | http://e2p.inegi.up.pt/index.asp | Energias Endogenas de Portugal | [14 empty] | 17.76 | SOLAR-V1-NO-AGE | SOLAR-V1-NO-AGE | SOLAR-V1-NO-AGE | SOLAR-V1-NO-AGE | SOLAR-V1-NO-AGE
PRT | Portugal | Penafiel (Aterro SanitÃ¡rio) |  | WRI1022544 | 1 | 41.0714 | -8.3522 | Waste |  |  |  | 2009.0 |  | Energias Endogenas de Portugal | http://e2p.inegi.up.pt/index.asp | Energias Endogenas de Portugal | [14 empty] | 3.94 | SOLAR-V1-NO-AGE | SOLAR-V1-NO-AGE | SOLAR-V1-NO-AGE | SOLAR-V1-NO-AGE | SOLAR-V1-NO-AGE
PRT | Portugal | Lipor - Valongo |  | WRI1022537 | 2.6 | 41.1995 | -8.5458 | Waste |  |  |  | 2009.0 |  | Energias Endogenas de Portugal | http://e2p.inegi.up.pt/index.asp | Energias Endogenas de Portugal | [14 empty] | 10.26 | NO-ESTIMATION | NO-ESTIMATION | NO-ESTIMATION | NO-ESTIMATION | CAPACITY-FACTOR-V1
PRT | Portugal | LIPOR II |  | WRI1022583 | 29 | 41.2285 | -8.6498 | Waste |  |  |  | 1999.0 |  | Energias Endogenas de Portugal | http://e2p.inegi.up.pt/index.asp | Energias Endogenas de Portugal | 1049807 | [13 empty] | 114.45 | SOLAR-V1-NO-AGE | SOLAR-V1-NO-AGE | SOLAR-V1-NO-AGE | SOLAR-V1-NO-AGE | SOLAR-V1-NO-AGE
PRT | Portugal | Braval (Ecoparque) |  | WRI1022528 | 1.1 | 41.5807 | -8.3141 | Waste |  |  |  | 2011.0 |  | Energias Endogenas de Portugal | http://e2p.inegi.up.pt/index.asp | Energias Endogenas de Portugal | 1080828 | [13 empty] | 4.34 | HYDRO-V1 | HYDRO-V1 | HYDRO-V1 | HYDRO-V1 | HYDRO-V1
PRT | Portugal | Viana do Castelo (Aterro SanitÃ¡rio) |  | WRI1022556 | 2 | 41.6467 | -8.7682 | Waste |  |  |  | 2010.0 |  | Energias Endogenas de Portugal | http://e2p.inegi.up.pt/index.asp | Energias Endogenas de Portugal | [14 empty] | 7.89 | HYDRO-V1 | HYDRO-V1 | HYDRO-V1 | HYDRO-V1 | HYDRO-V1
RWA | Rwanda | Gisenyi |  | WRI1061143 | 3.78 | -1.7270 | 29.2560 | Waste |  |  |  | 2010.0 |  | Global Power Systems | http://www.globalpowersystems.eu/en/project-detail/gisenyi-power-plant-gas-bio-methane/ | KTH | [15 empty] | HYDRO-V1 | HYDRO-V1 | HYDRO-V1 | HYDRO-V1 | HYDRO-V1
SGP | Singapore | Tuas South WTE Incineration Plant Singapore |  | GEODB0005797 | 80 | 1.2959 | 103.6205 | Waste | [5 empty] | GEODB | http://globalenergyobservatory.org | GEODB | 1080323 | 2017 | [12 empty] | 64.4 | HYDRO-V1 | HYDRO-V1 | HYDRO-V1 | HYDRO-V1 | HYDRO-V1
SGP | Singapore | Keppel Seghers Tuas WTE Plant Singapore |  | GEODB0003828 | 22 | 1.2987 | 103.6215 | Waste | [5 empty] | GEODB | http://globalenergyobservatory.org | GEODB | 1085144 | 2017 | [12 empty] | 17.71 | NO-ESTIMATION | NO-ESTIMATION | NO-ESTIMATION | NO-ESTIMATION | CAPACITY-FACTOR-V1
SGP | Singapore | Senoko WTE Incineration Plant Singapore |  | GEODB0005333 | 56 | 1.4624 | 103.7950 | Waste | [5 empty] | GEODB | http://globalenergyobservatory.org | GEODB | 1022783 | 2017 | [12 empty] | 45.08 | NO-ESTIMATION | NO-ESTIMATION | NO-ESTIMATION | NO-ESTIMATION | CAPACITY-FACTOR-V1
USA | United States of America | H Power |  | USA0010334 | 97.3 | 21.3000 | -158.0986 | Waste |  |  |  | 1997.2877697841725 | Covanta Honolulu Resource Recovery | U.S. Energy Information Administration | http://www.eia.gov/electricity/data/browser/ | U.S. Energy Information Administration | 28738 | 2019 | 359.77700200000004 | 382.606995 | 374.652994 | 405.149997 | 372.83900300000005 | 397.634002 | 413.081 | U.S. Energy Information Administration |  |  |  |  | 17.63 | HYDRO-V1 | HYDRO-V1 | HYDRO-V1 | HYDRO-V1 | HYDRO-V1
USA | United States of America | Biomass to Energy Facility Kauai |  | USA0059035 | 10.3 | 21.9653 | -159.4606 | Waste | Oil |  |  | 2015.8058252427186 | Green Energy Team LLC | U.S. Energy Information Administration | http://www.eia.gov/electricity/data/browser/ | U.S. Energy Information Administration |  | 2019 |  | 0.323 | 0.0 | 51.308 | 49.623000000000005 | 0.0 | 51.5714 | U.S. Energy Information Administration |  |  |  |  | 1.86 | HYDRO-V1 | HYDRO-V1 | HYDRO-V1 | HYDRO-V1 | HYDRO-V1
USA | United States of America | Miami Dade County Resource Recovery Fac |  | USA0010062 | 77 | 25.8356 | -80.3566 | Waste |  |  |  | 1982.0 | Covanta Southeast Florida Renewable Ltd | U.S. Energy Information Administration | http://www.eia.gov/electricity/data/browser/ | U.S. Energy Information Administration | 26778 | 2019 | 310.87201000000005 | 346.190001 | 349.125994 | 340.866999 | 314.440999 | 312.503001 | 293.971 | U.S. Energy Information Administration |  |  |  |  | 13.95 | NO-ESTIMATION | NO-ESTIMATION | NO-ESTIMATION | NO-ESTIMATION | CAPACITY-FACTOR-V1
USA | United States of America | Wheelabrator South Broward |  | USA0050887 | 66 | 26.0687 | -80.1986 | Waste |  |  |  | 1991.0 | Wheelabrator Environmental Systems | U.S. Energy Information Administration | http://www.eia.gov/electricity/data/browser/ | U.S. Energy Information Administration | 36862 | 2019 | 388.545 | 322.30101 | 411.437 | 407.95799999999997 | 435.334 | 432.002 | 404.37 | U.S. Energy Information Administration |  |  |  |  | 11.96 | HYDRO-V1 | HYDRO-V1 | HYDRO-V1 | HYDRO-V1 | HYDRO-V1
USA | United States of America | Waste Management Naples LFGTE Project |  | USA0057168 | 4 | 26.1558 | -81.6581 | Waste |  |  |  | 2011.0000000000002 | WM Renewable Energy LLC | U.S. Energy Information Administration | http://www.eia.gov/electricity/data/browser/ | U.S. Energy Information Administration |  | 2019 | 25.696 | 25.039 | 21.182000000000002 | 17.3 | 16.96 | 18.125 | 25.656 | U.S. Energy Information Administration |  |  |  |  | 0.72 | NO-ESTIMATION | NO-ESTIMATION | NO-ESTIMATION | NO-ESTIMATION | CAPACITY-FACTOR-V1
USA | United States of America | Rio Grande Valley Sugar Growers |  | USA0054338 | 24.9 | 26.2697 | -97.8670 | Waste | Oil | Gas |  | 2000.4779116465866 | Rio Grande Valley Sugar Growers Inc. | U.S. Energy Information Administration | http://www.eia.gov/electricity/data/browser/ | U.S. Energy Information Administration |  | 2019 | 3.3770000000000002 | 2.3419999999999996 | 0.421 | 2.192 | 1.937 | 2.386 | 0.708 | U.S. Energy Information Administration |  |  |  |  | 4.51 | HYDRO-V1 | HYDRO-V1 | HYDRO-V1 | HYDRO-V1 | HYDRO-V1
USA | United States of America | CSL Gas Recovery |  | USA0050572 | 11.2 | 26.2880 | -80.1665 | Waste |  |  |  | 1991.1607142857144 | WM Renewable Energy LLC | U.S. Energy Information Administration | http://www.eia.gov/electricity/data/browser/ | U.S. Energy Information Administration |  | 2019 | 0.0 | 0.0 | 0.0 | 0.0 | 0.0 | 0.0 | 51.602 | U.S. Energy Information Administration |  |  |  |  | 2.02 | HYDRO-V1 | HYDRO-V1 | HYDRO-V1 | HYDRO-V1 | HYDRO-V1
USA | United States of America | Okeelanta Cogeneration |  | USA0054627 | 128.9 | 26.5769 | -80.7469 | Waste | Oil | Gas |  | 2000.1892940263772 | New Hope Power Company | U.S. Energy Information Administration | http://www.eia.gov/electricity/data/browser/ | U.S. Energy Information Administration |  | 2019 | 209.065003 | 241.017003 | 223.798 | 146.71899599999998 | 58.702000000000005 | 62.83018800000001 | 78.8726 | U.S. Energy Information Administration |  |  |  |  | 23.36 | HYDRO-V1 | HYDRO-V1 | HYDRO-V1 | HYDRO-V1 | HYDRO-V1
USA | United States of America | Lee County Solid Waste Energy |  | USA0052010 | 59 | 26.6315 | -81.7607 | Waste | Oil |  |  | 1998.406779661017 | Lee County Board-Commissioners | U.S. Energy Information Administration | http://www.eia.gov/electricity/data/browser/ | U.S. Energy Information Administration | 28749 | 2019 | 321.33200700000003 | 328.15000100000003 | 329.076998 | 340.747134 | 315.253002 | 347.59400100000005 | 338.492 | U.S. Energy Information Administration |  |  |  |  | 10.69 | HYDRO-V1 | HYDRO-V1 | HYDRO-V1 | HYDRO-V1 | HYDRO-V1
USA | United States of America | Clewiston Sugar House |  | USA0050482 | 49 | 26.7351 | -80.9377 | Waste | Oil |  |  | 2005.9591836734694 | United States Sugar Corp | U.S. Energy Information Administration | http://www.eia.gov/electricity/data/browser/ | U.S. Energy Information Administration | 35751 | 2019 | 233.237998 | 226.630005 | 235.42599800000002 | 241.680005 | 240.890004 | 255.08999899999998 | 239.586 | U.S. Energy Information Administration |  |  |  |  | 8.88 | SOLAR-V1-NO-AGE | SOLAR-V1-NO-AGE | SOLAR-V1-NO-AGE | SOLAR-V1-NO-AGE | SOLAR-V1-NO-AGE
USA | United States of America | Palm Beach Renewable Energy Facility 1 |  | USA0050071 | 62.3 | 26.7714 | -80.1419 | Waste |  |  |  | 1989.0 | Solid Waste Authority of Palm Beach Co | U.S. Energy Information Administration | http://www.eia.gov/electricity/data/browser/ | U.S. Energy Information Administration |  | 2019 | 338.307001 | 350.20000600000003 | 274.822997 | 305.055003 | 258.593998 | 375.028002 | 351.379 | U.S. Energy Information Administration |  |  |  |  | 11.29 | HYDRO-V1 | HYDRO-V1 | HYDRO-V1 | HYDRO-V1 | HYDRO-V1
USA | United States of America | Palm Beach Renewable Energy Facility 2 |  | USA0057898 | 96 | 26.7724 | -80.1418 | Waste | Gas |  |  | 2015.0 | Solid Waste Authority of Palm Beach Co | U.S. Energy Information Administration | http://www.eia.gov/electricity/data/browser/ | U.S. Energy Information Administration |  | 2019 |  |  | 242.020996 | 484.91099600000007 | 513.889992 | 485.279 | 534.905 | U.S. Energy Information Administration |  |  |  |  | 17.39 | SOLAR-V1-NO-AGE | SOLAR-V1-NO-AGE | SOLAR-V1-NO-AGE | SOLAR-V1-NO-AGE | SOLAR-V1-NO-AGE
USA | United States of America | Port Charlotte Energy LLC |  | USA0059240 | 3 | 26.7908 | -81.9653 | Waste |  |  |  | 2011.0 | Port Charlotte Energy LLC | U.S. Energy Information Administration | http://www.eia.gov/electricity/data/browser/ | U.S. Energy Information Administration |  | 2019 |  | 18.23 | 15.329 | 14.168000000000001 | 13.933 | 12.531 | 8.681 | U.S. Energy Information Administration |  |  |  |  | 0.54 | HYDRO-V1 | HYDRO-V1 | HYDRO-V1 | HYDRO-V1 | HYDRO-V1
USA | United States of America | Sarasota County LFGTE Facility |  | USA0059686 | 6.4 | 27.2030 | -82.3870 | Waste |  |  |  | 2015.9999999999998 | Landfill Energy Systems Florida | U.S. Energy Information Administration | http://www.eia.gov/electricity/data/browser/ | U.S. Energy Information Administration |  | 2019 |  |  | 27.568 | 34.828 | 30.956 | 33.682 | 38.331 | U.S. Energy Information Administration |  |  |  |  | 1.15 | NO-ESTIMATION | NO-ESTIMATION | NO-ESTIMATION | NO-ESTIMATION | CAPACITY-FACTOR-V1
USA | United States of America | Manatee County LFGTE |  | USA0059142 | 1.6 | 27.4689 | -82.4508 | Waste |  |  |  | 2014.0 | Manatee County Utilities Department | U.S. Energy Information Administration | http://www.eia.gov/electricity/data/browser/ | U.S. Energy Information Administration |  | 2019 | 0.0 | 11.882 | 13.119 | 13.056000000000001 | 11.57 | 11.632 | 9.332 | U.S. Energy Information Administration |  |  |  |  | 0.28 | SOLAR-V1-NO-AGE | SOLAR-V1-NO-AGE | SOLAR-V1-NO-AGE | SOLAR-V1-NO-AGE | SOLAR-V1-NO-AGE
USA | United States of America | Pinellas County Resource Recovery |  | USA0050884 | 76.5 | 27.8733 | -82.6741 | Waste |  |  |  | 1984.0196078431372 | Covanta Projects LLC | U.S. Energy Information Administration | http://www.eia.gov/electricity/data/browser/ | U.S. Energy Information Administration | 36874 | 2019 | 340.706 | 355.09900000000005 | 357.64599999999996 | 357.84200699999997 | 400.671 | 422.35501 | 444.947 | U.S. Energy Information Administration |  |  |  |  | 13.86 | HYDRO-V1 | HYDRO-V1 | HYDRO-V1 | HYDRO-V1 | HYDRO-V1
USA | United States of America | McKay Bay Facility |  | USA0050875 | 22.1 | 27.9495 | -82.4212 | Waste |  |  |  | 1984.9999999999998 | Wheelabrator Environmental Systems | U.S. Energy Information Administration | http://www.eia.gov/electricity/data/browser/ | U.S. Energy Information Administration |  | 2019 | 149.389 | 140.853 | 141.185 | 140.833 | 143.772 | 145.938 | 144.601 | U.S. Energy Information Administration |  |  |  |  | 4 | SOLAR-V1-NO-AGE | SOLAR-V1-NO-AGE | SOLAR-V1-NO-AGE | SOLAR-V1-NO-AGE | SOLAR-V1-NO-AGE
USA | United States of America | Hillsborough County Resource Recovery |  | USA0050858 | 47 | 27.9549 | -82.3405 | Waste |  |  |  | 1995.4255319148936 | Hillsborough County | U.S. Energy Information Administration | http://www.eia.gov/electricity/data/browser/ | U.S. Energy Information Administration |  | 2019 | 309.646 | 282.84000000000003 | 273.26800000000003 | 272.935 | 265.866 | 246.62900000000002 | 208.3 | U.S. Energy Information Administration |  |  |  |  | 8.51 | SOLAR-V1-NO-AGE | SOLAR-V1-NO-AGE | SOLAR-V1-NO-AGE | SOLAR-V1-NO-AGE | SOLAR-V1-NO-AGE
USA | United States of America | JED Solid Waste Mgmt Renewable Energy |  | USA0060701 | 9.6 | 28.0638 | -81.0972 | Waste |  |  |  | 2017.0000000000002 | APTIM Environmental & Infrastructure | U.S. Energy Information Administration | http://www.eia.gov/electricity/data/browser/ | U.S. Energy Information Administration |  | 2019 |  |  |  |  | 55.647 | 55.713 | 37.916 | U.S. Energy Information Administration |  |  |  |  | 1.73 | HYDRO-V1 | HYDRO-V1 | HYDRO-V1 | HYDRO-V1 | HYDRO-V1
USA | United States of America | Pasco Cnty Solid Waste Resource Recovery |  | USA0050666 | 31.2 | 28.3681 | -82.5583 | Waste |  |  |  | 1991.0 | Pasco County | U.S. Energy Information Administration | http://www.eia.gov/electricity/data/browser/ | U.S. Energy Information Administration |  | 2019 | 178.31 | 171.503 | 186.31199999999998 | 195.41100000000003 | 189.81099999999998 | 188.631 | 185.523 | U.S. Energy Information Administration |  |  |  |  | 5.65 | HYDRO-V1 | HYDRO-V1 | HYDRO-V1 | HYDRO-V1 | HYDRO-V1
USA | United States of America | Brevard |  | USA0061777 | 9.6 | 28.3926 | -80.8287 | Waste |  |  |  | 2008.0 | Brevard Energy LLC | U.S. Energy Information Administration | http://www.eia.gov/electricity/data/browser/ | U.S. Energy Information Administration |  | 2019 |  |  |  |  | 53.501 | 46.753 | 38.765 | U.S. Energy Information Administration |  |  |  |  | 1.73 | HYDRO-V1 | HYDRO-V1 | HYDRO-V1 | HYDRO-V1 | HYDRO-V1
USA | United States of America | Hernando |  | USA0061779 | 1.6 | 28.6690 | -82.4857 | Waste |  |  |  | 2010.0 | Hernando Energy | U.S. Energy Information Administration | http://www.eia.gov/electricity/data/browser/ | U.S. Energy Information Administration |  | 2019 |  |  |  |  | 11.015 | 10.603 | 10.208 | U.S. Energy Information Administration |  |  |  |  | 0.28 | HYDRO-V1 | HYDRO-V1 | HYDRO-V1 | HYDRO-V1 | HYDRO-V1
USA | United States of America | Covanta Lake County Energy |  | USA0050629 | 15.5 | 28.7402 | -81.8892 | Waste | Gas |  |  | 1990.0 | Covanta Lake Inc | U.S. Energy Information Administration | http://www.eia.gov/electricity/data/browser/ | U.S. Energy Information Administration |  | 2019 | 80.622 | 71.11 | 80.61600000000001 | 81.277 | 67.25 | 86.63300000000001 | 77.293 | U.S. Energy Information Administration |  |  |  |  | 2.8 | HYDRO-V1 | HYDRO-V1 | HYDRO-V1 | HYDRO-V1 | HYDRO-V1
USA | United States of America | Seminole Energy |  | USA0061780 | 4.8 | 28.7902 | -81.0890 | Waste |  |  |  | 2006.9999999999998 | Seminole Energy LLC | U.S. Energy Information Administration | http://www.eia.gov/electricity/data/browser/ | U.S. Energy Information Administration |  | 2019 |  |  |  |  | 19.807000000000002 | 17.274 | 14.274 | U.S. Energy Information Administration |  |  |  |  | 0.86 | HYDRO-V1 | HYDRO-V1 | HYDRO-V1 | HYDRO-V1 | HYDRO-V1
USA | United States of America | G2 Energy Marion LLC |  | USA0057128 | 4 | 29.1229 | -82.0555 | Waste |  |  |  | 2009.2 | G2 Energy LLC | U.S. Energy Information Administration | http://www.eia.gov/electricity/data/browser/ | U.S. Energy Information Administration |  | 2019 | 28.09 | 26.987000000000002 | 28.784 | 22.559 | 17.081 | 25.36 | 22.52 | U.S. Energy Information Administration |  |  |  |  | 0.72 | HYDRO-V1 | HYDRO-V1 | HYDRO-V1 | HYDRO-V1 | HYDRO-V1
USA | United States of America | Nelson Gardens Landfill Gas to Energy |  | USA0059649 | 4.4 | 29.3300 | -98.6600 | Waste |  |  |  | 2014.0 | Nelson Gardens Energy LLC | U.S. Energy Information Administration | http://www.eia.gov/electricity/data/browser/ | U.S. Energy Information Administration | 67628 | 2019 |  | 14.998000000000001 | 19.443 | 17.937 | 18.925 | 19.952 | 15.018 | U.S. Energy Information Administration |  |  |  |  | 0.79 | HYDRO-V1 | HYDRO-V1 | HYDRO-V1 | HYDRO-V1 | HYDRO-V1
USA | United States of America | Covel Gardens Gas Recovery |  | USA0056864 | 9.6 | 29.3467 | -98.6536 | Waste |  |  |  | 2005.0 | EDL Inc | U.S. Energy Information Administration | http://www.eia.gov/electricity/data/browser/ | U.S. Energy Information Administration |  | 2019 | 62.941 | 63.422000000000004 | 60.486000000000004 | 60.276 | 58.593 | 30.631 | 59.185 | U.S. Energy Information Administration |  |  |  |  | 1.73 | HYDRO-V1 | HYDRO-V1 | HYDRO-V1 | HYDRO-V1 | HYDRO-V1
USA | United States of America | Tessman Road |  | USA0056113 | 9.8 | 29.4289 | -98.3433 | Waste |  |  |  | 2004.7142857142856 | EDL Inc | U.S. Energy Information Administration | http://www.eia.gov/electricity/data/browser/ | U.S. Energy Information Administration | 46293 | 2019 | 51.507 | 48.211 | 58.084 | 58.045 | 57.976 | 50.131 | 34.439 | U.S. Energy Information Administration |  |  |  |  | 1.77 | HYDRO-V1 | HYDRO-V1 | HYDRO-V1 | HYDRO-V1 | HYDRO-V1
USA | United States of America | Mesquite Creek LFGTE Project |  | USA0057167 | 3.2 | 29.7372 | -98.0228 | Waste |  |  |  | 2011.0000000000002 | WM Renewable Energy LLC | U.S. Energy Information Administration | http://www.eia.gov/electricity/data/browser/ | U.S. Energy Information Administration | 63282 | 2019 | 22.904 | 22.089000000000002 | 25.884 | 24.108 | 24.309 | 24.96 | 24.377 | U.S. Energy Information Administration |  |  |  |  | 0.57 | HYDRO-V1 | HYDRO-V1 | HYDRO-V1 | HYDRO-V1 | HYDRO-V1
USA | United States of America | Deerhaven Renewable |  | USA0057241 | 116.1 | 29.7675 | -82.3964 | Waste | Gas |  |  | 2014.0 | Gainesville Regional Utilities | U.S. Energy Information Administration | http://www.eia.gov/electricity/data/browser/ | U.S. Energy Information Administration | 59795 | 2019 | 27.144000000000002 | 578.212004 | 345.384998 | 35.868 | 357.35599700000006 | 569.595005 | 593.693 | U.S. Energy Information Administration |  |  |  |  | 21.04 | HYDRO-V1 | HYDRO-V1 | HYDRO-V1 | HYDRO-V1 | HYDRO-V1
USA | United States of America | Enterprise Sugar Factory |  | USA0051008 | 3 | 29.9036 | -91.7256 | Waste | Gas |  |  | 1981.0 | M.A. Patout & Son Limited LLC | U.S. Energy Information Administration | http://www.eia.gov/electricity/data/browser/ | U.S. Energy Information Administration |  | 2019 | 1.4 | 1.0999999999999999 | 0.0 | 0.0 | 0.0 | 0.0 | 0 | U.S. Energy Information Administration |  |  |  |  | 0.54 | HYDRO-V1 | HYDRO-V1 | HYDRO-V1 | HYDRO-V1 | HYDRO-V1
USA | United States of America | WestRock Panama City Mill |  | USA0050807 | 34 | 30.1420 | -85.6211 | Waste | Coal | Oil | Gas | 1950.8823529411766 | WestRock Corp-Panama City | U.S. Energy Information Administration | http://www.eia.gov/electricity/data/browser/ | U.S. Energy Information Administration | 33752 | 2019 | 232.988257 | 236.607092 | 253.096996 | 252.69208500000002 | 249.96188300000003 | 197.50869000000003 | 195.4305 | U.S. Energy Information Administration |  |  |  |  | 6.16 | HYDRO-V1 | HYDRO-V1 | HYDRO-V1 | HYDRO-V1 | HYDRO-V1
USA | United States of America | Agrilectric Power Partners Ltd |  | USA0010593 | 12.1 | 30.2012 | -93.1269 | Waste |  |  |  | 1983.9999999999998 | Agrilectric Power Partners Ltd | U.S. Energy Information Administration | http://www.eia.gov/electricity/data/browser/ | U.S. Energy Information Administration |  | 2019 | 73.045 | 85.506 | 89.348 | 80.884 | 88.19300000000001 | 79.653 | 83.989 | U.S. Energy Information Administration |  |  |  |  | 2.19 | HYDRO-V1 | HYDRO-V1 | HYDRO-V1 | HYDRO-V1 | HYDRO-V1
USA | United States of America | Trail Ridge Landfill Gas Recovery |  | USA0057123 | 9.6 | 30.2280 | -82.0409 | Waste |  |  |  | 2009.0000000000002 | LES Project Holdings LLC | U.S. Energy Information Administration | http://www.eia.gov/electricity/data/browser/ | U.S. Energy Information Administration | 62973 | 2019 | 71.508 | 70.381 | 56.609 | 40.68 | 51.33 | 59.300000000000004 | 49.47 | U.S. Energy Information Administration |  |  |  |  | 1.73 | HYDRO-V1 | HYDRO-V1 | HYDRO-V1 | HYDRO-V1 | HYDRO-V1
USA | United States of America | Bay County Waste to Energy |  | USA0010250 | 13.6 | 30.2661 | -85.5207 | Waste | Gas |  |  | 1987.0 | Bay County Board-County Comm | U.S. Energy Information Administration | http://www.eia.gov/electricity/data/browser/ | U.S. Energy Information Administration | 36757 | 2019 | 42.684999999999995 | 40.17699999999999 | 54.74600000000001 | 57.36 | 62.613 | 45.02 | 32.232 | U.S. Energy Information Administration |  |  |  |  | 2.46 | NO-ESTIMATION | NO-ESTIMATION | NO-ESTIMATION | NO-ESTIMATION | CAPACITY-FACTOR-V1
USA | United States of America | Security |  | USA0055556 | 3.4 | 30.3225 | -95.2681 | Waste |  |  |  | 2003.5 | TX LFG Energy LP | U.S. Energy Information Administration | http://www.eia.gov/electricity/data/browser/ | U.S. Energy Information Administration | 50584 | 2019 | 22.91 | 24.98 | 25.233 | 24.072 | 23.097 | 20.399 | 15.33 | U.S. Energy Information Administration |  |  |  |  | 0.61 | SOLAR-V1-NO-AGE | SOLAR-V1-NO-AGE | SOLAR-V1-NO-AGE | SOLAR-V1-NO-AGE | SOLAR-V1-NO-AGE
USA | United States of America | Austin Gas Recovery |  | USA0056524 | 6.4 | 30.3344 | -97.6217 | Waste |  |  |  | 2007.0 | WM Renewable Energy LLC | U.S. Energy Information Administration | http://www.eia.gov/electricity/data/browser/ | U.S. Energy Information Administration |  | 2019 | 40.766 | 34.293 | 45.946 | 47.593 | 41.422000000000004 | 39.986000000000004 | 34.976 | U.S. Energy Information Administration |  |  |  |  | 1.15 | HYDRO-V1 | HYDRO-V1 | HYDRO-V1 | HYDRO-V1 | HYDRO-V1
USA | United States of America | Telogia Power |  | USA0050774 | 14 | 30.3349 | -84.8182 | Waste |  |  |  | 1986.0 | Telogia Power LLC | U.S. Energy Information Administration | http://www.eia.gov/electricity/data/browser/ | U.S. Energy Information Administration |  | 2019 | 103.18 | 98.652 | 91.96900000000001 | 102.074 | 91.273 | 88.523 | 89.438 | U.S. Energy Information Administration |  |  |  |  | 2.53 | HYDRO-V1 | HYDRO-V1 | HYDRO-V1 | HYDRO-V1 | HYDRO-V1
USA | United States of America | Perdido |  | USA0057502 | 3.2 | 30.5700 | -87.3900 | Waste |  |  |  | 2010.0 | Gulf Power Co | U.S. Energy Information Administration | http://www.eia.gov/electricity/data/browser/ | U.S. Energy Information Administration | 61799 | 2019 | 23.401 | 24.424 | 24.560000000000002 | 24.094 | 24.449 | 23.298000000000002 | 23.298 | U.S. Energy Information Administration |  |  |  |  | 0.57 | NO-ESTIMATION | NO-ESTIMATION | NO-ESTIMATION | NO-ESTIMATION | CAPACITY-FACTOR-V1
USA | United States of America | Fernandina Plant |  | USA0010562 | 42 | 30.6612 | -81.4730 | Waste | Biomass | Other |  | 1982.4761904761904 | Rayonier Advanced Materials | U.S. Energy Information Administration | http://www.eia.gov/electricity/data/browser/ | U.S. Energy Information Administration | 66198 | 2019 | 267.294008 | 261.615992 | 255.340894 | 217.900915 | 250.216732 | 256.477892 | 233.8881 | U.S. Energy Information Administration |  |  |  |  | 7.61 | HYDRO-V1 | HYDRO-V1 | HYDRO-V1 | HYDRO-V1 | HYDRO-V1
USA | United States of America | Woodville Renewable Power Project |  | USA0058944 | 49.9 | 30.7483 | -94.4375 | Waste |  |  |  | 2013.9999999999998 | East Texas Electric Coop Inc | U.S. Energy Information Administration | http://www.eia.gov/electricity/data/browser/ | U.S. Energy Information Administration |  | 2019 |  | 18.397000000000002 | 124.662 | 18.752 | 0.0 | 0.0 | 0 | U.S. Energy Information Administration |  |  |  |  | 9.04 | HYDRO-V1 | HYDRO-V1 | HYDRO-V1 | HYDRO-V1 | HYDRO-V1
USA | United States of America | Gaylord Container Bogalusa |  | USA0054427 | 99.5 | 30.7811 | -89.8575 | Waste | Oil | Gas | Biomass | 1986.9396984924624 | Temple-Inland Corp | U.S. Energy Information Administration | http://www.eia.gov/electricity/data/browser/ | U.S. Energy Information Administration | 20772 | 2019 | 0.0 | 0.0 | 0.0 | 0.0 | 0.0 | 0.0 | 447.2866 | U.S. Energy Information Administration |  |  |  |  | 18.03 | SOLAR-V1-NO-AGE | SOLAR-V1-NO-AGE | SOLAR-V1-NO-AGE | SOLAR-V1-NO-AGE | SOLAR-V1-NO-AGE
USA | United States of America | Pecan Row Landfill To Electric Facility |  | USA0059221 | 6.4 | 30.8150 | -83.3625 | Waste |  |  |  | 2004.7500000000002 | EDL Inc | U.S. Energy Information Administration | http://www.eia.gov/electricity/data/browser/ | U.S. Energy Information Administration | 68125 | 2019 | 0.367 | 26.717000000000002 | 32.879 | 16.187 | 35.253 | 35.153 | 34.128 | U.S. Energy Information Administration |  |  |  |  | 1.15 | HYDRO-V1 | HYDRO-V1 | HYDRO-V1 | HYDRO-V1 | HYDRO-V1
USA | United States of America | Springhill Gas Recovery Plant |  | USA0056522 | 4.8 | 30.9283 | -85.4261 | Waste |  |  |  | 2006.0000000000002 | WM Renewable Energy LLC | U.S. Energy Information Administration | http://www.eia.gov/electricity/data/browser/ | U.S. Energy Information Administration |  | 2019 | 27.574 | 28.268 | 36.474000000000004 | 28.573 | 28.879 | 35.291000000000004 | 36.013 | U.S. Energy Information Administration |  |  |  |  | 0.86 | HYDRO-V1 | HYDRO-V1 | HYDRO-V1 | HYDRO-V1 | HYDRO-V1
USA | United States of America | PInova Inc |  | USA0010120 | 7.1 | 31.1648 | -81.4787 | Waste | Gas | Oil | Other | 1980.0 | PInova Inc | U.S. Energy Information Administration | http://www.eia.gov/electricity/data/browser/ | U.S. Energy Information Administration |  | 2019 | 0.0 | 0.0 | 0.0 | 0.0 | 0.0 | 0.0 | 0 | U.S. Energy Information Administration |  |  |  |  | 1.28 | HYDRO-V1 | HYDRO-V1 | HYDRO-V1 | HYDRO-V1 | HYDRO-V1
USA | United States of America | Albany Green Energy |  | USA0060340 | 54.5 | 31.5559 | -84.1103 | Waste | Gas | Biomass |  | 2017.0 | Albany Green Energy LLC | U.S. Energy Information Administration | http://www.eia.gov/electricity/data/browser/ | U.S. Energy Information Administration |  | 2019 |  |  |  |  | 191.308005 | 70.96900000000001 | 308.859 | U.S. Energy Information Administration |  |  |  |  | 9.87 | HYDRO-V1 | HYDRO-V1 | HYDRO-V1 | HYDRO-V1 | HYDRO-V1
USA | United States of America | Four Peaks Camino Real |  | USA0060696 | 3.2 | 31.8111 | -106.5933 | Waste |  |  |  | 2008.0 | ENERGYneering Solutions Inc | U.S. Energy Information Administration | http://www.eia.gov/electricity/data/browser/ | U.S. Energy Information Administration |  | 2019 |  |  |  | 0.855 | 0.624 | 4.955 | 15.669 | U.S. Energy Information Administration |  |  |  |  | 0.57 | HYDRO-V1 | HYDRO-V1 | HYDRO-V1 | HYDRO-V1 | HYDRO-V1
USA | United States of America | Nacogdoches Power |  | USA0055708 | 114 | 31.8321 | -94.9006 | Waste | Biomass |  |  | 2012.0 | Austin Energy | U.S. Energy Information Administration | http://www.eia.gov/electricity/data/browser/ | U.S. Energy Information Administration | 60717 | 2019 | 75.387 | 0.0 | 0.0 | 0.0 | 0.0 | 0.0 | 71.646 | U.S. Energy Information Administration |  |  |  |  | 20.66 | HYDRO-V1 | HYDRO-V1 | HYDRO-V1 | HYDRO-V1 | HYDRO-V1
USA | United States of America | International Paper Pine Hill Mill |  | USA0054752 | 77.4 | 31.9698 | -87.4806 | Waste | Coal | Oil | Gas | 1974.7648578811365 | International Paper Co. | U.S. Energy Information Administration | http://www.eia.gov/electricity/data/browser/ | U.S. Energy Information Administration | 25337 | 2019 | 498.69820300000003 | 461.168001 | 376.573 | 476.045003 | 490.279994 | 475.37800100000004 | 475.439 | U.S. Energy Information Administration |  |  |  |  | 14.02 | SOLAR-V1-NO-AGE | SOLAR-V1-NO-AGE | SOLAR-V1-NO-AGE | SOLAR-V1-NO-AGE | SOLAR-V1-NO-AGE
USA | United States of America | Superior Landfill Gas Recovery |  | USA0057026 | 6.4 | 32.0303 | -81.2722 | Waste |  |  |  | 2009.0000000000005 | WM Renewable Energy LLC | U.S. Energy Information Administration | http://www.eia.gov/electricity/data/browser/ | U.S. Energy Information Administration | 61505 | 2019 | 38.847 | 42.521 | 44.302 | 38.287 | 42.103 | 44.176 | 38.342 | U.S. Energy Information Administration |  |  |  |  | 1.15 | SOLAR-V1-NO-AGE | SOLAR-V1-NO-AGE | SOLAR-V1-NO-AGE | SOLAR-V1-NO-AGE | SOLAR-V1-NO-AGE
USA | United States of America | Taylor |  | USA0056870 | 8 | 32.4522 | -84.3872 | Waste |  |  |  | 2007.5 | EDL Inc | U.S. Energy Information Administration | http://www.eia.gov/electricity/data/browser/ | U.S. Energy Information Administration | 52173 | 2019 | 45.198 | 41.533 | 48.511 | 41.975 | 39.364000000000004 | 57.197 | 33.083 | U.S. Energy Information Administration |  |  |  |  | 1.44 | SOLAR-V1-NO-AGE | SOLAR-V1-NO-AGE | SOLAR-V1-NO-AGE | SOLAR-V1-NO-AGE | SOLAR-V1-NO-AGE
USA | United States of America | WestRock Southeast LLC. |  | USA0054004 | 82.1 | 32.5036 | -82.8443 | Waste | Coal | Gas | Oil | 1989.0000000000005 | WestRock Southeast LLC | U.S. Energy Information Administration | http://www.eia.gov/electricity/data/browser/ | U.S. Energy Information Administration |  | 2019 | 416.21955099999997 | 0.0 | 0.0 | 0.0 | 0.0 | 0.0 | 221.7979 | U.S. Energy Information Administration |  |  |  |  | 14.88 | HYDRO-V1 | HYDRO-V1 | HYDRO-V1 | HYDRO-V1 | HYDRO-V1
USA | United States of America | Skyline Gas Recovery |  | USA0056528 | 6.4 | 32.5397 | -96.6653 | Waste |  |  |  | 2007.0 | WM Renewable Energy LLC | U.S. Energy Information Administration | http://www.eia.gov/electricity/data/browser/ | U.S. Energy Information Administration | 63283 | 2019 | 44.361000000000004 | 43.94 | 48.5 | 47.661 | 47.309 | 44.507 | 38.959 | U.S. Energy Information Administration |  |  |  |  | 1.15 | SOLAR-V1-NO-AGE | SOLAR-V1-NO-AGE | SOLAR-V1-NO-AGE | SOLAR-V1-NO-AGE | SOLAR-V1-NO-AGE
USA | United States of America | Snider Industries |  | USA0050141 | 5 | 32.5747 | -94.3739 | Waste |  |  |  | 1983.0 | Snider Industries Inc | U.S. Energy Information Administration | http://www.eia.gov/electricity/data/browser/ | U.S. Energy Information Administration |  | 2019 | 14.307 | 10.831 | 11.506 | 12.074 | 17.781 | 15.584 | 11.804 | U.S. Energy Information Administration |  |  |  |  | 0.9 | SOLAR-V1-NO-AGE | SOLAR-V1-NO-AGE | SOLAR-V1-NO-AGE | SOLAR-V1-NO-AGE | SOLAR-V1-NO-AGE
USA | United States of America | Ameresco Dallas LLC |  | USA0058946 | 4.2 | 32.6486 | -96.6444 | Waste |  |  |  | 2011.0 | Ameresco Dallas LLC | U.S. Energy Information Administration | http://www.eia.gov/electricity/data/browser/ | U.S. Energy Information Administration |  | 2019 | 26.324 | 27.082 | 28.569 | 26.53 | 29.835 | 23.687 | 26.799 | U.S. Energy Information Administration |  |  |  |  | 0.76 | SOLAR-V1-NO-AGE | SOLAR-V1-NO-AGE | SOLAR-V1-NO-AGE | SOLAR-V1-NO-AGE | SOLAR-V1-NO-AGE
USA | United States of America | Westside Landfill Gas Recovery |  | USA0057020 | 3.2 | 32.7246 | -97.5371 | Waste |  |  |  | 2010.0 | WM Renewable Energy LLC | U.S. Energy Information Administration | http://www.eia.gov/electricity/data/browser/ | U.S. Energy Information Administration | 63281 | 2019 | 31.026 | 27.372 | 30.237000000000002 | 36.941 | 32.957 | 29.501 | 24.353 | U.S. Energy Information Administration |  |  |  |  | 0.57 | SOLAR-V1-NO-AGE | SOLAR-V1-NO-AGE | SOLAR-V1-NO-AGE | SOLAR-V1-NO-AGE | SOLAR-V1-NO-AGE
USA | United States of America | Riverwood International Macon Mill |  | USA0054464 | 73.4 | 32.7714 | -83.6281 | Waste | Oil | Gas | Biomass | 1990.5708446866483 | Riverwood Intl USA Inc | U.S. Energy Information Administration | http://www.eia.gov/electricity/data/browser/ | U.S. Energy Information Administration |  | 2019 | 298.56149200000004 | 511.568341 | 503.94594700000005 | 0.0 | 0.0 | 0.0 | 480.5348 | U.S. Energy Information Administration |  |  |  |  | 13.3 | SOLAR-V1-NO-AGE | SOLAR-V1-NO-AGE | SOLAR-V1-NO-AGE | SOLAR-V1-NO-AGE | SOLAR-V1-NO-AGE
USA | United States of America | ADS Renewable Energy-Wolf Creek LLC |  | USA0060184 | 2.8 | 32.7755 | -83.4348 | Waste |  |  |  | 2010.9999999999998 | ADS Renewable Energy- Wolf Creek LLC | U.S. Energy Information Administration | http://www.eia.gov/electricity/data/browser/ | U.S. Energy Information Administration |  | 2019 |  |  | 20.158 | 17.964 | 18.118000000000002 | 19.273 | 21.191 | U.S. Energy Information Administration |  |  |  |  | 0.5 | SOLAR-V1-NO-AGE | SOLAR-V1-NO-AGE | SOLAR-V1-NO-AGE | SOLAR-V1-NO-AGE | SOLAR-V1-NO-AGE
USA | United States of America | MM San Diego-Miramar |  | USA0055094 | 6.4 | 32.8448 | -117.1627 | Waste | Biomass |  |  | 1997.0 | MM San Diego Energy-Miramar | U.S. Energy Information Administration | http://www.eia.gov/electricity/data/browser/ | U.S. Energy Information Administration |  | 2019 | 47.306000000000004 | 46.088 | 51.007999999999996 | 50.825 | 51.224 | 50.83500000000001 | 48.556 | U.S. Energy Information Administration |  |  |  |  | 1.15 | SOLAR-V1-NO-AGE | SOLAR-V1-NO-AGE | SOLAR-V1-NO-AGE | SOLAR-V1-NO-AGE | SOLAR-V1-NO-AGE
USA | United States of America | Sycamore Energy LLC |  | USA0010387 | 5.4 | 32.8577 | -117.0288 | Waste | Gas |  |  | 2007.1111111111109 | Sycamore Energy LLC | U.S. Energy Information Administration | http://www.eia.gov/electricity/data/browser/ | U.S. Energy Information Administration |  | 2019 | 16.102 | 19.406 | 20.418 | 20.668 | 16.669 | 18.523 | 23.127 | U.S. Energy Information Administration |  |  |  |  | 0.97 | SOLAR-V1-NO-AGE | SOLAR-V1-NO-AGE | SOLAR-V1-NO-AGE | SOLAR-V1-NO-AGE | SOLAR-V1-NO-AGE
USA | United States of America | North City - Landfill Gas Engine North |  | USA0060571 | 1.6 | 32.8778 | -117.1978 | Waste |  |  |  | 2013.0 | City of San Diego | U.S. Energy Information Administration | http://www.eia.gov/electricity/data/browser/ | U.S. Energy Information Administration |  | 2019 |  |  |  | 9.126 | 8.26 | 6.322 | 3.871 | U.S. Energy Information Administration |  |  |  |  | 0.28 | SOLAR-V1-NO-AGE | SOLAR-V1-NO-AGE | SOLAR-V1-NO-AGE | SOLAR-V1-NO-AGE | SOLAR-V1-NO-AGE
USA | United States of America | North City - Landfill Gas Engines South |  | USA0055602 | 3.6 | 32.8817 | -117.1958 | Waste | Gas |  |  | 1999.0 | City of San Diego | U.S. Energy Information Administration | http://www.eia.gov/electricity/data/browser/ | U.S. Energy Information Administration | 17213 | 2019 | 26.879 | 23.255 | 27.201 | 29.076 | 29.684 | 28.974 | 26.54 | U.S. Energy Information Administration |  |  |  |  | 0.65 | SOLAR-V1-NO-AGE | SOLAR-V1-NO-AGE | SOLAR-V1-NO-AGE | SOLAR-V1-NO-AGE | SOLAR-V1-NO-AGE
USA | United States of America | Kapstone |  | USA0007737 | 99.2 | 32.9000 | -79.9667 | Waste | Coal | Oil | Biomass | 1999.0000000000002 | WestRock North Charleston | U.S. Energy Information Administration | http://www.eia.gov/electricity/data/browser/ | U.S. Energy Information Administration |  | 2019 | 564.473 | 573.3020100000001 | 536.196 | 520.909 | 508.36199999999997 | 435.283005 | 477.951 | U.S. Energy Information Administration |  |  |  |  | 17.97 | SOLAR-V1-NO-AGE | SOLAR-V1-NO-AGE | SOLAR-V1-NO-AGE | SOLAR-V1-NO-AGE | SOLAR-V1-NO-AGE
USA | United States of America | Mesquite Lake Energy Park Plant 2 |  | USA0050363 | 21 | 32.9038 | -115.5119 | Waste |  |  |  | 1987.0 | Mesquite Lake Energy Park | U.S. Energy Information Administration | http://www.eia.gov/electricity/data/browser/ | U.S. Energy Information Administration |  | 2019 | [12 empty] | 3.8 | SOLAR-V1-NO-AGE | SOLAR-V1-NO-AGE | SOLAR-V1-NO-AGE | SOLAR-V1-NO-AGE | SOLAR-V1-NO-AGE
USA | United States of America | Mesquite Lake Water & Power Plant 1 |  | USA0057154 | 18.1 | 32.9066 | -115.5137 | Waste |  |  |  | 2009.0 | Mesquite Lake Water & Power Plant 1 | U.S. Energy Information Administration | http://www.eia.gov/electricity/data/browser/ | U.S. Energy Information Administration |  | 2019 | [12 empty] | 3.28 | SOLAR-V1-NO-AGE | SOLAR-V1-NO-AGE | SOLAR-V1-NO-AGE | SOLAR-V1-NO-AGE | SOLAR-V1-NO-AGE
USA | United States of America | Westervelt Moundville Cogen |  | USA0057467 | 13 | 32.9607 | -87.6554 | Waste |  |  |  | 2012.0 | The Westervelt Co | U.S. Energy Information Administration | http://www.eia.gov/electricity/data/browser/ | U.S. Energy Information Administration | 65257 | 2019 | 0.41500000000000004 | 31.795 | 39.003 | 39.791000000000004 | 35.194 | 37.819 | 30.94 | U.S. Energy Information Administration |  |  |  |  | 2.35 | SOLAR-V1-NO-AGE | SOLAR-V1-NO-AGE | SOLAR-V1-NO-AGE | SOLAR-V1-NO-AGE | SOLAR-V1-NO-AGE
USA | United States of America | Allendale Biomass |  | USA0058706 | 22.5 | 32.9950 | -81.2819 | Waste |  |  |  | 2013.0 | Allendale Biomass LLC | U.S. Energy Information Administration | http://www.eia.gov/electricity/data/browser/ | U.S. Energy Information Administration |  | 2019 | 1.653 | 118.668 | 161.474 | 162.662 | 159.562 | 154.451 | 158.359 | U.S. Energy Information Administration |  |  |  |  | 4.07 | SOLAR-V1-NO-AGE | SOLAR-V1-NO-AGE | SOLAR-V1-NO-AGE | SOLAR-V1-NO-AGE | SOLAR-V1-NO-AGE
USA | United States of America | DFW Gas Recovery |  | USA0050569 | 12.4 | 33.0196 | -96.9620 | Waste |  |  |  | 1998.8387096774197 | WM Renewable Energy LLC | U.S. Energy Information Administration | http://www.eia.gov/electricity/data/browser/ | U.S. Energy Information Administration | 14524 | 2019 | 75.41 | 81.321 | 86.891 | 91.428 | 80.50300000000001 | 87.88 | 85.254 | U.S. Energy Information Administration |  |  |  |  | 2.24 | SOLAR-V1-NO-AGE | SOLAR-V1-NO-AGE | SOLAR-V1-NO-AGE | SOLAR-V1-NO-AGE | SOLAR-V1-NO-AGE
USA | United States of America | Farmers Branch Renewable Energy Facility |  | USA0057165 | 3.2 | 33.0311 | -96.9572 | Waste |  |  |  | 2011.0000000000002 | WM Renewable Energy LLC | U.S. Energy Information Administration | http://www.eia.gov/electricity/data/browser/ | U.S. Energy Information Administration |  | 2019 | 24.107 | 24.581 | 26.024 | 26.538 | 24.959 | 24.63 | 26.148 | U.S. Energy Information Administration |  |  |  |  | 0.57 | NO-ESTIMATION | NO-ESTIMATION | NO-ESTIMATION | NO-ESTIMATION | CAPACITY-FACTOR-V1
USA | United States of America | Piedmont Green Power |  | USA0057909 | 60 | 33.0453 | -84.1256 | Waste | Other |  |  | 2013.0 | Piedmont Green Power LLC | U.S. Energy Information Administration | http://www.eia.gov/electricity/data/browser/ | U.S. Energy Information Administration | 63647 | 2019 | 270.793 | 380.645 | 401.00800399999997 | 429.181997 | 420.535996 | 407.483996 | 418.989 | U.S. Energy Information Administration |  |  |  |  | 10.87 | SOLAR-V1-NO-AGE | SOLAR-V1-NO-AGE | SOLAR-V1-NO-AGE | SOLAR-V1-NO-AGE | SOLAR-V1-NO-AGE
USA | United States of America | Berkeley County Landfill |  | USA0057945 | 3.2 | 33.1211 | -80.0294 | Waste |  |  |  | 2011.0000000000002 | South Carolina Public Service Authority | U.S. Energy Information Administration | http://www.eia.gov/electricity/data/browser/ | U.S. Energy Information Administration | 62102 | 2019 | 6.16 | 5.886 | 5.042 | 4.2 | 3.749 | 4.2090000000000005 | 4.241 | U.S. Energy Information Administration |  |  |  |  | 0.57 | HYDRO-V1 | HYDRO-V1 | HYDRO-V1 | HYDRO-V1 | HYDRO-V1
USA | United States of America | Denton Power LLC |  | USA0057071 | 1.6 | 33.1919 | -97.0761 | Waste |  |  |  | 2009.0 | Denton Power LLC | U.S. Energy Information Administration | http://www.eia.gov/electricity/data/browser/ | U.S. Energy Information Administration |  | 2019 | 13.543000000000001 | 13.155000000000001 | 11.987 | 12.586 | 11.5 | 12.153 | 12.383 | U.S. Energy Information Administration |  |  |  |  | 0.28 | HYDRO-V1 | HYDRO-V1 | HYDRO-V1 | HYDRO-V1 | HYDRO-V1
USA | United States of America | Dorchester Biomass |  | USA0058707 | 22.5 | 33.2386 | -80.4503 | Waste |  |  |  | 2013.0 | Dorchester Biomass LLC | U.S. Energy Information Administration | http://www.eia.gov/electricity/data/browser/ | U.S. Energy Information Administration | 61453 | 2019 | 5.789 | 124.136 | 157.156 | 158.698 | 147.461 | 145.347 | 154.983 | U.S. Energy Information Administration |  |  |  |  | 4.07 | NO-ESTIMATION | NO-ESTIMATION | NO-ESTIMATION | NO-ESTIMATION | CAPACITY-FACTOR-V1
USA | United States of America | Georgia LFG Pine Ridge Plant |  | USA0061386 | 6.6 | 33.2442 | -84.1220 | Waste |  |  |  | 2016.0000000000002 | Cube District Energy LLC | U.S. Energy Information Administration | http://www.eia.gov/electricity/data/browser/ | U.S. Energy Information Administration |  | 2019 |  |  |  | 17.833000000000002 | 44.655 | 35.298 | 46.215 | U.S. Energy Information Administration |  |  |  |  | 1.19 | HYDRO-V1 | HYDRO-V1 | HYDRO-V1 | HYDRO-V1 | HYDRO-V1
USA | United States of America | Savannah River Site Biomass Cogen |  | USA0057138 | 20.8 | 33.2833 | -81.6667 | Waste | Oil | Other |  | 2011.9999999999998 | Ameresco | U.S. Energy Information Administration | http://www.eia.gov/electricity/data/browser/ | U.S. Energy Information Administration |  | 2019 | 68.783 | 70.925 | 76.52000000000001 | 79.02000000000001 | 95.22 | 92.746 | 72.803 | U.S. Energy Information Administration |  |  |  |  | 3.76 | NO-ESTIMATION | NO-ESTIMATION | NO-ESTIMATION | NO-ESTIMATION | CAPACITY-FACTOR-V1
USA | United States of America | Graphic Packaging International Augusta Mill |  | USA0054358 | 84.7 | 33.3283 | -81.9531 | Waste | Oil | Gas |  | 1963.4061393152301 | Graphic Packaging International - Augusta | U.S. Energy Information Administration | http://www.eia.gov/electricity/data/browser/ | U.S. Energy Information Administration | 20052 | 2019 | 425.374997 | 408.45399999999995 | 411.089998 | 377.909624 | 377.831999 | 373.123604 | 367.7863 | U.S. Energy Information Administration |  |  |  |  | 15.35 | SOLAR-V1-NO-AGE | SOLAR-V1-NO-AGE | SOLAR-V1-NO-AGE | SOLAR-V1-NO-AGE | SOLAR-V1-NO-AGE
USA | United States of America | International Paper Georgetown Mill |  | USA0054087 | 95.6 | 33.3602 | -79.3026 | Waste | Gas | Oil | Biomass | 1979.179916317992 | International Paper Co-GT Mill | U.S. Energy Information Administration | http://www.eia.gov/electricity/data/browser/ | U.S. Energy Information Administration | 57464 | 2019 | 505.70274000000006 | 532.9372619999999 | 485.796998 | 505.75900300000006 | 523.977998 | 507.79999899999996 | 488.101 | U.S. Energy Information Administration |  |  |  |  | 17.32 | SOLAR-V1-NO-AGE | SOLAR-V1-NO-AGE | SOLAR-V1-NO-AGE | SOLAR-V1-NO-AGE | SOLAR-V1-NO-AGE
USA | United States of America | Georgetown LFGTE |  | USA0056995 | 1.1 | 33.4536 | -79.3161 | Waste |  |  |  | 2009.9999999999998 | South Carolina Public Service Authority | U.S. Energy Information Administration | http://www.eia.gov/electricity/data/browser/ | U.S. Energy Information Administration | 61605 | 2019 | 4.581 | 4.136 | 3.577 | 2.866 | 2.386 | 0.47200000000000003 | 0 | U.S. Energy Information Administration |  |  |  |  | 0.19 | SOLAR-V1-NO-AGE | SOLAR-V1-NO-AGE | SOLAR-V1-NO-AGE | SOLAR-V1-NO-AGE | SOLAR-V1-NO-AGE
USA | United States of America | Prima Plant |  | USA0055601 | 6 | 33.4949 | -117.6146 | Waste |  |  |  | 1999.0 | MM Prima Deshecha Energy LLC | U.S. Energy Information Administration | http://www.eia.gov/electricity/data/browser/ | U.S. Energy Information Administration |  | 2019 | 44.342 | 42.166000000000004 | 42.587 | 48.673 | 49.128 | 45.616 | 44.276 | U.S. Energy Information Administration |  |  |  |  | 1.08 | SOLAR-V1-NO-AGE | SOLAR-V1-NO-AGE | SOLAR-V1-NO-AGE | SOLAR-V1-NO-AGE | SOLAR-V1-NO-AGE
USA | United States of America | Glendale Energy Power Plant |  | USA0057829 | 2.8 | 33.5403 | -112.3064 | Waste |  |  |  | 2010.0000000000002 | Glendale Energy LLC | U.S. Energy Information Administration | http://www.eia.gov/electricity/data/browser/ | U.S. Energy Information Administration |  | 2019 | 18.161 | 16.581 | 19.295 | 15.475 | 19.446 | 14.228 | 9.396 | U.S. Energy Information Administration |  |  |  |  | 0.5 | SOLAR-V1-NO-AGE | SOLAR-V1-NO-AGE | SOLAR-V1-NO-AGE | SOLAR-V1-NO-AGE | SOLAR-V1-NO-AGE
USA | United States of America | Desert View Power |  | USA0010300 | 55.5 | 33.5860 | -116.0873 | Waste | Petcoke | Gas | Other | 1991.0 | Desert View Power Inc | U.S. Energy Information Administration | http://www.eia.gov/electricity/data/browser/ | U.S. Energy Information Administration |  | 2019 | 351.50500100000005 | 327.982003 | 323.076002 | 332.818002 | 345.748999 | 329.771003 | 342.298 | U.S. Energy Information Administration |  |  |  |  | 10.05 | SOLAR-V1-NO-AGE | SOLAR-V1-NO-AGE | SOLAR-V1-NO-AGE | SOLAR-V1-NO-AGE | SOLAR-V1-NO-AGE
USA | United States of America | MAS ASB Cogen Plant |  | USA0058484 | 6.6 | 33.6550 | -84.3944 | Waste | Gas |  |  | 2012.0 | Cube District Energy LLC | U.S. Energy Information Administration | http://www.eia.gov/electricity/data/browser/ | U.S. Energy Information Administration |  | 2019 | 50.88 | 45.457 | 42.916000000000004 | 43.42700000000001 | 45.793 | 30.331999999999997 | 43.725 | U.S. Energy Information Administration |  |  |  |  | 1.19 | SOLAR-V1-NO-AGE | SOLAR-V1-NO-AGE | SOLAR-V1-NO-AGE | SOLAR-V1-NO-AGE | SOLAR-V1-NO-AGE
USA | United States of America | Northwest Regional |  | USA0057403 | 3.2 | 33.6819 | -112.4767 | Waste |  |  |  | 2012.0 | WM Renewable Energy LLC | U.S. Energy Information Administration | http://www.eia.gov/electricity/data/browser/ | U.S. Energy Information Administration | 65272 | 2019 | 24.834 | 23.966 | 23.016000000000002 | 22.767 | 19.284 | 23.147000000000002 | 21.27 | U.S. Energy Information Administration |  |  |  |  | 0.57 | SOLAR-V1-NO-AGE | SOLAR-V1-NO-AGE | SOLAR-V1-NO-AGE | SOLAR-V1-NO-AGE | SOLAR-V1-NO-AGE
USA | United States of America | Bowerman Power LFG LLC |  | USA0059461 | 23.8 | 33.7189 | -117.7022 | Waste |  |  |  | 2016.0000000000005 | Bowerman Power LFG LLC | U.S. Energy Information Administration | http://www.eia.gov/electricity/data/browser/ | U.S. Energy Information Administration |  | 2019 |  |  |  | 107.803 | 152.907 | 152.963 | 161.789 | U.S. Energy Information Administration |  |  |  |  | 4.31 | SOLAR-V1-NO-AGE | SOLAR-V1-NO-AGE | SOLAR-V1-NO-AGE | SOLAR-V1-NO-AGE | SOLAR-V1-NO-AGE
USA | United States of America | Southeast Resource Recovery |  | USA0050837 | 35.6 | 33.7592 | -118.2399 | Waste | Gas |  |  | 1988.0 | SERRF Joint Powers Authority | U.S. Energy Information Administration | http://www.eia.gov/electricity/data/browser/ | U.S. Energy Information Administration |  | 2019 | 226.306005 | 220.061002 | 205.008 | 159.89800000000002 | 184.381 | 170.039 | 185.65 | U.S. Energy Information Administration |  |  |  |  | 6.45 | SOLAR-V1-NO-AGE | SOLAR-V1-NO-AGE | SOLAR-V1-NO-AGE | SOLAR-V1-NO-AGE | SOLAR-V1-NO-AGE
USA | United States of America | Horry Land Fill Gas Site |  | USA0007958 | 3.1 | 33.8125 | -78.9672 | Waste |  |  |  | 2001.7096774193549 | South Carolina Public Service Authority | U.S. Energy Information Administration | http://www.eia.gov/electricity/data/browser/ | U.S. Energy Information Administration |  | 2019 | 13.369 | 12.764000000000001 | 7.57 | 7.140000000000001 | 9.371 | 8.394 | 10.592 | U.S. Energy Information Administration |  |  |  |  | 0.56 | SOLAR-V1-NO-AGE | SOLAR-V1-NO-AGE | SOLAR-V1-NO-AGE | SOLAR-V1-NO-AGE | SOLAR-V1-NO-AGE
USA | United States of America | Kaiser Downey |  | USA0058128 | 1 | 33.9192 | -118.1286 | Waste | Gas |  |  | 2012.0000000000002 | Bloom Energy 2009 PPA | U.S. Energy Information Administration | http://www.eia.gov/electricity/data/browser/ | U.S. Energy Information Administration | 62995 | 2019 | 7.972470000000001 | 5.38758 | 3.3869999999999996 | 0.004 | 0.0 | 0.0 | 5.47 | U.S. Energy Information Administration |  |  |  |  | 0.18 | SOLAR-V1-NO-AGE | SOLAR-V1-NO-AGE | SOLAR-V1-NO-AGE | SOLAR-V1-NO-AGE | SOLAR-V1-NO-AGE
USA | United States of America | CII Methane Management III LFG Plant |  | USA0059650 | 1.6 | 33.9256 | -83.2639 | Waste |  |  |  | 2014.0 | Frontier Operation Services | U.S. Energy Information Administration | http://www.eia.gov/electricity/data/browser/ | U.S. Energy Information Administration |  | 2019 |  | 9.616 | 7.973 | 8.131 | 8.308 | 8.435 | 6.39 | U.S. Energy Information Administration |  |  |  |  | 0.28 | SOLAR-V1-NO-AGE | SOLAR-V1-NO-AGE | SOLAR-V1-NO-AGE | SOLAR-V1-NO-AGE | SOLAR-V1-NO-AGE
USA | United States of America | Brea Expansion Plant |  | USA0058007 | 35.7 | 33.9320 | -117.8402 | Waste |  |  |  | 2011.9999999999998 | Brea Power II | U.S. Energy Information Administration | http://www.eia.gov/electricity/data/browser/ | U.S. Energy Information Administration |  | 2019 | 185.62419 | 225.23884999999999 | 240.65506 | 249.61301 | 249.47235999999998 | 248.60421000000002 | 236.5161 | U.S. Energy Information Administration |  |  |  |  | 6.47 | SOLAR-V1-NO-AGE | SOLAR-V1-NO-AGE | SOLAR-V1-NO-AGE | SOLAR-V1-NO-AGE | SOLAR-V1-NO-AGE
USA | United States of America | CPI USA NC Southport |  | USA0010378 | 135 | 33.9444 | -78.0118 | Waste | Coal | Other |  | 1987.0 | CPI USA NC Southport LLC | U.S. Energy Information Administration | http://www.eia.gov/electricity/data/browser/ | U.S. Energy Information Administration |  | 2019 | 434.32200600000004 | 485.307001 | 503.619003 | 514.950007 | 424.00700600000005 | 438.542993 | 458.515 | U.S. Energy Information Administration |  |  |  |  | 24.46 | SOLAR-V1-NO-AGE | SOLAR-V1-NO-AGE | SOLAR-V1-NO-AGE | SOLAR-V1-NO-AGE | SOLAR-V1-NO-AGE
USA | United States of America | Prairie Bluff |  | USA0057408 | 1.6 | 33.9544 | -88.9925 | Waste |  |  |  | 2012.0 | WM Renewable Energy LLC | U.S. Energy Information Administration | http://www.eia.gov/electricity/data/browser/ | U.S. Energy Information Administration | 67312 | 2019 | 12.364 | 12.625 | 12.929 | 10.228 | 12.13 | 12.589 | 12.894 | U.S. Energy Information Administration |  |  |  |  | 0.28 | SOLAR-V1-NO-AGE | SOLAR-V1-NO-AGE | SOLAR-V1-NO-AGE | SOLAR-V1-NO-AGE | SOLAR-V1-NO-AGE
USA | United States of America | Georgia LFG Oak Grove Plant |  | USA0061385 | 6.6 | 33.9650 | -83.7656 | Waste | Gas |  |  | 2016.0000000000002 | Cube District Energy LLC | U.S. Energy Information Administration | http://www.eia.gov/electricity/data/browser/ | U.S. Energy Information Administration |  | 2019 |  |  |  | 12.117 | 31.39 | 30.613999999999997 | 38.413 | U.S. Energy Information Administration |  |  |  |  | 1.19 | SOLAR-V1-NO-AGE | SOLAR-V1-NO-AGE | SOLAR-V1-NO-AGE | SOLAR-V1-NO-AGE | SOLAR-V1-NO-AGE
USA | United States of America | Whittier LFG Power Plant #1 |  | USA0057102 | 2.2 | 33.9716 | -118.0481 | Waste |  |  |  | 2008.5000000000002 | J&A-Whittier LLC | U.S. Energy Information Administration | http://www.eia.gov/electricity/data/browser/ | U.S. Energy Information Administration | 63238 | 2019 | 9.722 |  | 9.561 | 9.911 | 10.142 |  |  | U.S. Energy Information Administration |  |  |  |  | 0.39 | SOLAR-V1-NO-AGE | SOLAR-V1-NO-AGE | SOLAR-V1-NO-AGE | SOLAR-V1-NO-AGE | SOLAR-V1-NO-AGE
USA | United States of America | Puente Hills Energy Recovery |  | USA0010472 | 50 | 34.0233 | -118.0241 | Waste |  |  |  | 1986.0 | Los Angeles County Sanitation | U.S. Energy Information Administration | http://www.eia.gov/electricity/data/browser/ | U.S. Energy Information Administration | 25071 | 2019 | 0.0 | 0.0 | 351.351 | 286.774 | 0.0 | 0.0 | 195.597 | U.S. Energy Information Administration |  |  |  |  | 9.06 | SOLAR-V1-NO-AGE | SOLAR-V1-NO-AGE | SOLAR-V1-NO-AGE | SOLAR-V1-NO-AGE | SOLAR-V1-NO-AGE
USA | United States of America | MM West Covina |  | USA0054015 | 6.8 | 34.0332 | -117.9061 | Waste | Gas |  |  | 1993.0 | MM West Covina Energy LLC | U.S. Energy Information Administration | http://www.eia.gov/electricity/data/browser/ | U.S. Energy Information Administration |  | 2019 | 43.021 | 43.055 | 44.184 | 47.791000000000004 | 46.619 | 44.143 | 42.896 | U.S. Energy Information Administration |  |  |  |  | 1.23 | SOLAR-V1-NO-AGE | SOLAR-V1-NO-AGE | SOLAR-V1-NO-AGE | SOLAR-V1-NO-AGE | SOLAR-V1-NO-AGE
USA | United States of America | GRP Madison Renewable Energy Facility |  | USA0061213 | 58 | 34.0406 | -83.1929 | Waste |  |  |  | 2020.0 | GRP Madison Renewable Energy Facility LLC | U.S. Energy Information Administration | http://www.eia.gov/electricity/data/browser/ | U.S. Energy Information Administration |  | 2019 | [6 empty] | 55.2971 | U.S. Energy Information Administration |  |  |  |  | 10.51 | SOLAR-V1-NO-AGE | SOLAR-V1-NO-AGE | SOLAR-V1-NO-AGE | SOLAR-V1-NO-AGE | SOLAR-V1-NO-AGE
USA | United States of America | Western Renewable Energy |  | USA0056358 | 3 | 34.0930 | -109.2900 | Waste |  |  |  | 2004.0 | Western Renewable Energy LLC | U.S. Energy Information Administration | http://www.eia.gov/electricity/data/browser/ | U.S. Energy Information Administration |  | 2019 | [12 empty] | 0.54 | SOLAR-V1-NO-AGE | SOLAR-V1-NO-AGE | SOLAR-V1-NO-AGE | SOLAR-V1-NO-AGE | SOLAR-V1-NO-AGE
USA | United States of America | Richland County Landfill |  | USA0056122 | 8.9 | 34.1030 | -80.7905 | Waste |  |  |  | 2007.797752808989 | South Carolina Public Service Authority | U.S. Energy Information Administration | http://www.eia.gov/electricity/data/browser/ | U.S. Energy Information Administration | 53257 | 2019 | 39.009 | 39.251999999999995 | 34.792 | 25.156 | 17.796 | 18.058 | 14.297 | U.S. Energy Information Administration |  |  |  |  | 1.61 | SOLAR-V1-NO-AGE | SOLAR-V1-NO-AGE | SOLAR-V1-NO-AGE | SOLAR-V1-NO-AGE | SOLAR-V1-NO-AGE
USA | United States of America | Georgia LFG Richland Creek Plant |  | USA0061387 | 11 | 34.1271 | -84.0334 | Waste |  |  |  | 2016.0000000000002 | Cube District Energy LLC | U.S. Energy Information Administration | http://www.eia.gov/electricity/data/browser/ | U.S. Energy Information Administration |  | 2019 |  |  |  | 20.802 | 68.149 | 65.08200000000001 | 62.593 | U.S. Energy Information Administration |  |  |  |  | 1.99 | SOLAR-V1-NO-AGE | SOLAR-V1-NO-AGE | SOLAR-V1-NO-AGE | SOLAR-V1-NO-AGE | SOLAR-V1-NO-AGE
USA | United States of America | Florence Mill |  | USA0050806 | 103.8 | 34.1497 | -79.5606 | Waste | Coal | Oil | Gas | 1982.2774566473988 | WestRock-Florence | U.S. Energy Information Administration | http://www.eia.gov/electricity/data/browser/ | U.S. Energy Information Administration | 33749 | 2019 | 511.2858110000001 | 493.17166299999997 | 441.15509999999995 | 467.393378 | 458.430888 | 440.132381 | 360.3756 | U.S. Energy Information Administration |  |  |  |  | 18.81 | SOLAR-V1-NO-AGE | SOLAR-V1-NO-AGE | SOLAR-V1-NO-AGE | SOLAR-V1-NO-AGE | SOLAR-V1-NO-AGE
USA | United States of America | Calabasas Gas to Energy Facility |  | USA0057163 | 9.2 | 34.1511 | -118.7236 | Waste | Gas |  |  | 2010.0000000000002 | Los Angeles County Sanitation | U.S. Energy Information Administration | http://www.eia.gov/electricity/data/browser/ | U.S. Energy Information Administration |  | 2019 | 40.259 | 39.477000000000004 | 33.954 | 34.529 | 36.973 | 32.679 | 36.861 | U.S. Energy Information Administration |  |  |  |  | 1.66 | SOLAR-V1-NO-AGE | SOLAR-V1-NO-AGE | SOLAR-V1-NO-AGE | SOLAR-V1-NO-AGE | SOLAR-V1-NO-AGE
USA | United States of America | Lee County Landfill |  | USA0056120 | 11.2 | 34.1810 | -80.2678 | Waste |  |  |  | 2005.4910714285716 | South Carolina Public Service Authority | U.S. Energy Information Administration | http://www.eia.gov/electricity/data/browser/ | U.S. Energy Information Administration | 50759 | 2019 | 38.698 | 43.349000000000004 | 32.879 | 32.559 | 27.545 | 23.725 | 22.667 | U.S. Energy Information Administration |  |  |  |  | 2.02 | SOLAR-V1-NO-AGE | SOLAR-V1-NO-AGE | SOLAR-V1-NO-AGE | SOLAR-V1-NO-AGE | SOLAR-V1-NO-AGE
USA | United States of America | MM Lopez Energy |  | USA0055161 | 3 | 34.2925 | -118.3894 | Waste |  |  |  | 1999.0 | MM Lopez Energy LLC | U.S. Energy Information Administration | http://www.eia.gov/electricity/data/browser/ | U.S. Energy Information Administration |  | 2019 | 46.026 | 45.758 | 42.027 | 39.949 | 23.438 | 20.263 | 22.541 | U.S. Energy Information Administration |  |  |  |  | 0.54 | SOLAR-V1-NO-AGE | SOLAR-V1-NO-AGE | SOLAR-V1-NO-AGE | SOLAR-V1-NO-AGE | SOLAR-V1-NO-AGE
USA | United States of America | Sunshine Gas Producers |  | USA0058429 | 23 | 34.3357 | -118.5192 | Waste |  |  |  | 2014.0 | Sunshine Gas Producers LLC | U.S. Energy Information Administration | http://www.eia.gov/electricity/data/browser/ | U.S. Energy Information Administration |  | 2019 |  | 50.656 | 141.655 | 130.19400000000002 | 141.848 | 148.74 | 147.974 | U.S. Energy Information Administration |  |  |  |  | 4.16 | SOLAR-V1-NO-AGE | SOLAR-V1-NO-AGE | SOLAR-V1-NO-AGE | SOLAR-V1-NO-AGE | SOLAR-V1-NO-AGE
USA | United States of America | Sand Valley Power Station |  | USA0059710 | 4.8 | 34.3439 | -85.8661 | Waste |  |  |  | 2013.0 | EDL Inc | U.S. Energy Information Administration | http://www.eia.gov/electricity/data/browser/ | U.S. Energy Information Administration |  | 2019 |  | 32.162 | 31.561 | 27.14 | 29.744 | 25.116 | 27.919 | U.S. Energy Information Administration |  |  |  |  | 0.86 | SOLAR-V1-NO-AGE | SOLAR-V1-NO-AGE | SOLAR-V1-NO-AGE | SOLAR-V1-NO-AGE | SOLAR-V1-NO-AGE
USA | United States of America | GRP Franklin Renewable Energy Facility |  | USA0060550 | 58 | 34.3761 | -83.3306 | Waste |  |  |  | 2020.0 | GRP Franklin Renewable Energy Facility LLC | U.S. Energy Information Administration | http://www.eia.gov/electricity/data/browser/ | U.S. Energy Information Administration |  | 2019 | [6 empty] | 33.5572 | U.S. Energy Information Administration |  |  |  |  | 10.51 | SOLAR-V1-NO-AGE | SOLAR-V1-NO-AGE | SOLAR-V1-NO-AGE | SOLAR-V1-NO-AGE | SOLAR-V1-NO-AGE
USA | United States of America | Sonoco Products Co |  | USA0057919 | 40.5 | 34.3853 | -80.0678 | Waste | Coal | Gas |  | 1954.0987654320988 | Sonoco Products Co | U.S. Energy Information Administration | http://www.eia.gov/electricity/data/browser/ | U.S. Energy Information Administration |  | 2019 | 53.957 | 107.872 | 114.26500300000001 | 150.85100000000003 | 128.623 | 110.156 | 106.092 | U.S. Energy Information Administration |  |  |  |  | 7.34 | SOLAR-V1-NO-AGE | SOLAR-V1-NO-AGE | SOLAR-V1-NO-AGE | SOLAR-V1-NO-AGE | SOLAR-V1-NO-AGE
USA | United States of America | Ameresco Chiquita Canyon |  | USA0056898 | 9.2 | 34.4317 | -118.6429 | Waste |  |  |  | 2010.0000000000002 | AMERESCO Chiquita Canyon LLC | U.S. Energy Information Administration | http://www.eia.gov/electricity/data/browser/ | U.S. Energy Information Administration |  | 2019 | 48.962 | 43.807 | 46.983000000000004 | 48.046 | 48.038000000000004 | 47.566 | 43.216 | U.S. Energy Information Administration |  |  |  |  | 1.66 | SOLAR-V1-NO-AGE | SOLAR-V1-NO-AGE | SOLAR-V1-NO-AGE | SOLAR-V1-NO-AGE | SOLAR-V1-NO-AGE
USA | United States of America | Tajiguas Plant |  | USA0055603 | 3 | 34.4383 | -119.9397 | Waste |  |  |  | 2000.0 | MM Tajiguas Energy LLC | U.S. Energy Information Administration | http://www.eia.gov/electricity/data/browser/ | U.S. Energy Information Administration | 45483 | 2019 | 23.21 | 24.265 | 24.557000000000002 | 24.829 | 25.222 | 24.673000000000002 | 23.619 | U.S. Energy Information Administration |  |  |  |  | 0.54 | SOLAR-V1-NO-AGE | SOLAR-V1-NO-AGE | SOLAR-V1-NO-AGE | SOLAR-V1-NO-AGE | SOLAR-V1-NO-AGE
USA | United States of America | Novo BioPower Plant |  | USA0056616 | 27.2 | 34.5032 | -110.3350 | Waste | Gas |  |  | 2008.0 | Novo Biopower LLC | U.S. Energy Information Administration | http://www.eia.gov/electricity/data/browser/ | U.S. Energy Information Administration |  | 2019 | 106.73200500000002 | 170.105997 | 177.439997 | 176.57399800000002 | 132.676003 | 181.64099800000002 | 200.151 | U.S. Energy Information Administration |  |  |  |  | 4.92 | SOLAR-V1-NO-AGE | SOLAR-V1-NO-AGE | SOLAR-V1-NO-AGE | SOLAR-V1-NO-AGE | SOLAR-V1-NO-AGE
USA | United States of America | Anderson Regional Landfill |  | USA0056121 | 3.2 | 34.5739 | -82.4621 | Waste |  |  |  | 2008.0 | South Carolina Public Service Authority | U.S. Energy Information Administration | http://www.eia.gov/electricity/data/browser/ | U.S. Energy Information Administration | 53258 | 2019 | 13.115 | 10.992 | 8.687 | 9.44 | 9.559000000000001 | 2.218 | 7.284 | U.S. Energy Information Administration |  |  |  |  | 0.57 | SOLAR-V1-NO-AGE | SOLAR-V1-NO-AGE | SOLAR-V1-NO-AGE | SOLAR-V1-NO-AGE | SOLAR-V1-NO-AGE
USA | United States of America | Lumberton |  | USA0010382 | 34.7 | 34.5900 | -78.9968 | Waste | Biomass |  |  | 1986.0000000000002 | NC Renewable Power - Lumberton LLC | U.S. Energy Information Administration | http://www.eia.gov/electricity/data/browser/ | U.S. Energy Information Administration | 16980 | 2019 |  |  | 0.0 | 0.0 | 0.0 | 0.0 | 133.621 | U.S. Energy Information Administration |  |  |  |  | 6.28 | SOLAR-V1-NO-AGE | SOLAR-V1-NO-AGE | SOLAR-V1-NO-AGE | SOLAR-V1-NO-AGE | SOLAR-V1-NO-AGE
USA | United States of America | Union Renewable Energy Facility |  | USA0060241 | 3.2 | 34.6158 | -81.8187 | Waste |  |  |  | 2015.0 | Lockhart Power Co | U.S. Energy Information Administration | http://www.eia.gov/electricity/data/browser/ | U.S. Energy Information Administration |  | 2019 |  |  | 18.900000000000002 | 21.227 | 18.549 | 20.321 | 17.931 | U.S. Energy Information Administration |  |  |  |  | 0.57 | SOLAR-V1-NO-AGE | SOLAR-V1-NO-AGE | SOLAR-V1-NO-AGE | SOLAR-V1-NO-AGE | SOLAR-V1-NO-AGE
USA | United States of America | Decatur-Morgan Co LFG Recovery Project |  | USA0058061 | 1.6 | 34.6236 | -87.1011 | Waste |  |  |  | 2010.5 | EDL Inc | U.S. Energy Information Administration | http://www.eia.gov/electricity/data/browser/ | U.S. Energy Information Administration |  | 2019 | 11.862 | 12.392 | 12.069 | 10.97 | 11.608 | 12.556000000000001 | 12.563 | U.S. Energy Information Administration |  |  |  |  | 0.28 | SOLAR-V1-NO-AGE | SOLAR-V1-NO-AGE | SOLAR-V1-NO-AGE | SOLAR-V1-NO-AGE | SOLAR-V1-NO-AGE
USA | United States of America | Robeson County LFG to Energy |  | USA0059763 | 2 | 34.7910 | -78.9088 | Waste |  |  |  | 2013.5 | Robeson County Landfill | U.S. Energy Information Administration | http://www.eia.gov/electricity/data/browser/ | U.S. Energy Information Administration |  | 2019 |  | 7.572 | 8.569 | 4.885 | 4.509 | 3.2600000000000002 | 0 | U.S. Energy Information Administration |  |  |  |  | 0.36 | SOLAR-V1-NO-AGE | SOLAR-V1-NO-AGE | SOLAR-V1-NO-AGE | SOLAR-V1-NO-AGE | SOLAR-V1-NO-AGE
USA | United States of America | Onslow Power Producers |  | USA0058558 | 2 | 34.7975 | -77.5431 | Waste |  |  |  | 2013.0 | Cube District Energy LLC | U.S. Energy Information Administration | http://www.eia.gov/electricity/data/browser/ | U.S. Energy Information Administration |  | 2019 | 1.623 | 12.802719999999999 | 12.626 | 9.676 | 10.324 | 7.771 | 8.355 | U.S. Energy Information Administration |  |  |  |  | 0.36 | SOLAR-V1-NO-AGE | SOLAR-V1-NO-AGE | SOLAR-V1-NO-AGE | SOLAR-V1-NO-AGE | SOLAR-V1-NO-AGE
USA | United States of America | Enoree Phase II Landfill Gas Recovery |  | USA0056951 | 3.2 | 34.8008 | -82.1847 | Waste |  |  |  | 2008.0 | Enerdyne Power Systems Inc | U.S. Energy Information Administration | http://www.eia.gov/electricity/data/browser/ | U.S. Energy Information Administration | 59468 | 2019 | 17.765 | 15.35856 | 15.481 | 14.366 | 13.986 | 12.336 | 9.136 | U.S. Energy Information Administration |  |  |  |  | 0.57 | SOLAR-V1-NO-AGE | SOLAR-V1-NO-AGE | SOLAR-V1-NO-AGE | SOLAR-V1-NO-AGE | SOLAR-V1-NO-AGE
USA | United States of America | Two Pine Landfill Gas Recovery |  | USA0056523 | 4.8 | 34.8332 | -92.1571 | Waste |  |  |  | 2007.833333333334 | WM Renewable Energy LLC | U.S. Energy Information Administration | http://www.eia.gov/electricity/data/browser/ | U.S. Energy Information Administration | 59465 | 2019 | 29.813000000000002 | 34.406 | 36.349000000000004 | 33.799 | 33.52 | 15.892 | 31.926 | U.S. Energy Information Administration |  |  |  |  | 0.86 | SOLAR-V1-NO-AGE | SOLAR-V1-NO-AGE | SOLAR-V1-NO-AGE | SOLAR-V1-NO-AGE | SOLAR-V1-NO-AGE
USA | United States of America | BMW Manufacturing Co |  | USA0058173 | 11 | 34.8942 | -82.1783 | Waste | Gas |  |  | 2009.0 | BMW Manufacturing Co LLC | U.S. Energy Information Administration | http://www.eia.gov/electricity/data/browser/ | U.S. Energy Information Administration |  | 2019 | 67.99632000000001 | 50.3573 | 48.76186 | 50.0927 | 57.06344000000001 | 50.42296 | 38.526 | U.S. Energy Information Administration |  |  |  |  | 1.99 | NO-ESTIMATION | NO-ESTIMATION | NO-ESTIMATION | NO-ESTIMATION | CAPACITY-FACTOR-V1
USA | United States of America | J&A-Santa Maria II LLC |  | USA0057101 | 1.4 | 34.9494 | -120.3803 | Waste |  |  |  | 2010.0000000000002 | J&A-Santa Maria II LLC | U.S. Energy Information Administration | http://www.eia.gov/electricity/data/browser/ | U.S. Energy Information Administration |  | 2019 | 9.005 |  | 8.21 | 7.905 | 7.9670000000000005 |  |  | U.S. Energy Information Administration |  |  |  |  | 0.25 | SOLAR-V1-NO-AGE | SOLAR-V1-NO-AGE | SOLAR-V1-NO-AGE | SOLAR-V1-NO-AGE | SOLAR-V1-NO-AGE
USA | United States of America | Multitrade Rabun Gap LLC |  | USA0050201 | 17.9 | 34.9536 | -83.3786 | Waste |  |  |  | 2010.0000000000002 | Multitrade Rabun Gap LLC | U.S. Energy Information Administration | http://www.eia.gov/electricity/data/browser/ | U.S. Energy Information Administration | 15160 | 2019 | 121.923 | 102.432 | 102.492 | 96.84100000000001 | 116.861 | 96.873 | 117.784 | U.S. Energy Information Administration |  |  |  |  | 3.24 | SOLAR-V1-NO-AGE | SOLAR-V1-NO-AGE | SOLAR-V1-NO-AGE | SOLAR-V1-NO-AGE | SOLAR-V1-NO-AGE
USA | United States of America | Santa Maria LFG Power Plant |  | USA0057100 | 1.1 | 34.9537 | -120.4142 | Waste |  |  |  | 2008.0 | J&A-Santa Maria LLC | U.S. Energy Information Administration | http://www.eia.gov/electricity/data/browser/ | U.S. Energy Information Administration |  | 2019 | 9.122 | 9.019 | 9.011000000000001 | 9.027000000000001 | 9.212 |  |  | U.S. Energy Information Administration |  |  |  |  | 0.19 | NO-ESTIMATION | NO-ESTIMATION | NO-ESTIMATION | NO-ESTIMATION | CAPACITY-FACTOR-V1
USA | United States of America | Sampson County Disposal |  | USA0057492 | 9.6 | 34.9856 | -78.4625 | Waste |  |  |  | 2011.6666666666672 | Black Creek Renewable Energy LLC | U.S. Energy Information Administration | http://www.eia.gov/electricity/data/browser/ | U.S. Energy Information Administration |  | 2019 | 60.203 | 77.447 | 81.191 | 64.59400000000001 | 64.57300000000001 | 62.655 | 63.326 | U.S. Energy Information Administration |  |  |  |  | 1.73 | SOLAR-V1-NO-AGE | SOLAR-V1-NO-AGE | SOLAR-V1-NO-AGE | SOLAR-V1-NO-AGE | SOLAR-V1-NO-AGE
USA | United States of America | Wellford Renewable Energy Plant |  | USA0057885 | 1.6 | 35.0012 | -82.1303 | Waste |  |  |  | 2011.0000000000002 | Lockhart Power Co | U.S. Energy Information Administration | http://www.eia.gov/electricity/data/browser/ | U.S. Energy Information Administration |  | 2019 | 12.20296 | 11.963840000000001 | 10.696 | 12.714 | 11.444 | 9.700000000000001 | 8.948 | U.S. Energy Information Administration |  |  |  |  | 0.28 | SOLAR-V1-NO-AGE | SOLAR-V1-NO-AGE | SOLAR-V1-NO-AGE | SOLAR-V1-NO-AGE | SOLAR-V1-NO-AGE
USA | United States of America | Packaging Corp of America |  | USA0050296 | 72.5 | 35.0471 | -88.2661 | Waste | Gas | Biomass | Other | 1992.7586206896551 | Packaging Corp of America | U.S. Energy Information Administration | http://www.eia.gov/electricity/data/browser/ | U.S. Energy Information Administration |  | 2019 | 386.477541 | 404.26901799999996 | 416.4792299999999 | 419.683747 | 430.60620900000004 | 393.58087700000004 | 412.0311 | U.S. Energy Information Administration |  |  |  |  | 13.14 | SOLAR-V1-NO-AGE | SOLAR-V1-NO-AGE | SOLAR-V1-NO-AGE | SOLAR-V1-NO-AGE | SOLAR-V1-NO-AGE
USA | United States of America | Craven County Wood Energy LP |  | USA0010525 | 50 | 35.1302 | -77.1679 | Waste | Oil | Biomass |  | 1990.0 | CMS Generation Operating Co II | U.S. Energy Information Administration | http://www.eia.gov/electricity/data/browser/ | U.S. Energy Information Administration | 16792 | 2019 | 376.314998 | 355.349004 | 368.87699699999996 | 0.0 | 0.0 | 0.0 | 326.608 | U.S. Energy Information Administration |  |  |  |  | 9.06 | SOLAR-V1-NO-AGE | SOLAR-V1-NO-AGE | SOLAR-V1-NO-AGE | SOLAR-V1-NO-AGE | SOLAR-V1-NO-AGE
USA | United States of America | New Bern |  | USA0056688 | 5.4 | 35.1681 | -77.2267 | Waste | Oil |  |  | 2008.3333333333346 | Industrial Power Generating Company LLC | U.S. Energy Information Administration | http://www.eia.gov/electricity/data/browser/ | U.S. Energy Information Administration |  | 2019 | 23.478 | 27.322000000000003 | 27.336 | 26.977 | 27.116 | 22.965 | 19.213 | U.S. Energy Information Administration |  |  |  |  | 0.97 | SOLAR-V1-NO-AGE | SOLAR-V1-NO-AGE | SOLAR-V1-NO-AGE | SOLAR-V1-NO-AGE | SOLAR-V1-NO-AGE
USA | United States of America | Cold Canyon 1 |  | USA0058379 | 1.5 | 35.1867 | -120.5994 | Waste |  |  |  | 2013.0 | Toro Energy of California SLO | U.S. Energy Information Administration | http://www.eia.gov/electricity/data/browser/ | U.S. Energy Information Administration |  | 2019 | 5.553 | 12.037 | 9.755 | 10.412 | 10.773 | 10.462 | 11.923 | U.S. Energy Information Administration |  |  |  |  | 0.27 | SOLAR-V1-NO-AGE | SOLAR-V1-NO-AGE | SOLAR-V1-NO-AGE | SOLAR-V1-NO-AGE | SOLAR-V1-NO-AGE
USA | United States of America | MP Wayne LLC |  | USA0057366 | 3.3 | 35.2889 | -78.0703 | Waste |  |  |  | 2011.0000000000002 | MP Wayne LLC | U.S. Energy Information Administration | http://www.eia.gov/electricity/data/browser/ | U.S. Energy Information Administration |  | 2019 | 16.815 | 16.031 | 15.187000000000001 | 12.822000000000001 | 13.046000000000001 | 11.219 | 9.505 | U.S. Energy Information Administration |  |  |  |  | 0.59 | HYDRO-V1 | HYDRO-V1 | HYDRO-V1 | HYDRO-V1 | HYDRO-V1
USA | United States of America | Reventure Park |  | USA0058865 | 3.5 | 35.2944 | -80.9989 | Waste |  |  |  | 2014.457142857143 | Clean Energy LLC | U.S. Energy Information Administration | http://www.eia.gov/electricity/data/browser/ | U.S. Energy Information Administration | 61921 | 2019 |  | 1.565 | 18.079 | 26.775000000000002 | 22.094 | 12.59 | 21.92 | U.S. Energy Information Administration |  |  |  |  | 0.63 | HYDRO-V1 | HYDRO-V1 | HYDRO-V1 | HYDRO-V1 | HYDRO-V1
USA | United States of America | Uwharrie Mountain Renewable |  | USA0058526 | 9.6 | 35.3330 | -79.9649 | Waste |  |  |  | 2014.0000000000002 | Uwharrie Mountain Renewable Energy LLC | U.S. Energy Information Administration | http://www.eia.gov/electricity/data/browser/ | U.S. Energy Information Administration |  | 2019 |  | 28.073 | 68.813 | 62.803000000000004 | 65.761 | 60.258 | 60.706 | U.S. Energy Information Administration |  |  |  |  | 1.73 | NO-ESTIMATION | NO-ESTIMATION | NO-ESTIMATION | NO-ESTIMATION | CAPACITY-FACTOR-V1
USA | United States of America | Concord Energy |  | USA0057896 | 9.6 | 35.3460 | -80.6704 | Waste | Oil |  |  | 2012.0000000000002 | Concord Energy LLC | U.S. Energy Information Administration | http://www.eia.gov/electricity/data/browser/ | U.S. Energy Information Administration | 64651 | 2019 | 0.0 | 0.0 | 0.0 | 0.0 | 0.0 | 0.0 | 58.215 | U.S. Energy Information Administration |  |  |  |  | 1.73 | HYDRO-V1 | HYDRO-V1 | HYDRO-V1 | HYDRO-V1 | HYDRO-V1
USA | United States of America | GRS CMS |  | USA0055599 | 5.3 | 35.3533 | -80.6680 | Waste | Oil |  |  | 2000.0 | Gas Recovery Systems Inc | U.S. Energy Information Administration | http://www.eia.gov/electricity/data/browser/ | U.S. Energy Information Administration |  | 2019 | 0.0 | 0.0 | 0.0 | 0.0 | 0.0 | 0.0 | 25.653 | U.S. Energy Information Administration |  |  |  |  | 0.96 | SOLAR-V1-NO-AGE | SOLAR-V1-NO-AGE | SOLAR-V1-NO-AGE | SOLAR-V1-NO-AGE | SOLAR-V1-NO-AGE
USA | United States of America | Gaston County Renewable Energy Center |  | USA0061758 | 4.2 | 35.3857 | -81.1720 | Waste |  |  |  | 2011.0 | Gaston County Solid Waste and Recycling Division | U.S. Energy Information Administration | http://www.eia.gov/electricity/data/browser/ | U.S. Energy Information Administration |  | 2019 |  |  |  |  | 28.547 | 29.625400000000003 | 27.8585 | U.S. Energy Information Administration |  |  |  |  | 0.76 | SOLAR-V1-NO-AGE | SOLAR-V1-NO-AGE | SOLAR-V1-NO-AGE | SOLAR-V1-NO-AGE | SOLAR-V1-NO-AGE
USA | United States of America | CII Methane Management IV LLC |  | USA0059711 | 1.6 | 35.5119 | -78.4338 | Waste |  |  |  | 2014.0 | Frontier Operation Services | U.S. Energy Information Administration | http://www.eia.gov/electricity/data/browser/ | U.S. Energy Information Administration |  | 2019 |  | 12.877 | 12.001 | 12.158 | 12.558 | 10.85 | 9.81 | U.S. Energy Information Administration |  |  |  |  | 0.28 | SOLAR-V1-NO-AGE | SOLAR-V1-NO-AGE | SOLAR-V1-NO-AGE | SOLAR-V1-NO-AGE | SOLAR-V1-NO-AGE
USA | United States of America | Mt Poso Cogeneration |  | USA0054626 | 62 | 35.5763 | -119.0062 | Waste | Gas |  |  | 1989.0 | Mt Poso Cogeneration Co | U.S. Energy Information Administration | http://www.eia.gov/electricity/data/browser/ | U.S. Energy Information Administration | 26961 | 2019 | 0.0 | 0.0 | 0.0 | 0.0 | 0.0 | 0.0 | 291.756 | U.S. Energy Information Administration |  |  |  |  | 11.23 | SOLAR-V1-NO-AGE | SOLAR-V1-NO-AGE | SOLAR-V1-NO-AGE | SOLAR-V1-NO-AGE | SOLAR-V1-NO-AGE
USA | United States of America | Apple Data Center - Fuel Cell 1&2 |  | USA0058264 | 10.5 | 35.5883 | -81.2667 | Waste |  |  |  | 2012.5238095238096 | Apple Inc | U.S. Energy Information Administration | http://www.eia.gov/electricity/data/browser/ | U.S. Energy Information Administration |  | 2019 | 65.31400000000001 | 66.206 | 59.436 | 63.328 | 79.393 | 69.052 | 58.603 | U.S. Energy Information Administration |  |  |  |  | 1.9 | SOLAR-V1-NO-AGE | SOLAR-V1-NO-AGE | SOLAR-V1-NO-AGE | SOLAR-V1-NO-AGE | SOLAR-V1-NO-AGE
USA | United States of America | Carolina Poultry Power Farmville |  | USA0062873 | 1.7 | 35.5917 | -77.6145 | Waste |  |  |  | 2019.0 | Carolina Poultry Power | U.S. Energy Information Administration | http://www.eia.gov/electricity/data/browser/ | U.S. Energy Information Administration |  | 2019 | [6 empty] | 0.263 | U.S. Energy Information Administration |  |  |  |  | 0.3 | SOLAR-V1-NO-AGE | SOLAR-V1-NO-AGE | SOLAR-V1-NO-AGE | SOLAR-V1-NO-AGE | SOLAR-V1-NO-AGE
USA | United States of America | Blackburn Landfill Co-Generation |  | USA0055488 | 2.9 | 35.6067 | -81.3006 | Waste |  |  |  | 2000.2758620689656 | Catawba County | U.S. Energy Information Administration | http://www.eia.gov/electricity/data/browser/ | U.S. Energy Information Administration | 15719 | 2019 | 21.413 | 21.236 | 19.523 | 16.623 | 17.904 | 15.659 | 14.08 | U.S. Energy Information Administration |  |  |  |  | 0.52 | SOLAR-V1-NO-AGE | SOLAR-V1-NO-AGE | SOLAR-V1-NO-AGE | SOLAR-V1-NO-AGE | SOLAR-V1-NO-AGE
USA | United States of America | Wake County LFG Facility |  | USA0059688 | 9 | 35.6740 | -78.8540 | Waste | Oil |  |  | 2014.6000000000006 | Ingenco Renewable Development LLC | U.S. Energy Information Administration | http://www.eia.gov/electricity/data/browser/ | U.S. Energy Information Administration |  | 2019 |  | 30.094 | 32.038000000000004 | 44.557 | 42.202000000000005 | 44.262 | 49.573 | U.S. Energy Information Administration |  |  |  |  | 1.63 | SOLAR-V1-NO-AGE | SOLAR-V1-NO-AGE | SOLAR-V1-NO-AGE | SOLAR-V1-NO-AGE | SOLAR-V1-NO-AGE
USA | United States of America | Covanta Delano Energy |  | USA0010840 | 57 | 35.7144 | -119.2337 | Waste |  |  |  | 1991.3263157894737 | Covanta Delano Inc | U.S. Energy Information Administration | http://www.eia.gov/electricity/data/browser/ | U.S. Energy Information Administration |  | 2019 | 320.439 | 301.03600000000006 | 265.648001 | 0.0 | 0.0 | 0.0 | 0 | U.S. Energy Information Administration |  |  |  |  | 10.33 | SOLAR-V1-NO-AGE | SOLAR-V1-NO-AGE | SOLAR-V1-NO-AGE | SOLAR-V1-NO-AGE | SOLAR-V1-NO-AGE
USA | United States of America | Iredell County LFG Facility |  | USA0056962 | 3.2 | 35.7693 | -80.8260 | Waste |  |  |  | 2008.0 | Iredell Transmission LLC | U.S. Energy Information Administration | http://www.eia.gov/electricity/data/browser/ | U.S. Energy Information Administration |  | 2019 | 24.263 | 25.002 | 26.099 | 25.362000000000002 | 23.033 | 23.733 | 26.021 | U.S. Energy Information Administration |  |  |  |  | 0.57 | SOLAR-V1-NO-AGE | SOLAR-V1-NO-AGE | SOLAR-V1-NO-AGE | SOLAR-V1-NO-AGE | SOLAR-V1-NO-AGE
USA | United States of America | Davidson Gas Producers LLC |  | USA0057436 | 1.6 | 35.8413 | -80.1835 | Waste |  |  |  | 2010.0 | Davidson Gas Producers LLC | U.S. Energy Information Administration | http://www.eia.gov/electricity/data/browser/ | U.S. Energy Information Administration |  | 2019 | 12.64 | 12.055 | 12.066 | 13.062 | 13.199 | 12.833 | 13.696 | U.S. Energy Information Administration |  |  |  |  | 0.28 | HYDRO-V1 | HYDRO-V1 | HYDRO-V1 | HYDRO-V1 | HYDRO-V1
USA | United States of America | Domtar Paper Co LLC Plymouth NC |  | USA0050189 | 121.5 | 35.8628 | -76.7831 | Waste | Oil | Gas | Biomass | 1975.7037037037037 | Domtar Paper Company LLC | U.S. Energy Information Administration | http://www.eia.gov/electricity/data/browser/ | U.S. Energy Information Administration | 36834 | 2019 | 0.0 | 0.0 | 0.0 | 0.0 | 0.0 | 0.0 | 355.3228 | U.S. Energy Information Administration |  |  |  |  | 22.02 | HYDRO-V1 | HYDRO-V1 | HYDRO-V1 | HYDRO-V1 | HYDRO-V1
USA | United States of America | UNC-CH LFG Facility |  | USA0058268 | 1 | 35.9386 | -79.0592 | Waste |  |  |  | 2013.0 | University of North Carolina | U.S. Energy Information Administration | http://www.eia.gov/electricity/data/browser/ | U.S. Energy Information Administration |  | 2019 | 5.12 | 6.3020000000000005 | 7.1160000000000005 | 5.957 | 6.843 | 3.644 | 0 | U.S. Energy Information Administration |  |  |  |  | 0.18 | HYDRO-V1 | HYDRO-V1 | HYDRO-V1 | HYDRO-V1 | HYDRO-V1
USA | United States of America | MP Durham LLC |  | USA0057365 | 2.2 | 36.0311 | -78.8600 | Waste |  |  |  | 2009.9999999999998 | MP Durham LLC | U.S. Energy Information Administration | http://www.eia.gov/electricity/data/browser/ | U.S. Energy Information Administration |  | 2019 | 20.442 | 19.237000000000002 | 19.436 | 18.663 | 16.119 | 15.891 | 13.239 | U.S. Energy Information Administration |  |  |  |  | 0.39 | HYDRO-V1 | HYDRO-V1 | HYDRO-V1 | HYDRO-V1 | HYDRO-V1
USA | United States of America | Ingredion Winston Salem |  | USA0054618 | 8.4 | 36.0338 | -80.2274 | Waste | Coal | Gas |  | 1986.75 | Ingredion Inc - Winston Salem | U.S. Energy Information Administration | http://www.eia.gov/electricity/data/browser/ | U.S. Energy Information Administration | 17759 | 2019 | 39.18412 | 49.194 | 55.608999999999995 | 41.277 | 8.75037 | 29.381000000000004 | 45.605 | U.S. Energy Information Administration |  |  |  |  | 1.52 | NO-ESTIMATION | NO-ESTIMATION | NO-ESTIMATION | NO-ESTIMATION | CAPACITY-FACTOR-V1
USA | United States of America | West Camden |  | USA0057409 | 4.8 | 36.0579 | -88.1420 | Waste |  |  |  | 2011.9999999999998 | WM Renewable Energy LLC | U.S. Energy Information Administration | http://www.eia.gov/electricity/data/browser/ | U.S. Energy Information Administration | 63331 | 2019 | 37.913000000000004 | 37.442 | 37.183 | 39.128 | 38.701 | 35.974000000000004 | 36.92 | U.S. Energy Information Administration |  |  |  |  | 0.86 | NO-ESTIMATION | NO-ESTIMATION | NO-ESTIMATION | NO-ESTIMATION | CAPACITY-FACTOR-V1
USA | United States of America | Columbia Flooring Melbourne |  | USA0056182 | 2 | 36.0605 | -91.9198 | Waste |  |  |  | 1980.0 | Unilin Flooring NC LLC-Columbia Flooring | U.S. Energy Information Administration | http://www.eia.gov/electricity/data/browser/ | U.S. Energy Information Administration | 17067 | 2019 | 7.032 | 6.808 | 0.005 | 2.2891999999999997 | 4.678310000000001 | 5.630850000000001 | 0 | U.S. Energy Information Administration |  |  |  |  | 0.36 | HYDRO-V1 | HYDRO-V1 | HYDRO-V1 | HYDRO-V1 | HYDRO-V1
USA | United States of America | White Street Renewables |  | USA0060364 | 1.6 | 36.1045 | -79.7236 | Waste |  |  |  | 2019.0 | White Street Renewables LLC | U.S. Energy Information Administration | http://www.eia.gov/electricity/data/browser/ | U.S. Energy Information Administration |  | 2019 | [5 empty] | 0.0 | 6.745 | U.S. Energy Information Administration |  |  |  |  | 0.28 | HYDRO-V1 | HYDRO-V1 | HYDRO-V1 | HYDRO-V1 | HYDRO-V1
USA | United States of America | Chestnut Ridge Gas Recovery |  | USA0050570 | 4.8 | 36.1172 | -84.0317 | Waste |  |  |  | 1998.333333333333 | WM Renewable Energy LLC | U.S. Energy Information Administration | http://www.eia.gov/electricity/data/browser/ | U.S. Energy Information Administration |  | 2019 | 31.663 | 33.641 | 31.521 | 33.938 | 30.882 | 29.794 | 27.264 | U.S. Energy Information Administration |  |  |  |  | 0.86 | NO-ESTIMATION | NO-ESTIMATION | NO-ESTIMATION | NO-ESTIMATION | CAPACITY-FACTOR-V1
USA | United States of America | Covanta Tulsa Renewable Energy LLC |  | USA0050660 | 16.8 | 36.1319 | -96.0181 | Waste | Gas |  |  | 1989.0000000000002 | Covanta Tulsa Renewable Energy LLC | U.S. Energy Information Administration | http://www.eia.gov/electricity/data/browser/ | U.S. Energy Information Administration | 28762 | 2019 | 4.077 | -4.699999999999999 | 23.688000000000002 | 11.091000000000001 | 2.573 | 7.256 | 12.257 | U.S. Energy Information Administration |  |  |  |  | 3.04 | NO-ESTIMATION | NO-ESTIMATION | NO-ESTIMATION | NO-ESTIMATION | CAPACITY-FACTOR-V1
USA | United States of America | Waste Management Eco Vista LFGTE |  | USA0057025 | 4 | 36.1408 | -94.2597 | Waste |  |  |  | 2010.0 | WM Renewable Energy LLC | U.S. Energy Information Administration | http://www.eia.gov/electricity/data/browser/ | U.S. Energy Information Administration |  | 2019 | 30.908 | 32.141 | 33.333 | 30.837 | 32.383 | 33.183 | 33.504 | U.S. Energy Information Administration |  |  |  |  | 0.72 | NO-ESTIMATION | NO-ESTIMATION | NO-ESTIMATION | NO-ESTIMATION | CAPACITY-FACTOR-V1
USA | United States of America | Tulsa LFG LLC |  | USA0057828 | 3.2 | 36.1620 | -96.1865 | Waste |  |  |  | 2012.0 | Tulsa LFG LLC | U.S. Energy Information Administration | http://www.eia.gov/electricity/data/browser/ | U.S. Energy Information Administration |  | 2019 | 18.016000000000002 | 15.641 | 12.553 | 14.573 | 18.916 | 20.748 | 19.96 | U.S. Energy Information Administration |  |  |  |  | 0.57 | NO-ESTIMATION | NO-ESTIMATION | NO-ESTIMATION | NO-ESTIMATION | CAPACITY-FACTOR-V1
USA | United States of America | Salem Energy Systems LLC |  | USA0054984 | 4.5 | 36.1912 | -80.1835 | Waste |  |  |  | 2017.0 | Salem Energy Systems LLC | U.S. Energy Information Administration | http://www.eia.gov/electricity/data/browser/ | U.S. Energy Information Administration |  | 2019 | 26.537 | 25.222 | 0.0 | 0.0 | 0.0 | 0.0 | 29.818 | U.S. Energy Information Administration |  |  |  |  | 0.81 | HYDRO-V1 | HYDRO-V1 | HYDRO-V1 | HYDRO-V1 | HYDRO-V1
USA | United States of America | Waste Management Piedmont LFGTE Project |  | USA0057169 | 2.4 | 36.1936 | -80.0406 | Waste |  |  |  | 2011.0 | WM Renewable Energy LLC | U.S. Energy Information Administration | http://www.eia.gov/electricity/data/browser/ | U.S. Energy Information Administration |  | 2019 | 17.721 | 17.083000000000002 | 15.647 | 14.494 | 14.971 | 13.877 | 13.503 | U.S. Energy Information Administration |  |  |  |  | 0.43 | NO-ESTIMATION | NO-ESTIMATION | NO-ESTIMATION | NO-ESTIMATION | CAPACITY-FACTOR-V1
USA | United States of America | CC Landfill Energy LLC |  | USA0060792 | 12 | 36.3587 | -114.8748 | Waste |  |  |  | 2012.0 | DCO Energy LLC | U.S. Energy Information Administration | http://www.eia.gov/electricity/data/browser/ | U.S. Energy Information Administration | 60968 | 2019 |  |  |  | 29.633 | 32.461 | 26.933 | 30.789 | U.S. Energy Information Administration |  |  |  |  | 2.17 | NO-ESTIMATION | NO-ESTIMATION | NO-ESTIMATION | NO-ESTIMATION | CAPACITY-FACTOR-V1
USA | United States of America | MM Tulare Energy |  | USA0055160 | 1.8 | 36.3880 | -119.3940 | Waste |  |  |  | 1998.0 | MM Tulare Energy LLC | U.S. Energy Information Administration | http://www.eia.gov/electricity/data/browser/ | U.S. Energy Information Administration |  | 2019 | [5 empty] | 6.456 | 7.044 | U.S. Energy Information Administration |  |  |  |  | 0.32 | NO-ESTIMATION | NO-ESTIMATION | NO-ESTIMATION | NO-ESTIMATION | CAPACITY-FACTOR-V1
USA | United States of America | CPI USA NC Roxboro |  | USA0010379 | 67.5 | 36.4350 | -78.9619 | Waste | Coal | Other |  | 1987.0 | CPI USA NC Roxboro LLC | U.S. Energy Information Administration | http://www.eia.gov/electricity/data/browser/ | U.S. Energy Information Administration |  | 2019 | 249.535 | 245.59499699999998 | 283.744006 | 317.53099700000007 | 334.932998 | 327.747009 | 325.056 | U.S. Energy Information Administration |  |  |  |  | 12.23 | NO-ESTIMATION | NO-ESTIMATION | NO-ESTIMATION | NO-ESTIMATION | CAPACITY-FACTOR-V1
USA | United States of America | COC Surry LFG LLC |  | USA0059439 | 1.6 | 36.4386 | -80.5683 | Waste |  |  |  | 2013.0 | Petra Engineering | U.S. Energy Information Administration | http://www.eia.gov/electricity/data/browser/ | U.S. Energy Information Administration |  | 2019 |  | 6.92 | 7.561 | 7.001 | 6.354 | 6.771 | 8.17 | U.S. Energy Information Administration |  |  |  |  | 0.28 | NO-ESTIMATION | NO-ESTIMATION | NO-ESTIMATION | NO-ESTIMATION | CAPACITY-FACTOR-V1
USA | United States of America | Ameresco Johnson Canyon |  | USA0058397 | 1.4 | 36.5342 | -121.4086 | Waste |  |  |  | 2013.0 | Ameresco Johnson Canyon LLC | U.S. Energy Information Administration | http://www.eia.gov/electricity/data/browser/ | U.S. Energy Information Administration | 67376 | 2019 | 7.6160000000000005 | 7.831 | 10.189 | 10.46 | 9.281 | 10.122 | 10.422 | U.S. Energy Information Administration |  |  |  |  | 0.25 | HYDRO-V1 | HYDRO-V1 | HYDRO-V1 | HYDRO-V1 | HYDRO-V1
USA | United States of America | Bi-County Gas Producers |  | USA0058559 | 3 | 36.5406 | -87.5444 | Waste |  |  |  | 2013.0 | Cube District Energy LLC | U.S. Energy Information Administration | http://www.eia.gov/electricity/data/browser/ | U.S. Energy Information Administration |  | 2019 | 9.028 | 13.02714 | 7.4830000000000005 | 11.226 | 13.581 | 11.466000000000001 | 13.917 | U.S. Energy Information Administration |  |  |  |  | 0.54 | NO-ESTIMATION | NO-ESTIMATION | NO-ESTIMATION | NO-ESTIMATION | CAPACITY-FACTOR-V1
USA | United States of America | Dinuba Energy |  | USA0060100 | 11.5 | 36.5715 | -119.4192 | Waste |  |  |  | 1985.0 | Dinuba Energy | U.S. Energy Information Administration | http://www.eia.gov/electricity/data/browser/ | U.S. Energy Information Administration | 18480 | 2019 |  |  | 42.881 | 0.0 | 0.0 | 0.0 | 0 | U.S. Energy Information Administration |  |  |  |  | 2.08 | HYDRO-V1 | HYDRO-V1 | HYDRO-V1 | HYDRO-V1 | HYDRO-V1
USA | United States of America | Bristol Plant |  | USA0060222 | 3.6 | 36.6019 | -82.1431 | Waste | Oil |  |  | 2016.000000000001 | Ingenco Renewable Development LLC | U.S. Energy Information Administration | http://www.eia.gov/electricity/data/browser/ | U.S. Energy Information Administration |  | 2019 |  |  | 0.007 | 3.27 | 9.450000000000001 | 8.734 | 5.959 | U.S. Energy Information Administration |  |  |  |  | 0.65 | NO-ESTIMATION | NO-ESTIMATION | NO-ESTIMATION | NO-ESTIMATION | CAPACITY-FACTOR-V1
USA | United States of America | Southampton Power Station |  | USA0010774 | 71.1 | 36.6525 | -76.9953 | Waste |  |  |  | 1992.0 | Virginia Electric & Power Co | U.S. Energy Information Administration | http://www.eia.gov/electricity/data/browser/ | U.S. Energy Information Administration |  | 2019 | 85.393 | 0.0 | 0.0 | 0.0 | 0.0 | 0.0 | 265.571 | U.S. Energy Information Administration |  |  |  |  | 12.88 | NO-ESTIMATION | NO-ESTIMATION | NO-ESTIMATION | NO-ESTIMATION | CAPACITY-FACTOR-V1
USA | United States of America | Rio Bravo Fresno |  | USA0010767 | 28 | 36.6889 | -119.7232 | Waste |  |  |  | 1988.0 | Rio Bravo Fresno | U.S. Energy Information Administration | http://www.eia.gov/electricity/data/browser/ | U.S. Energy Information Administration | 17494 | 2019 | 182.355005 | 193.070003 | 191.376997 | 181.084001 | 185.177003 | 188.676996 | 187.525 | U.S. Energy Information Administration |  |  |  |  | 5.07 | HYDRO-V1 | HYDRO-V1 | HYDRO-V1 | HYDRO-V1 | HYDRO-V1
USA | United States of America | Halifax County Biomass |  | USA0058560 | 49.9 | 36.7014 | -78.8733 | Waste |  |  |  | 2013.0 | South Boston Energy LLC | U.S. Energy Information Administration | http://www.eia.gov/electricity/data/browser/ | U.S. Energy Information Administration |  | 2019 | 39.08 | 202.625 | 255.258 | 0.0 | 213.722004 | 260.291 | 206.566 | U.S. Energy Information Administration |  |  |  |  | 9.04 | NO-ESTIMATION | NO-ESTIMATION | NO-ESTIMATION | NO-ESTIMATION | CAPACITY-FACTOR-V1
USA | United States of America | Marina Landfill Gas |  | USA0010748 | 5 | 36.7131 | -121.7686 | Waste |  |  |  | 2010.2 | Monterey Regional Waste Mgmt | U.S. Energy Information Administration | http://www.eia.gov/electricity/data/browser/ | U.S. Energy Information Administration | 26790 | 2019 | 32.051 | 27.92216 | 24.198 | 19.075 | 13.555 | 23.515 | 27.259 | U.S. Energy Information Administration |  |  |  |  | 0.9 | NO-ESTIMATION | NO-ESTIMATION | NO-ESTIMATION | NO-ESTIMATION | CAPACITY-FACTOR-V1
USA | United States of America | Martinsville LFG Generator |  | USA0057893 | 1.1 | 36.7172 | -79.8453 | Waste | Gas |  |  | 2012.0 | City of Martinsville - (VA) | U.S. Energy Information Administration | http://www.eia.gov/electricity/data/browser/ | U.S. Energy Information Administration |  | 2019 | 4.449 | 4.928 | 4.317 | 7.713 | 5.677 | 4.382 | 6.1259 | U.S. Energy Information Administration |  |  |  |  | 0.19 | NO-ESTIMATION | NO-ESTIMATION | NO-ESTIMATION | NO-ESTIMATION | CAPACITY-FACTOR-V1
USA | United States of America | Covanta Mendota |  | USA0010837 | 28 | 36.7559 | -120.3654 | Waste |  |  |  | 1989.0 | Covanta Mendota LP | U.S. Energy Information Administration | http://www.eia.gov/electricity/data/browser/ | U.S. Energy Information Administration | 34568 | 2019 | 175.421999 | 179.347001 | 0.0 | 0.0 | 0.0 | 0.0 |  | U.S. Energy Information Administration |  |  |  |  | 5.07 | NO-ESTIMATION | NO-ESTIMATION | NO-ESTIMATION | NO-ESTIMATION | CAPACITY-FACTOR-V1
USA | United States of America | Suffolk Energy Partners LP |  | USA0054781 | 3.2 | 36.7589 | -76.4961 | Waste |  |  |  | 1994.0 | Zapco Energy Tactics Corp | U.S. Energy Information Administration | http://www.eia.gov/electricity/data/browser/ | U.S. Energy Information Administration |  | 2019 | 20.808 | 22.437 | 22.847 | 21.468 | 21.942 | 19.024 | 20.41 | U.S. Energy Information Administration |  |  |  |  | 0.57 | NO-ESTIMATION | NO-ESTIMATION | NO-ESTIMATION | NO-ESTIMATION | CAPACITY-FACTOR-V1
USA | United States of America | Brunswick Landfill Gas |  | USA0056682 | 10.5 | 36.7639 | -77.8108 | Waste | Oil |  |  | 2006.9999999999989 | Industrial Power Generating Company LLC | U.S. Energy Information Administration | http://www.eia.gov/electricity/data/browser/ | U.S. Energy Information Administration | 57491 | 2019 | 30.553 | 48.87500000000001 | 55.631 | 53.448 | 53.482000000000006 | 49.805 | 46.454 | U.S. Energy Information Administration |  |  |  |  | 1.9 | NO-ESTIMATION | NO-ESTIMATION | NO-ESTIMATION | NO-ESTIMATION | CAPACITY-FACTOR-V1
USA | United States of America | Virginia Beach |  | USA0056693 | 10.8 | 36.7858 | -76.2019 | Waste | Oil |  |  | 2000.9999999999977 | Industrial Power Generating Company LLC | U.S. Energy Information Administration | http://www.eia.gov/electricity/data/browser/ | U.S. Energy Information Administration | 66560 | 2019 | 0.244 | 2.3369999999999997 | 1.883 | 0.9530000000000001 | 0.489 | 1.4889999999999999 | 0.293 | U.S. Energy Information Administration |  |  |  |  | 1.95 | NO-ESTIMATION | NO-ESTIMATION | NO-ESTIMATION | NO-ESTIMATION | CAPACITY-FACTOR-V1
USA | United States of America | Wheelabrator Portsmouth |  | USA0054998 | 60 | 36.8083 | -76.3036 | Waste | Oil |  |  | 1987.0 | Wheelabrator Environmental Systems | U.S. Energy Information Administration | http://www.eia.gov/electricity/data/browser/ | U.S. Energy Information Administration | 32321 | 2019 | 265.62800200000004 | 270.25885900000003 | 265.67601 | 251.89999799999998 | 256.057004 | 217.66199999999998 | 196.539 | U.S. Energy Information Administration |  |  |  |  | 10.87 | NO-ESTIMATION | NO-ESTIMATION | NO-ESTIMATION | NO-ESTIMATION | CAPACITY-FACTOR-V1
USA | United States of America | Ameresco Santa Cruz Energy |  | USA0056428 | 3 | 36.9178 | -121.8156 | Waste |  |  |  | 2006.0 | AMERESCO Santa Cruz Energy LLC | U.S. Energy Information Administration | http://www.eia.gov/electricity/data/browser/ | U.S. Energy Information Administration |  | 2019 | 18.098 | 17.541 | 17.237000000000002 | 19.626 | 19.537 | 18.925 | 18.702 | U.S. Energy Information Administration |  |  |  |  | 0.54 | SOLAR-V1-NO-AGE | SOLAR-V1-NO-AGE | SOLAR-V1-NO-AGE | SOLAR-V1-NO-AGE | SOLAR-V1-NO-AGE
USA | United States of America | Santa Cruz Energy |  | USA0057876 | 1.6 | 36.9733 | -122.1056 | Waste |  |  |  | 2009.0 | Santa Cruz Energy LLC | U.S. Energy Information Administration | http://www.eia.gov/electricity/data/browser/ | U.S. Energy Information Administration | 24436 | 2019 | 10.146 | 8.635 | 9.099 | 9.149000000000001 | 10.246 | 9.853 | 10.034 | U.S. Energy Information Administration |  |  |  |  | 0.28 | HYDRO-V1 | HYDRO-V1 | HYDRO-V1 | HYDRO-V1 | HYDRO-V1
USA | United States of America | Glasgow LFGTE |  | USA0060137 | 1 | 36.9874 | -85.9575 | Waste |  |  |  | 2016.0 | East Kentucky Power Coop Inc | U.S. Energy Information Administration | http://www.eia.gov/electricity/data/browser/ | U.S. Energy Information Administration |  | 2019 |  |  | 0.199 | 6.186 | 6.354 | 5.777 | 5.632 | U.S. Energy Information Administration |  |  |  |  | 0.18 | HYDRO-V1 | HYDRO-V1 | HYDRO-V1 | HYDRO-V1 | HYDRO-V1
USA | United States of America | Laurel Ridge LFGTE |  | USA0056279 | 4 | 37.0350 | -84.0933 | Waste |  |  |  | 2003.6000000000001 | East Kentucky Power Coop Inc | U.S. Energy Information Administration | http://www.eia.gov/electricity/data/browser/ | U.S. Energy Information Administration | 50550 | 2019 | 22.007 | 19.605 | 18.556 | 20.998 | 21.526 | 23.001 | 18.669 | U.S. Energy Information Administration |  |  |  |  | 0.72 | HYDRO-V1 | HYDRO-V1 | HYDRO-V1 | HYDRO-V1 | HYDRO-V1
USA | United States of America | Waste Management Bethel LFGTE |  | USA0056531 | 4.8 | 37.0764 | -76.4444 | Waste |  |  |  | 2008.0 | WM Renewable Energy LLC | U.S. Energy Information Administration | http://www.eia.gov/electricity/data/browser/ | U.S. Energy Information Administration |  | 2019 | 37.65 | 37.575 | 34.531 | 36.767 | 38.383 | 37.515 | 36.945 | U.S. Energy Information Administration |  |  |  |  | 0.86 | HYDRO-V1 | HYDRO-V1 | HYDRO-V1 | HYDRO-V1 | HYDRO-V1
USA | United States of America | Ampersand Chowchilla Biomass LLC |  | USA0056706 | 12.5 | 37.1067 | -120.2485 | Waste |  |  |  | 2008.0 | Ampersand Chowchilla Biomass LLC | U.S. Energy Information Administration | http://www.eia.gov/electricity/data/browser/ | U.S. Energy Information Administration | 56052 | 2019 | 68.98200000000001 | 71.84800000000001 | 66.029 | 68.912 | 70.13900000000001 | 67.18100000000001 | 71.711 | U.S. Energy Information Administration |  |  |  |  | 2.26 | HYDRO-V1 | HYDRO-V1 | HYDRO-V1 | HYDRO-V1 | HYDRO-V1
USA | United States of America | Altavista Power Station |  | USA0010773 | 71.1 | 37.1187 | -79.2736 | Waste | Gas |  |  | 1992.0 | Virginia Electric & Power Co | U.S. Energy Information Administration | http://www.eia.gov/electricity/data/browser/ | U.S. Energy Information Administration |  | 2019 | 0.0 | 0.0 | 0.0 | 0.0 | 0.0 | 0.0 | 272.457 | U.S. Energy Information Administration |  |  |  |  | 12.88 | HYDRO-V1 | HYDRO-V1 | HYDRO-V1 | HYDRO-V1 | HYDRO-V1
USA | United States of America | New River |  | USA0059845 | 5.4 | 37.1830 | -80.6990 | Waste | Oil |  |  | 2013.0 | Ingenco Renewable Development LLC | U.S. Energy Information Administration | http://www.eia.gov/electricity/data/browser/ | U.S. Energy Information Administration |  | 2019 |  | 0.0 | 16.888 | 19.242 | 18.815000000000005 | 20.972 | 19.445 | U.S. Energy Information Administration |  |  |  |  | 0.97 | HYDRO-V1 | HYDRO-V1 | HYDRO-V1 | HYDRO-V1 | HYDRO-V1
USA | United States of America | El Nido Facility |  | USA0056707 | 12.5 | 37.1867 | -120.4903 | Waste |  |  |  | 2008.0 | Merced Power LLC | U.S. Energy Information Administration | http://www.eia.gov/electricity/data/browser/ | U.S. Energy Information Administration |  | 2019 | 68.77099999999999 | 67.54100000000001 | 65.09400000000001 | 74.601 | 75.29400000000001 | 63.343 | 46.593 | U.S. Energy Information Administration |  |  |  |  | 2.26 | HYDRO-V1 | HYDRO-V1 | HYDRO-V1 | HYDRO-V1 | HYDRO-V1
USA | United States of America | Black Oak Power Producers |  | USA0059310 | 4 | 37.2319 | -92.4539 | Waste |  |  |  | 2015.0 | Cube District Energy LLC | U.S. Energy Information Administration | http://www.eia.gov/electricity/data/browser/ | U.S. Energy Information Administration |  | 2019 |  | 4.3600200000000005 | 17.555 | 11.244 | 12.954 | 15.627 | 21.497 | U.S. Energy Information Administration |  |  |  |  | 0.72 | HYDRO-V1 | HYDRO-V1 | HYDRO-V1 | HYDRO-V1 | HYDRO-V1
USA | United States of America | Hopewell Power Station |  | USA0010771 | 71.1 | 37.2978 | -77.2830 | Waste |  |  |  | 1992.0 | Virginia Electric & Power Co | U.S. Energy Information Administration | http://www.eia.gov/electricity/data/browser/ | U.S. Energy Information Administration |  | 2019 | 117.113 | 0.0 | 0.0 | 0.0 | 0.0 | 0.0 | 285.836 | U.S. Energy Information Administration |  |  |  |  | 12.88 | HYDRO-V1 | HYDRO-V1 | HYDRO-V1 | HYDRO-V1 | HYDRO-V1
USA | United States of America | Amelia |  | USA0056681 | 14.4 | 37.3097 | -78.0589 | Waste | Oil |  |  | 2000.9999999999966 | Industrial Power Generating Company LLC | U.S. Energy Information Administration | http://www.eia.gov/electricity/data/browser/ | U.S. Energy Information Administration |  | 2019 | 24.442 | 29.409 | 39.44499999999999 | 21.92 | 45.291 | 45.657000000000004 | 45.875 | U.S. Energy Information Administration |  |  |  |  | 2.6 | HYDRO-V1 | HYDRO-V1 | HYDRO-V1 | HYDRO-V1 | HYDRO-V1
USA | United States of America | Cox Waste to Energy |  | USA0054850 | 5 | 37.3208 | -85.3611 | Waste |  |  |  | 1996.4 | Cox Interior Inc | U.S. Energy Information Administration | http://www.eia.gov/electricity/data/browser/ | U.S. Energy Information Administration |  | 2019 | 11.75058 | 8.06361 | 12.363620000000001 | 13.15223 | 12.1056 | 2.125 | 1.971 | U.S. Energy Information Administration |  |  |  |  | 0.9 | NO-ESTIMATION | NO-ESTIMATION | NO-ESTIMATION | NO-ESTIMATION | CAPACITY-FACTOR-V1
USA | United States of America | Apple Campus 2 Fuel Cell |  | USA0059557 | 4 | 37.3300 | -122.0100 | Waste | Biomass |  |  | 2017.0 | Apple Inc | U.S. Energy Information Administration | http://www.eia.gov/electricity/data/browser/ | U.S. Energy Information Administration |  | 2019 |  |  |  |  | 14.044 | 30.204 | 19.627 | U.S. Energy Information Administration |  |  |  |  | 0.72 | HYDRO-V1 | HYDRO-V1 | HYDRO-V1 | HYDRO-V1 | HYDRO-V1
USA | United States of America | Chesterfield Landfill Gas |  | USA0056684 | 14.4 | 37.3517 | -77.4969 | Waste | Oil |  |  | 2004.0 | Industrial Power Generating Company LLC | U.S. Energy Information Administration | http://www.eia.gov/electricity/data/browser/ | U.S. Energy Information Administration | 36094 | 2019 | 18.2 | 31.365000000000002 | 45.583999999999996 | 48.75599999999999 | 69.657 | 63.699 | 56.382 | U.S. Energy Information Administration |  |  |  |  | 2.6 | HYDRO-V1 | HYDRO-V1 | HYDRO-V1 | HYDRO-V1 | HYDRO-V1
USA | United States of America | Noble Hill Landfill |  | USA0056404 | 3.2 | 37.3811 | -93.3514 | Waste |  |  |  | 2006.0000000000002 | City Utilities of Springfield - (MO) | U.S. Energy Information Administration | http://www.eia.gov/electricity/data/browser/ | U.S. Energy Information Administration | 56365 | 2019 | 15.853 | 17.855 | 15.072000000000001 | 13.574 | 10.607000000000001 | 11.25 | 10.176 | U.S. Energy Information Administration |  |  |  |  | 0.57 | HYDRO-V1 | HYDRO-V1 | HYDRO-V1 | HYDRO-V1 | HYDRO-V1
USA | United States of America | Covanta Stanislaus Energy |  | USA0050632 | 24 | 37.3853 | -121.1410 | Waste |  |  |  | 1988.0 | Covanta Stanislaus Inc | U.S. Energy Information Administration | http://www.eia.gov/electricity/data/browser/ | U.S. Energy Information Administration |  | 2019 | 147.826 | 154.11200000000002 | 151.767 | 152.53199999999998 | 153.401 | 150.018 | 147.23 | U.S. Energy Information Administration |  |  |  |  | 4.34 | HYDRO-V1 | HYDRO-V1 | HYDRO-V1 | HYDRO-V1 | HYDRO-V1
USA | United States of America | Sunnyvale City of WPCP |  | USA0057557 | 1.6 | 37.4194 | -122.0153 | Waste | Gas | Biomass |  | 1997.0 | Sunnyvale City of WPCP | U.S. Energy Information Administration | http://www.eia.gov/electricity/data/browser/ | U.S. Energy Information Administration | 16595 | 2019 | 9.19926 | 8.517 | 9.628 | 9.855 | 8.328000000000001 | 8.961 | 10.319 | U.S. Energy Information Administration |  |  |  |  | 0.28 | HYDRO-V1 | HYDRO-V1 | HYDRO-V1 | HYDRO-V1 | HYDRO-V1
USA | United States of America | Charles City |  | USA0056683 | 14.4 | 37.4389 | -77.1286 | Waste | Oil |  |  | 2002.9999999999998 | Industrial Power Generating Company LLC | U.S. Energy Information Administration | http://www.eia.gov/electricity/data/browser/ | U.S. Energy Information Administration |  | 2019 | 25.711 | 38.321000000000005 | 44.42 | 49.086 | 57.298 | 68.497 | 61.29 | U.S. Energy Information Administration |  |  |  |  | 2.6 | HYDRO-V1 | HYDRO-V1 | HYDRO-V1 | HYDRO-V1 | HYDRO-V1
USA | United States of America | Ameresco Ox Mountain |  | USA0056895 | 11.4 | 37.5000 | -122.4000 | Waste |  |  |  | 2008.9999999999998 | AMERESCO Ox Mountain Energy LLC | U.S. Energy Information Administration | http://www.eia.gov/electricity/data/browser/ | U.S. Energy Information Administration |  | 2019 | 85.771 | 89.078 | 80.297 | 85.387 | 83.95700000000001 | 85.173 | 86.951 | U.S. Energy Information Administration |  |  |  |  | 2.06 | HYDRO-V1 | HYDRO-V1 | HYDRO-V1 | HYDRO-V1 | HYDRO-V1
USA | United States of America | Richmond Energy |  | USA0057897 | 6.4 | 37.5058 | -77.3739 | Waste |  |  |  | 2012.0 | Richmond Energy LLC | U.S. Energy Information Administration | http://www.eia.gov/electricity/data/browser/ | U.S. Energy Information Administration | 64652 | 2019 | 49.767 | 50.909 | 50.728 | 48.599000000000004 | 47.432 | 47.678000000000004 | 32.868 | U.S. Energy Information Administration |  |  |  |  | 1.15 | HYDRO-V1 | HYDRO-V1 | HYDRO-V1 | HYDRO-V1 | HYDRO-V1
USA | United States of America | Waste Management Middle Peninsula LFGTE |  | USA0057018 | 6.4 | 37.5197 | -76.6245 | Waste |  |  |  | 2009.0000000000005 | WM Renewable Energy LLC | U.S. Energy Information Administration | http://www.eia.gov/electricity/data/browser/ | U.S. Energy Information Administration | 59834 | 2019 | 46.057 | 48.022 | 50.631 | 49.056000000000004 | 47.980000000000004 | 51.156 | 48.978 | U.S. Energy Information Administration |  |  |  |  | 1.15 | NO-ESTIMATION | NO-ESTIMATION | NO-ESTIMATION | NO-ESTIMATION | CAPACITY-FACTOR-V1
USA | United States of America | Georgia-Pacific Big Island |  | USA0050479 | 7.9 | 37.5340 | -79.3570 | Waste | Gas | Biomass | Hydro | 1962.7215189873416 | GP Big Island LLC | U.S. Energy Information Administration | http://www.eia.gov/electricity/data/browser/ | U.S. Energy Information Administration | 56165 | 2019 | 52.043000000000006 | 49.027 | 50.44500000000001 | 60.242999999999995 | 54.12552000000001 | 53.86300000000001 | 51.844 | U.S. Energy Information Administration |  |  |  |  | 1.43 | NO-ESTIMATION | NO-ESTIMATION | NO-ESTIMATION | NO-ESTIMATION | CAPACITY-FACTOR-V1
USA | United States of America | Oak Grove Power Producers |  | USA0057489 | 3.6 | 37.6297 | -94.6414 | Waste |  |  |  | 2012.2222222222222 | Cube District Energy LLC | U.S. Energy Information Administration | http://www.eia.gov/electricity/data/browser/ | U.S. Energy Information Administration |  | 2019 | 11.148 | 16.94518 | 15.189 | 10.675 | 12.305 | 19.51 | 14.809 | U.S. Energy Information Administration |  |  |  |  | 0.65 | HYDRO-V1 | HYDRO-V1 | HYDRO-V1 | HYDRO-V1 | HYDRO-V1
USA | United States of America | King & Queen |  | USA0056686 | 10.8 | 37.6711 | -76.7600 | Waste | Oil |  |  | 2007.9999999999998 | Industrial Power Generating Company LLC | U.S. Energy Information Administration | http://www.eia.gov/electricity/data/browser/ | U.S. Energy Information Administration | 57875 | 2019 | 34.69200000000001 | 64.128 | 63.909 | 61.789 | 64.4 | 67.31200000000001 | 60.592 | U.S. Energy Information Administration |  |  |  |  | 1.95 | NO-ESTIMATION | NO-ESTIMATION | NO-ESTIMATION | NO-ESTIMATION | CAPACITY-FACTOR-V1
USA | United States of America | Henrico |  | USA0057356 | 3.6 | 37.6788 | -77.5678 | Waste | Oil |  |  | 2010.0000000000005 | Industrial Power Generating Company LLC | U.S. Energy Information Administration | http://www.eia.gov/electricity/data/browser/ | U.S. Energy Information Administration |  | 2019 | 6.957999999999999 | 12.457 | 14.363 | 22.462 | 20.18 | 16.163 | 13.506 | U.S. Energy Information Administration |  |  |  |  | 0.65 | NO-ESTIMATION | NO-ESTIMATION | NO-ESTIMATION | NO-ESTIMATION | CAPACITY-FACTOR-V1
USA | United States of America | Hardin County LFGTE |  | USA0056280 | 2.4 | 37.7258 | -85.7258 | Waste |  |  |  | 2006.0 | East Kentucky Power Coop Inc | U.S. Energy Information Administration | http://www.eia.gov/electricity/data/browser/ | U.S. Energy Information Administration |  | 2019 | 15.857000000000001 | 11.799 | 6.759 | 7.188 | 6.049 | 4.732 | 0.393 | U.S. Energy Information Administration |  |  |  |  | 0.43 | NO-ESTIMATION | NO-ESTIMATION | NO-ESTIMATION | NO-ESTIMATION | CAPACITY-FACTOR-V1
USA | United States of America | Blue Ridge Generating |  | USA0059392 | 1.6 | 37.7411 | -83.9889 | Waste |  |  |  | 2013.0 | North American Biofuels LLC | U.S. Energy Information Administration | http://www.eia.gov/electricity/data/browser/ | U.S. Energy Information Administration |  | 2019 |  | 5.307 | 7.314 | 8.126 | 6.5440000000000005 | 6.147 | 5.987 | U.S. Energy Information Administration |  |  |  |  | 0.28 | HYDRO-V1 | HYDRO-V1 | HYDRO-V1 | HYDRO-V1 | HYDRO-V1
USA | United States of America | Altamont Gas Recovery |  | USA0050571 | 6 | 37.7493 | -121.6499 | Waste |  |  |  | 1989.0 | WM Renewable Energy LLC | U.S. Energy Information Administration | http://www.eia.gov/electricity/data/browser/ | U.S. Energy Information Administration |  | 2019 | 52.075 | 52.075 | 48.598000000000006 | 45.492000000000004 | 41.863 | 40.578 | 39.752 | U.S. Energy Information Administration |  |  |  |  | 1.08 | NO-ESTIMATION | NO-ESTIMATION | NO-ESTIMATION | NO-ESTIMATION | CAPACITY-FACTOR-V1
USA | United States of America | Ameresco Vasco Road |  | USA0058435 | 4.4 | 37.7544 | -121.7289 | Waste |  |  |  | 2014.0 | Ameresco Vasco Road LLC | U.S. Energy Information Administration | http://www.eia.gov/electricity/data/browser/ | U.S. Energy Information Administration |  | 2019 |  | 30.279 | 32.486000000000004 | 33.251 | 33.13 | 33.699 | 33.161 | U.S. Energy Information Administration |  |  |  |  | 0.79 | NO-ESTIMATION | NO-ESTIMATION | NO-ESTIMATION | NO-ESTIMATION | CAPACITY-FACTOR-V1
USA | United States of America | Covington Facility |  | USA0050900 | 160.9 | 37.7997 | -79.9947 | Waste | Coal | Oil | Gas | 1996.9092604101927 | WestRock Corp | U.S. Energy Information Administration | http://www.eia.gov/electricity/data/browser/ | U.S. Energy Information Administration |  | 2019 | 654.0343009999999 | 893.091209 | 1010.363143 | 961.4690050000002 | 928.862008 | 1006.484008 | 904.766 | U.S. Energy Information Administration |  |  |  |  | 29.16 | NO-ESTIMATION | NO-ESTIMATION | NO-ESTIMATION | NO-ESTIMATION | CAPACITY-FACTOR-V1
USA | United States of America | New River Clean Energy |  | USA0063246 | 3.2 | 37.8158 | -81.1619 | Waste |  |  |  | 2017.0 | Cox Enterprises | U.S. Energy Information Administration | http://www.eia.gov/electricity/data/browser/ | U.S. Energy Information Administration |  | 2019 | [12 empty] | 0.57 | NO-ESTIMATION | NO-ESTIMATION | NO-ESTIMATION | NO-ESTIMATION | CAPACITY-FACTOR-V1
USA | United States of America | Pacific-Ultrapower Chinese Station |  | USA0050560 | 25 | 37.8741 | -120.4776 | Waste |  |  |  | 1986.0 | IHI Power Services Corp | U.S. Energy Information Administration | http://www.eia.gov/electricity/data/browser/ | U.S. Energy Information Administration | 17487 | 2019 | 128.149 | 134.77700199999998 | 133.798996 | 0.0 | 0.0 | 0.0 | 134.869 | U.S. Energy Information Administration |  |  |  |  | 4.53 | NO-ESTIMATION | NO-ESTIMATION | NO-ESTIMATION | NO-ESTIMATION | CAPACITY-FACTOR-V1
USA | United States of America | Ameresco Forward |  | USA0058437 | 4.4 | 37.8834 | -121.1851 | Waste |  |  |  | 2014.0 | Ameresco Forward LLC | U.S. Energy Information Administration | http://www.eia.gov/electricity/data/browser/ | U.S. Energy Information Administration |  | 2019 |  | 19.044 | 31.104 | 32.649 | 32.579 | 31.755 | 33.134 | U.S. Energy Information Administration |  |  |  |  | 0.79 | NO-ESTIMATION | NO-ESTIMATION | NO-ESTIMATION | NO-ESTIMATION | CAPACITY-FACTOR-V1
USA | United States of America | Stockton Biomass |  | USA0054238 | 54 | 37.9436 | -121.3304 | Waste | Gas |  |  | 1988.0 | DTE Stockton LLC | U.S. Energy Information Administration | http://www.eia.gov/electricity/data/browser/ | U.S. Energy Information Administration |  | 2019 | 0.0 | 0.0 | 0.0 | 0.0 | 0.0 | 0.0 | 375.552 | U.S. Energy Information Administration |  |  |  |  | 9.78 | HYDRO-V1 | HYDRO-V1 | HYDRO-V1 | HYDRO-V1 | HYDRO-V1
USA | United States of America | Sierra Pacific Sonora |  | USA0054517 | 7.5 | 37.9664 | -120.3178 | Waste |  |  |  | 2018.0 | Sierra Pacific Industries Inc | U.S. Energy Information Administration | http://www.eia.gov/electricity/data/browser/ | U.S. Energy Information Administration |  | 2019 | 25.122 | 38.49057 | 31.574 | 28.438 | 29.646 | 29.478 | 33.67 | U.S. Energy Information Administration |  |  |  |  | 1.35 | SOLAR-V1-NO-AGE | SOLAR-V1-NO-AGE | SOLAR-V1-NO-AGE | SOLAR-V1-NO-AGE | SOLAR-V1-NO-AGE
USA | United States of America | Nove Power Plant |  | USA0050831 | 3 | 37.9676 | -122.3820 | Waste |  |  |  | 1986.3333333333333 | Nove Investments I LLC | U.S. Energy Information Administration | http://www.eia.gov/electricity/data/browser/ | U.S. Energy Information Administration |  | 2019 | 14.99 | 13.749 | 11.187 | 4.761 | 1.2570000000000001 | 0.619 | 1.129 | U.S. Energy Information Administration |  |  |  |  | 0.54 | SOLAR-V1-NO-AGE | SOLAR-V1-NO-AGE | SOLAR-V1-NO-AGE | SOLAR-V1-NO-AGE | SOLAR-V1-NO-AGE
USA | United States of America | Ameresco Keller Canyon |  | USA0056897 | 3.8 | 38.0039 | -121.9345 | Waste |  |  |  | 2009.0 | AMERESCO Keller Canyon LLC | U.S. Energy Information Administration | http://www.eia.gov/electricity/data/browser/ | U.S. Energy Information Administration | 65051 | 2019 | 28.821 | 29.172 | 25.512 | 30.295 | 28.927 | 29.784 | 29.881 | U.S. Energy Information Administration |  |  |  |  | 0.68 | HYDRO-V1 | HYDRO-V1 | HYDRO-V1 | HYDRO-V1 | HYDRO-V1
USA | United States of America | Ameresco San Joaquin |  | USA0058436 | 4.4 | 38.0297 | -120.9297 | Waste |  |  |  | 2014.0 | Ameresco San Joaquin LLC | U.S. Energy Information Administration | http://www.eia.gov/electricity/data/browser/ | U.S. Energy Information Administration | 29429 | 2019 |  | 20.616 | 26.019000000000002 | 26.786 | 31.935000000000002 | 33.077 | 30.654 | U.S. Energy Information Administration |  |  |  |  | 0.79 | HYDRO-V1 | HYDRO-V1 | HYDRO-V1 | HYDRO-V1 | HYDRO-V1
USA | United States of America | Eastern Correctional Institute |  | USA0010693 | 5.8 | 38.1590 | -75.7040 | Waste | Oil |  |  | 1987.3448275862067 | Maryland Environmental Service | U.S. Energy Information Administration | http://www.eia.gov/electricity/data/browser/ | U.S. Energy Information Administration | 64796 | 2019 | 16.44978 | 12.398 | 11.555 | 11.591000000000001 | 0.0 | 11.605 | 12.099 | U.S. Energy Information Administration |  |  |  |  | 1.05 | SOLAR-V1-NO-AGE | SOLAR-V1-NO-AGE | SOLAR-V1-NO-AGE | SOLAR-V1-NO-AGE | SOLAR-V1-NO-AGE
USA | United States of America | Waste Mangement Redwood LFGTE |  | USA0059299 | 4 | 38.1608 | -122.5650 | Waste |  |  |  | 2017.0 | WM Renewable Energy LLC | U.S. Energy Information Administration | http://www.eia.gov/electricity/data/browser/ | U.S. Energy Information Administration |  | 2019 |  |  |  |  | 16.799 | 28.524 | 28.261 | U.S. Energy Information Administration |  |  |  |  | 0.72 | SOLAR-V1-NO-AGE | SOLAR-V1-NO-AGE | SOLAR-V1-NO-AGE | SOLAR-V1-NO-AGE | SOLAR-V1-NO-AGE
USA | United States of America | Morehead Generating Facility |  | USA0062641 | 1.4 | 38.1910 | -83.5440 | Waste |  |  |  | 2019.0 | North American Biofuels LLC | U.S. Energy Information Administration | http://www.eia.gov/electricity/data/browser/ | U.S. Energy Information Administration |  | 2019 | [6 empty] | 1.232 | U.S. Energy Information Administration |  |  |  |  | 0.25 | HYDRO-V1 | HYDRO-V1 | HYDRO-V1 | HYDRO-V1 | HYDRO-V1
USA | United States of America | Potrero Hills Energy Producers |  | USA0059952 | 8 | 38.2170 | -121.9795 | Waste |  |  |  | 2016.0000000000002 | Potrero Hills Energy Producers LLC | U.S. Energy Information Administration | http://www.eia.gov/electricity/data/browser/ | U.S. Energy Information Administration | 62345 | 2019 |  |  |  | 42.826 | 61.536 | 63.239000000000004 | 63.061 | U.S. Energy Information Administration |  |  |  |  | 1.44 | HYDRO-V1 | HYDRO-V1 | HYDRO-V1 | HYDRO-V1 | HYDRO-V1
USA | United States of America | Waste Management King George LFGTE |  | USA0057022 | 13.2 | 38.2747 | -77.3081 | Waste |  |  |  | 2010.25 | WM Renewable Energy LLC | U.S. Energy Information Administration | http://www.eia.gov/electricity/data/browser/ | U.S. Energy Information Administration |  | 2019 | 84.274 | 90.413 | 87.054 | 86.836 | 83.996 | 83.002 | 74.153 | U.S. Energy Information Administration |  |  |  |  | 2.39 | HYDRO-V1 | HYDRO-V1 | HYDRO-V1 | HYDRO-V1 | HYDRO-V1
USA | United States of America | Buena Vista Biomass Power |  | USA0058472 | 22.5 | 38.2778 | -120.9136 | Waste | Gas |  |  | 2013.0 | Buena Vista Biomass LLC | U.S. Energy Information Administration | http://www.eia.gov/electricity/data/browser/ | U.S. Energy Information Administration | 28546 | 2019 | 66.967 | 106.96800400000001 | 107.983005 | 17.414 | 0.0 | 0.0 | 0 | U.S. Energy Information Administration |  |  |  |  | 4.07 | SOLAR-V1-NO-AGE | SOLAR-V1-NO-AGE | SOLAR-V1-NO-AGE | SOLAR-V1-NO-AGE | SOLAR-V1-NO-AGE
USA | United States of America | Sonoma Central Landfill Phase I |  | USA0055752 | 3.2 | 38.3017 | -122.7489 | Waste |  |  |  | 1993.0 | County of Sonoma Dept of Trnsp | U.S. Energy Information Administration | http://www.eia.gov/electricity/data/browser/ | U.S. Energy Information Administration | 29341 | 2019 | 15.258000000000001 | 14.106 | 17.156 | 15.849 | 6.6370000000000005 | 7.307 | 12.592 | U.S. Energy Information Administration |  |  |  |  | 0.57 | HYDRO-V1 | HYDRO-V1 | HYDRO-V1 | HYDRO-V1 | HYDRO-V1
USA | United States of America | Sonoma Central Landfill Phase II |  | USA0055753 | 3.2 | 38.3017 | -122.7489 | Waste |  |  |  | 1996.0000000000002 | County of Sonoma Dept of Trnsp | U.S. Energy Information Administration | http://www.eia.gov/electricity/data/browser/ | U.S. Energy Information Administration | 28567 | 2019 | 15.826 | 14.482000000000001 | 11.532 | 15.46 | 16.383 | 13.965 | 12.977 | U.S. Energy Information Administration |  |  |  |  | 0.57 | NO-ESTIMATION | NO-ESTIMATION | NO-ESTIMATION | NO-ESTIMATION | CAPACITY-FACTOR-V1
USA | United States of America | Sonoma Central Landfill Phase III |  | USA0055880 | 1.6 | 38.3017 | -122.7489 | Waste |  |  |  | 2004.0 | County of Sonoma Dept of Trnsp | U.S. Energy Information Administration | http://www.eia.gov/electricity/data/browser/ | U.S. Energy Information Administration |  | 2019 |  |  |  |  | 1.5030000000000001 | 1.828 | 0.548 | U.S. Energy Information Administration |  |  |  |  | 0.28 | SOLAR-V1-NO-AGE | SOLAR-V1-NO-AGE | SOLAR-V1-NO-AGE | SOLAR-V1-NO-AGE | SOLAR-V1-NO-AGE
USA | United States of America | G2 Energy Hay Rd |  | USA0058320 | 1.6 | 38.3147 | -121.8336 | Waste |  |  |  | 2013.0 | G2 Energy LLC | U.S. Energy Information Administration | http://www.eia.gov/electricity/data/browser/ | U.S. Energy Information Administration |  | 2019 | 6.44 | 11.524000000000001 | 11.272 | 11.921 | 11.523 | 12.912 | 12.786 | U.S. Energy Information Administration |  |  |  |  | 0.28 | SOLAR-V1-NO-AGE | SOLAR-V1-NO-AGE | SOLAR-V1-NO-AGE | SOLAR-V1-NO-AGE | SOLAR-V1-NO-AGE
USA | United States of America | Veolia ES Blackfoot Landfill Facility |  | USA0058577 | 3.2 | 38.3272 | -87.2006 | Waste |  |  |  | 2009.0 | Southern Indiana Gas & Elec Co | U.S. Energy Information Administration | http://www.eia.gov/electricity/data/browser/ | U.S. Energy Information Administration | 58372 | 2019 | 16.03 | 11.73 | 13.492 | 13.108 | 11.67 | 10.863 | 10.724 | U.S. Energy Information Administration |  |  |  |  | 0.57 | SOLAR-V1-NO-AGE | SOLAR-V1-NO-AGE | SOLAR-V1-NO-AGE | SOLAR-V1-NO-AGE | SOLAR-V1-NO-AGE
USA | United States of America | Green City Recovery LLC |  | USA0060703 | 2 | 38.3453 | -84.5489 | Waste |  |  |  | 2017.5 | Green City Recovery LLC | U.S. Energy Information Administration | http://www.eia.gov/electricity/data/browser/ | U.S. Energy Information Administration |  | 2019 |  |  |  | 5.659 | 5.024 | 1.948 | 2.385 | U.S. Energy Information Administration |  |  |  |  | 0.36 | NO-ESTIMATION | NO-ESTIMATION | NO-ESTIMATION | NO-ESTIMATION | CAPACITY-FACTOR-V1
USA | United States of America | Ameresco Stafford |  | USA0056894 | 2.2 | 38.3842 | -77.4131 | Waste |  |  |  | 2009.0 | AMERESCO Stafford LLC | U.S. Energy Information Administration | http://www.eia.gov/electricity/data/browser/ | U.S. Energy Information Administration |  | 2019 | 6.578 | 8.628 | 9.122 | 8.809000000000001 | 10.238 | 10.959 | 10.544 | U.S. Energy Information Administration |  |  |  |  | 0.39 | HYDRO-V1 | HYDRO-V1 | HYDRO-V1 | HYDRO-V1 | HYDRO-V1
USA | United States of America | Wicomico |  | USA0056680 | 5.4 | 38.3847 | -75.6344 | Waste | Oil |  |  | 2007.0000000000011 | Industrial Power Generating Company LLC | U.S. Energy Information Administration | http://www.eia.gov/electricity/data/browser/ | U.S. Energy Information Administration |  | 2019 | 14.68 | 14.708 | 14.067 | 13.285 | 10.427999999999999 | 16.282 | 15.57 | U.S. Energy Information Administration |  |  |  |  | 0.97 | NO-ESTIMATION | NO-ESTIMATION | NO-ESTIMATION | NO-ESTIMATION | CAPACITY-FACTOR-V1
USA | United States of America | Green Valley LFGTE |  | USA0056278 | 2.4 | 38.3967 | -82.8088 | Waste |  |  |  | 2003.0 | East Kentucky Power Coop Inc | U.S. Energy Information Administration | http://www.eia.gov/electricity/data/browser/ | U.S. Energy Information Administration |  | 2019 | 13.252 | 12.733 | 16.172 | 11.715 | 13.956 | 13.374 | 14.893 | U.S. Energy Information Administration |  |  |  |  | 0.43 | HYDRO-V1 | HYDRO-V1 | HYDRO-V1 | HYDRO-V1 | HYDRO-V1
USA | United States of America | Kiefer Landfill |  | USA0055766 | 9 | 38.5136 | -121.1944 | Waste |  |  |  | 2000.0 | Sacramento County of Dpt Waste | U.S. Energy Information Administration | http://www.eia.gov/electricity/data/browser/ | U.S. Energy Information Administration | 41312 | 2019 | 68.893 | 65.358 | 57.428000000000004 | 54.14 | 67.566 | 69.342 | 68.961 | U.S. Energy Information Administration |  |  |  |  | 1.63 | NO-ESTIMATION | NO-ESTIMATION | NO-ESTIMATION | NO-ESTIMATION | CAPACITY-FACTOR-V1
USA | United States of America | Ameresco Jefferson City |  | USA0056896 | 3 | 38.5524 | -92.0449 | Waste |  |  |  | 2009.0 | AMERESCO Jefferson City LLC | U.S. Energy Information Administration | http://www.eia.gov/electricity/data/browser/ | U.S. Energy Information Administration | 57490 | 2019 | 21.84 | 22.043 | 23.781 | 23.691 | 21.614 | 23.46 | 22.402 | U.S. Energy Information Administration |  |  |  |  | 0.54 | NO-ESTIMATION | NO-ESTIMATION | NO-ESTIMATION | NO-ESTIMATION | CAPACITY-FACTOR-V1
USA | United States of America | MM Yolo Power |  | USA0054567 | 2.8 | 38.5963 | -121.6875 | Waste |  |  |  | 1991.9285714285718 | Yolo County Community Services Department | U.S. Energy Information Administration | http://www.eia.gov/electricity/data/browser/ | U.S. Energy Information Administration |  | 2019 | 18.803 | 17.421 | 13.461 | 17.222 | 10.941 | 18.151 | 18.77 | U.S. Energy Information Administration |  |  |  |  | 0.5 | HYDRO-V1 | HYDRO-V1 | HYDRO-V1 | HYDRO-V1 | HYDRO-V1
USA | United States of America | Ameresco Delaware South |  | USA0056429 | 5 | 38.5992 | -75.4342 | Waste |  |  |  | 2007.6 | AMERESCO Delaware South | U.S. Energy Information Administration | http://www.eia.gov/electricity/data/browser/ | U.S. Energy Information Administration |  | 2019 | 34.945 | 30.975 | 29.650000000000002 | 22.985 | 26.076 | 22.616 | 28.856 | U.S. Energy Information Administration |  |  |  |  | 0.9 | NO-ESTIMATION | NO-ESTIMATION | NO-ESTIMATION | NO-ESTIMATION | CAPACITY-FACTOR-V1
USA | United States of America | MM Prince William Energy |  | USA0055156 | 6.6 | 38.6383 | -77.4147 | Waste |  |  |  | 2008.909090909091 | MM Prince William Energy LLC | U.S. Energy Information Administration | http://www.eia.gov/electricity/data/browser/ | U.S. Energy Information Administration | 45477 | 2019 | 11.555 | 52.468 | 50.792 | 51.675000000000004 | 52.207 | 50.978 | 51.893 | U.S. Energy Information Administration |  |  |  |  | 1.19 | HYDRO-V1 | HYDRO-V1 | HYDRO-V1 | HYDRO-V1 | HYDRO-V1
USA | United States of America | I 95 Landfill Phase II |  | USA0054723 | 3.2 | 38.6892 | -77.2375 | Waste |  |  |  | 1993.0 | LES Project Holdings LLC | U.S. Energy Information Administration | http://www.eia.gov/electricity/data/browser/ | U.S. Energy Information Administration | 24556 | 2019 | 16.977 | 11.357000000000001 | 13.053 | 17.426000000000002 | 17.876 | 15.781 | 20.789 | U.S. Energy Information Administration |  |  |  |  | 0.57 | HYDRO-V1 | HYDRO-V1 | HYDRO-V1 | HYDRO-V1 | HYDRO-V1
USA | United States of America | Woodland Biomass Power Ltd |  | USA0010836 | 28 | 38.6905 | -121.7371 | Waste | Gas |  |  | 1989.0 | DTE Energy Services-Woodland | U.S. Energy Information Administration | http://www.eia.gov/electricity/data/browser/ | U.S. Energy Information Administration | 34573 | 2019 | 188.712005 | 183.432005 | 191.27999599999998 | 191.424004 | 183.819002 | 187.73599900000002 | 184.894 | U.S. Energy Information Administration |  |  |  |  | 5.07 | HYDRO-V1 | HYDRO-V1 | HYDRO-V1 | HYDRO-V1 | HYDRO-V1
USA | United States of America | Covanta Fairfax Energy |  | USA0050658 | 124 | 38.6950 | -77.2411 | Waste | Gas |  |  | 1990.0 | Covanta Fairfax Inc | U.S. Energy Information Administration | http://www.eia.gov/electricity/data/browser/ | U.S. Energy Information Administration | 28747 | 2019 | 557.8100079999999 | 588.615 | 521.433005 | 533.576001 | 57.565000000000005 | 663.657008 | 723.286 | U.S. Energy Information Administration |  |  |  |  | 22.47 | HYDRO-V1 | HYDRO-V1 | HYDRO-V1 | HYDRO-V1 | HYDRO-V1
USA | United States of America | Pendleton County LFGTE |  | USA0056327 | 3.2 | 38.7342 | -84.4059 | Waste |  |  |  | 2007.0 | East Kentucky Power Coop Inc | U.S. Energy Information Administration | http://www.eia.gov/electricity/data/browser/ | U.S. Energy Information Administration |  | 2019 | 22.646 | 21.329 | 20.557000000000002 | 18.184 | 18.916 | 13.507 | 19.128 | U.S. Energy Information Administration |  |  |  |  | 0.57 | HYDRO-V1 | HYDRO-V1 | HYDRO-V1 | HYDRO-V1 | HYDRO-V1
USA | United States of America | Covanta Alexandria/Arlington Energy |  | USA0050663 | 29 | 38.8014 | -77.1288 | Waste |  |  |  | 1987.0 | Covanta Alexandria/Arlington | U.S. Energy Information Administration | http://www.eia.gov/electricity/data/browser/ | U.S. Energy Information Administration | 28731 | 2019 | 163.179526 | 165.16267 | 160.318917 | 167.256661 | 150.84300000000002 | 132.255 | 139.742 | U.S. Energy Information Administration |  |  |  |  | 5.25 | HYDRO-V1 | HYDRO-V1 | HYDRO-V1 | HYDRO-V1 | HYDRO-V1
USA | United States of America | Brown Station Road Plant I |  | USA0050060 | 2.7 | 38.8249 | -76.7731 | Waste |  |  |  | 1986.9999999999998 | Prince George's County | U.S. Energy Information Administration | http://www.eia.gov/electricity/data/browser/ | U.S. Energy Information Administration | 17950 | 2019 | 6.39156 | 3.1066 | 0.39494 | 0.0 | 1.08094 | 0.181 | 0 | U.S. Energy Information Administration |  |  |  |  | 0.48 | HYDRO-V1 | HYDRO-V1 | HYDRO-V1 | HYDRO-V1 | HYDRO-V1
USA | United States of America | Rio Bravo Rocklin |  | USA0010772 | 27.9 | 38.8319 | -121.3137 | Waste | Gas |  |  | 1989.0 | Rio Bravo Rocklin | U.S. Energy Information Administration | http://www.eia.gov/electricity/data/browser/ | U.S. Energy Information Administration | 17493 | 2019 | 185.338997 | 189.810005 | 185.70200300000002 | 169.05100199999998 | 164.302004 | 176.413999 | 168.85 | U.S. Energy Information Administration |  |  |  |  | 5.05 | HYDRO-V1 | HYDRO-V1 | HYDRO-V1 | HYDRO-V1 | HYDRO-V1
USA | United States of America | Lincoln Landfill |  | USA0057988 | 4.8 | 38.8381 | -121.3419 | Waste |  |  |  | 2008.0 | Energy 2001 Inc | U.S. Energy Information Administration | http://www.eia.gov/electricity/data/browser/ | U.S. Energy Information Administration |  | 2019 | 29.085 | 32.0 | 26.424 | 27.59 | 27.001 | 24.717 | 24.402 | U.S. Energy Information Administration |  |  |  |  | 0.86 | NO-ESTIMATION | NO-ESTIMATION | NO-ESTIMATION | NO-ESTIMATION | CAPACITY-FACTOR-V1
USA | United States of America | Brown Station Road Plant II |  | USA0055964 | 4 | 38.8476 | -76.7859 | Waste | Oil |  |  | 2004.0 | Prince George's County | U.S. Energy Information Administration | http://www.eia.gov/electricity/data/browser/ | U.S. Energy Information Administration | 17950 | 2019 | 5.771 | 5.611 | 2.848 | 4.538 | 3.123 | 5.271 | 3.893 | U.S. Energy Information Administration |  |  |  |  | 0.72 | SOLAR-V1-NO-AGE | SOLAR-V1-NO-AGE | SOLAR-V1-NO-AGE | SOLAR-V1-NO-AGE | SOLAR-V1-NO-AGE
USA | United States of America | Bavarian LFGTE |  | USA0056277 | 4.8 | 38.8608 | -84.6556 | Waste |  |  |  | 2007.3333333333333 | East Kentucky Power Coop Inc | U.S. Energy Information Administration | http://www.eia.gov/electricity/data/browser/ | U.S. Energy Information Administration |  | 2019 | 24.536 | 22.761 | 22.742 | 26.72 | 36.118 | 33.081 | 29.622 | U.S. Energy Information Administration |  |  |  |  | 0.86
USA | United States of America | Brown County LFGTE Power Station |  | USA0061145 | 4.8 | 38.8950 | -83.9030 | Waste |  |  |  | 2016.9999999999998 | EDL Inc | U.S. Energy Information Administration | http://www.eia.gov/electricity/data/browser/ | U.S. Energy Information Administration |  | 2019 |  |  |  |  | 15.475 | 26.638 | 28.269 | U.S. Energy Information Administration |  |  |  |  | 0.86 | NO-ESTIMATION | NO-ESTIMATION | NO-ESTIMATION | NO-ESTIMATION | CAPACITY-FACTOR-V1
USA | United States of America | Sierra Pacific Lincoln Facility |  | USA0010144 | 19.2 | 38.9032 | -121.3097 | Waste |  |  |  | 2003.9999999999998 | Sierra Pacific Industries Inc | U.S. Energy Information Administration | http://www.eia.gov/electricity/data/browser/ | U.S. Energy Information Administration | 32650 | 2019 | 103.73400000000001 | 112.715 | 96.305 | 81.427 | 91.133 | 93.168 | 98.827 | U.S. Energy Information Administration |  |  |  |  | 3.47 | NO-ESTIMATION | NO-ESTIMATION | NO-ESTIMATION | NO-ESTIMATION | CAPACITY-FACTOR-V1
USA | United States of America | Ameresco Delaware Central |  | USA0056430 | 5 | 39.0339 | -75.7233 | Waste |  |  |  | 2009.8 | AMERESCO Delaware Central | U.S. Energy Information Administration | http://www.eia.gov/electricity/data/browser/ | U.S. Energy Information Administration |  | 2019 | 22.402 | 28.736 | 30.756 | 28.771 | 23.463 | 23.986 | 22.721 | U.S. Energy Information Administration |  |  |  |  | 0.9 | NO-ESTIMATION | NO-ESTIMATION | NO-ESTIMATION | NO-ESTIMATION | CAPACITY-FACTOR-V1
USA | United States of America | G2 Energy Ostrom Road LLC |  | USA0057133 | 3.5 | 39.0728 | -121.3992 | Waste |  |  |  | 2010.8285714285714 | G2 Energy LLC | U.S. Energy Information Administration | http://www.eia.gov/electricity/data/browser/ | U.S. Energy Information Administration |  | 2019 | 15.109 | 24.064 | 22.326 | 24.409 | 24.615000000000002 | 26.889 | 26.775 | U.S. Energy Information Administration |  |  |  |  | 0.63 | NO-ESTIMATION | NO-ESTIMATION | NO-ESTIMATION | NO-ESTIMATION | CAPACITY-FACTOR-V1
USA | United States of America | Millersville LFG |  | USA0058246 | 3.2 | 39.0847 | -76.6764 | Waste |  |  |  | 2012.0 | LES Operations Services LLC | U.S. Energy Information Administration | http://www.eia.gov/electricity/data/browser/ | U.S. Energy Information Administration | 64749 | 2019 | 25.953 | 26.441 | 25.935000000000002 | 26.012 | 26.527 | 25.996000000000002 | 25.992 | U.S. Energy Information Administration |  |  |  |  | 0.57 | NO-ESTIMATION | NO-ESTIMATION | NO-ESTIMATION | NO-ESTIMATION | CAPACITY-FACTOR-V1
USA | United States of America | Wadham Energy LP |  | USA0050293 | 29.1 | 39.1062 | -122.1096 | Waste | Gas |  |  | 1989.0 | Wadham Energy Ltd Partners | U.S. Energy Information Administration | http://www.eia.gov/electricity/data/browser/ | U.S. Energy Information Administration | 35313 | 2019 | 196.487002 | 170.417997 | 154.008996 | 196.432997 | 187.139001 | 166.216004 | 188.29 | U.S. Energy Information Administration |  |  |  |  | 5.27 | NO-ESTIMATION | NO-ESTIMATION | NO-ESTIMATION | NO-ESTIMATION | CAPACITY-FACTOR-V1
USA | United States of America | Frederick County LFGTE Facility |  | USA0057754 | 2 | 39.1408 | -78.0975 | Waste |  |  |  | 2010.0 | Frederick County Virginia | U.S. Energy Information Administration | http://www.eia.gov/electricity/data/browser/ | U.S. Energy Information Administration |  | 2019 | 11.603 | 12.577 | 11.763 | 12.521 | 11.439 | 9.719 | 9.196 | U.S. Energy Information Administration |  |  |  |  | 0.36 | NO-ESTIMATION | NO-ESTIMATION | NO-ESTIMATION | NO-ESTIMATION | CAPACITY-FACTOR-V1
USA | United States of America | Waste Management Rolling Meadows LFGTE |  | USA0057023 | 5.6 | 39.1746 | -95.7311 | Waste |  |  |  | 2010.0000000000002 | WM Renewable Energy LLC | U.S. Energy Information Administration | http://www.eia.gov/electricity/data/browser/ | U.S. Energy Information Administration | 60900 | 2019 | 46.753 | 46.591 | 46.687 | 48.157000000000004 | 48.046 | 47.022 | 47.914 | U.S. Energy Information Administration |  |  |  |  | 1.01 | NO-ESTIMATION | NO-ESTIMATION | NO-ESTIMATION | NO-ESTIMATION | CAPACITY-FACTOR-V1
USA | United States of America | Montgomery County Oaks LFGE Plant |  | USA0055885 | 2.4 | 39.1937 | -77.1189 | Waste |  |  |  | 2008.9999999999998 | CB&I | U.S. Energy Information Administration | http://www.eia.gov/electricity/data/browser/ | U.S. Energy Information Administration |  | 2019 | 18.632 | 16.392 | 11.929 | 12.601 | 13.915000000000001 | 13.453 | 12.586 | U.S. Energy Information Administration |  |  |  |  | 0.43 | NO-ESTIMATION | NO-ESTIMATION | NO-ESTIMATION | NO-ESTIMATION | CAPACITY-FACTOR-V1
USA | United States of America | Montgomery County Resource Recovery |  | USA0050657 | 67.8 | 39.2006 | -77.4556 | Waste |  |  |  | 1995.0 | Covanta Montgomery Inc. | U.S. Energy Information Administration | http://www.eia.gov/electricity/data/browser/ | U.S. Energy Information Administration |  | 2019 | 304.22999899999996 | 318.090995 | 329.21900500000004 | 305.18100899999996 | 328.548996 | 333.26799800000003 | 273.637 | U.S. Energy Information Administration |  |  |  |  | 12.28 | NO-ESTIMATION | NO-ESTIMATION | NO-ESTIMATION | NO-ESTIMATION | CAPACITY-FACTOR-V1
USA | United States of America | Woodbine Landfill Plant |  | USA0059116 | 3.2 | 39.2311 | -74.7808 | Waste |  |  |  | 2013.0 | Cape May County Municipal | U.S. Energy Information Administration | http://www.eia.gov/electricity/data/browser/ | U.S. Energy Information Administration |  | 2019 | 2.575 | 16.502 | 16.432 | 13.906 | 11.009 | 8.27 | 7.844 | U.S. Energy Information Administration |  |  |  |  | 0.57 | NO-ESTIMATION | NO-ESTIMATION | NO-ESTIMATION | NO-ESTIMATION | CAPACITY-FACTOR-V1
USA | United States of America | Wheelabrator Baltimore Refuse |  | USA0010629 | 64.5 | 39.2660 | -76.6297 | Waste |  |  |  | 1985.1333333333334 | Wheelabrator Environmental Systems | U.S. Energy Information Administration | http://www.eia.gov/electricity/data/browser/ | U.S. Energy Information Administration | 36860 | 2019 | 314.831 | 323.094 | 321.901 | 363.642 | 336.882 | 335.27700000000004 | 324.221 | U.S. Energy Information Administration |  |  |  |  | 11.69 | NO-ESTIMATION | NO-ESTIMATION | NO-ESTIMATION | NO-ESTIMATION | CAPACITY-FACTOR-V1
USA | United States of America | Alpha Ridge LFG |  | USA0058252 | 1 | 39.3050 | -76.9019 | Waste |  |  |  | 2012.0 | Howard County - Maryland | U.S. Energy Information Administration | http://www.eia.gov/electricity/data/browser/ | U.S. Energy Information Administration | 62698 | 2019 | 7.051 | 6.663 | 4.932 | 4.756 | 4.666 | 4.1370000000000005 | 3.231 | U.S. Energy Information Administration |  |  |  |  | 0.18 | NO-ESTIMATION | NO-ESTIMATION | NO-ESTIMATION | NO-ESTIMATION | CAPACITY-FACTOR-V1
USA | United States of America | Eastern Landfill Gas LLC |  | USA0056571 | 3 | 39.3897 | -76.3920 | Waste |  |  |  | 2006.0 | Energy Power Partners | U.S. Energy Information Administration | http://www.eia.gov/electricity/data/browser/ | U.S. Energy Information Administration | 61606 | 2019 | 10.957 | 6.828 | 1.959 | 12.945 | 8.343 | 6.437 | 0 | U.S. Energy Information Administration |  |  |  |  | 0.54 | NO-ESTIMATION | NO-ESTIMATION | NO-ESTIMATION | NO-ESTIMATION | CAPACITY-FACTOR-V1
USA | United States of America | AC Landfill Energy LLC |  | USA0057845 | 3.5 | 39.4175 | -74.5422 | Waste |  |  |  | 2005.0 | AC Landfill Energy LLC | U.S. Energy Information Administration | http://www.eia.gov/electricity/data/browser/ | U.S. Energy Information Administration | 68062 | 2019 | 21.854 | 15.862 | 10.046 | 10.047 | 8.24 | 17.518 | 14.131 | U.S. Energy Information Administration |  |  |  |  | 0.63 | NO-ESTIMATION | NO-ESTIMATION | NO-ESTIMATION | NO-ESTIMATION | CAPACITY-FACTOR-V1
USA | United States of America | Cumberland County Solid Waste Complex |  | USA0056884 | 4.8 | 39.4494 | -75.0928 | Waste |  |  |  | 2008.0 | EPP Renewable Energy | U.S. Energy Information Administration | http://www.eia.gov/electricity/data/browser/ | U.S. Energy Information Administration |  | 2019 | 24.93 | 30.185000000000002 | 24.894000000000002 | 24.01 | 26.458000000000002 | 22.394000000000002 | 16.449 | U.S. Energy Information Administration |  |  |  |  | 0.86 | NO-ESTIMATION | NO-ESTIMATION | NO-ESTIMATION | NO-ESTIMATION | CAPACITY-FACTOR-V1
USA | United States of America | Waste Management Lockwood LFGTE |  | USA0057166 | 3.2 | 39.4933 | -119.6203 | Waste |  |  |  | 2012.0 | WM Renewable Energy LLC | U.S. Energy Information Administration | http://www.eia.gov/electricity/data/browser/ | U.S. Energy Information Administration |  | 2019 | 24.277 | 24.568 | 25.695 | 25.631 | 25.22 | 26.133 | 23.493 | U.S. Energy Information Administration |  |  |  |  | 0.57 | NO-ESTIMATION | NO-ESTIMATION | NO-ESTIMATION | NO-ESTIMATION | CAPACITY-FACTOR-V1
USA | United States of America | Five Oaks Gas Recovery |  | USA0056529 | 3.2 | 39.5678 | -89.3683 | Waste |  |  |  | 2008.0 | WM Renewable Energy LLC | U.S. Energy Information Administration | http://www.eia.gov/electricity/data/browser/ | U.S. Energy Information Administration |  | 2019 | 25.753 | 26.041 | 25.995 | 26.173000000000002 | 26.113 | 23.928 | 23.587 | U.S. Energy Information Administration |  |  |  |  | 0.57 | NO-ESTIMATION | NO-ESTIMATION | NO-ESTIMATION | NO-ESTIMATION | CAPACITY-FACTOR-V1
USA | United States of America | SC Landfill Energy LLC |  | USA0057843 | 1.9 | 39.5889 | -75.3764 | Waste |  |  |  | 2009.0 | SC Landfill Energy LLC | U.S. Energy Information Administration | http://www.eia.gov/electricity/data/browser/ | U.S. Energy Information Administration | 62529 | 2019 | 11.854000000000001 | 10.155 | 4.037 | 1.955 | 5.7540000000000004 | 7.061 | 4.901 | U.S. Energy Information Administration |  |  |  |  | 0.34 | NO-ESTIMATION | NO-ESTIMATION | NO-ESTIMATION | NO-ESTIMATION | CAPACITY-FACTOR-V1
USA | United States of America | Eagle Valley Clean Energy LLC Biomass |  | USA0058574 | 12.6 | 39.6481 | -106.9431 | Waste |  |  |  | 2013.9999999999998 | Eagle Valley Clean Energy LLC | U.S. Energy Information Administration | http://www.eia.gov/electricity/data/browser/ | U.S. Energy Information Administration |  | 2019 | 1.283 | 43.673 | 0.8320000000000001 | 85.822 | 90.994 | 88.639 | 88.528 | U.S. Energy Information Administration |  |  |  |  | 2.28 | NO-ESTIMATION | NO-ESTIMATION | NO-ESTIMATION | NO-ESTIMATION | CAPACITY-FACTOR-V1
USA | United States of America | DADS Gas Recovery |  | USA0056530 | 3.2 | 39.6522 | -104.7161 | Waste |  |  |  | 2008.0 | WM Renewable Energy LLC | U.S. Energy Information Administration | http://www.eia.gov/electricity/data/browser/ | U.S. Energy Information Administration |  | 2019 | 20.691 | 20.558 | 22.316 | 22.276 | 23.28 | 22.395 | 20.52 | U.S. Energy Information Administration |  |  |  |  | 0.57 | NO-ESTIMATION | NO-ESTIMATION | NO-ESTIMATION | NO-ESTIMATION | CAPACITY-FACTOR-V1
USA | United States of America | Sierra Pacific Loyalton Facility |  | USA0050111 | 20 | 39.6699 | -120.2394 | Waste |  |  |  | 1989.0 | ARP-Loyalton Cogen LLC | U.S. Energy Information Administration | http://www.eia.gov/electricity/data/browser/ | U.S. Energy Information Administration |  | 2019 | [5 empty] | 0.0 | 29.661 | U.S. Energy Information Administration |  |  |  |  | 3.62 | NO-ESTIMATION | NO-ESTIMATION | NO-ESTIMATION | NO-ESTIMATION | CAPACITY-FACTOR-V1
USA | United States of America | Ameresco Butte County |  | USA0057771 | 2.3 | 39.6740 | -121.7300 | Waste |  |  |  | 2013.0 | Ameresco Butte County LLC | U.S. Energy Information Administration | http://www.eia.gov/electricity/data/browser/ | U.S. Energy Information Administration |  | 2019 |  | 15.88 | 14.43 | 15.857000000000001 | 16.116 | 13.521 | 2.8 | U.S. Energy Information Administration |  |  |  |  | 0.41 | NO-ESTIMATION | NO-ESTIMATION | NO-ESTIMATION | NO-ESTIMATION | CAPACITY-FACTOR-V1
USA | United States of America | St Joseph Landfill Generating Station |  | USA0058024 | 1.6 | 39.6744 | -94.7761 | Waste |  |  |  | 2012.0 | Evergy Missouri West | U.S. Energy Information Administration | http://www.eia.gov/electricity/data/browser/ | U.S. Energy Information Administration | 61429 | 2019 | 12.357000000000001 | 11.46 | 12.447000000000001 | 11.394 | 12.336 | 5.253 | 6.294 | U.S. Energy Information Administration |  |  |  |  | 0.28 | NO-ESTIMATION | NO-ESTIMATION | NO-ESTIMATION | NO-ESTIMATION | CAPACITY-FACTOR-V1
USA | United States of America | Croda Atlas Point CHP |  | USA0059783 | 2.2 | 39.6933 | -75.5431 | Waste |  |  |  | 2013.0 | Croda Inc. | U.S. Energy Information Administration | http://www.eia.gov/electricity/data/browser/ | U.S. Energy Information Administration | 66876 | 2019 |  | 16.78838 | 15.892 | 16.231 | 13.276 | 12.499 | 9.812 | U.S. Energy Information Administration |  |  |  |  | 0.39 | NO-ESTIMATION | NO-ESTIMATION | NO-ESTIMATION | NO-ESTIMATION | CAPACITY-FACTOR-V1
USA | United States of America | Covanta Indianapolis Energy |  | USA0050647 | 6.5 | 39.7345 | -86.1891 | Waste | Gas |  |  | 1988.0 | Covanta Indianapolis Inc | U.S. Energy Information Administration | http://www.eia.gov/electricity/data/browser/ | U.S. Energy Information Administration |  | 2019 | 40.10465 | 39.71665 | 41.024 | 40.3035 | 40.611999999999995 | 45.083 | 44.177 | U.S. Energy Information Administration |  |  |  |  | 1.17 | NO-ESTIMATION | NO-ESTIMATION | NO-ESTIMATION | NO-ESTIMATION | CAPACITY-FACTOR-V1
USA | United States of America | Twin Bridges LFGTE |  | USA0054925 | 12.8 | 39.7450 | -86.4947 | Waste |  |  |  | 2004.2500000000005 | Wabash Valley Power Assn Inc | U.S. Energy Information Administration | http://www.eia.gov/electricity/data/browser/ | U.S. Energy Information Administration | 14546 | 2019 | 77.773 | 70.139 | 68.069 | 67.721 | 62.263 | 58.75 | 78.416 | U.S. Energy Information Administration |  |  |  |  | 2.31 | NO-ESTIMATION | NO-ESTIMATION | NO-ESTIMATION | NO-ESTIMATION | CAPACITY-FACTOR-V1
USA | United States of America | Mountain View |  | USA0056687 | 14.4 | 39.8014 | -77.7883 | Waste | Oil |  |  | 2002.9999999999998 | Industrial Power Generating Company LLC | U.S. Energy Information Administration | http://www.eia.gov/electricity/data/browser/ | U.S. Energy Information Administration |  | 2019 | 10.456 | 14.096000000000002 | 10.993 | 22.729999999999997 | 23.758 | 30.571000000000005 | 41.347 | U.S. Energy Information Administration |  |  |  |  | 2.6 | NO-ESTIMATION | NO-ESTIMATION | NO-ESTIMATION | NO-ESTIMATION | CAPACITY-FACTOR-V1
USA | United States of America | Covanta Delaware Valley |  | USA0010746 | 90 | 39.8265 | -75.3882 | Waste | Gas |  |  | 1991.0 | Covanta Delaware Valley LP | U.S. Energy Information Administration | http://www.eia.gov/electricity/data/browser/ | U.S. Energy Information Administration | 13172 | 2019 | 559.885994 | 547.219 | 594.2859970000001 | 603.879003 | 644.707996 | 629.0789970000001 | 518.722 | U.S. Energy Information Administration |  |  |  |  | 16.31 | SOLAR-V1-NO-AGE | SOLAR-V1-NO-AGE | SOLAR-V1-NO-AGE | SOLAR-V1-NO-AGE | SOLAR-V1-NO-AGE
USA | United States of America | SECCRA Community Landfill |  | USA0056873 | 2.5 | 39.8639 | -75.8428 | Waste |  |  |  | 2008.92 | Southeastern Chester County Refuse Auth | U.S. Energy Information Administration | http://www.eia.gov/electricity/data/browser/ | U.S. Energy Information Administration |  | 2019 | 11.199 | 9.958 | 6.119 | 4.692 | 5.995 | 4.029 | 6.796 | U.S. Energy Information Administration |  |  |  |  | 0.45 | NO-ESTIMATION | NO-ESTIMATION | NO-ESTIMATION | NO-ESTIMATION | CAPACITY-FACTOR-V1
USA | United States of America | Wheelabrator Gloucester LP |  | USA0050885 | 14 | 39.8733 | -75.1381 | Waste |  |  |  | 1990.0 | Wheelabrator Environmental Systems | U.S. Energy Information Administration | http://www.eia.gov/electricity/data/browser/ | U.S. Energy Information Administration | 36867 | 2019 | 87.821 | 86.036 | 76.04 | 87.696 | 87.146 | 84.911 | 82.81 | U.S. Energy Information Administration |  |  |  |  | 2.53 | NO-ESTIMATION | NO-ESTIMATION | NO-ESTIMATION | NO-ESTIMATION | CAPACITY-FACTOR-V1
USA | United States of America | Model Gas Power Station |  | USA0056863 | 2.8 | 39.8908 | -83.0272 | Waste |  |  |  | 2000.9999999999998 | Solid Waste Authority of Central Ohio | U.S. Energy Information Administration | http://www.eia.gov/electricity/data/browser/ | U.S. Energy Information Administration |  | 2019 | [12 empty] | 0.5 | NO-ESTIMATION | NO-ESTIMATION | NO-ESTIMATION | NO-ESTIMATION | CAPACITY-FACTOR-V1
USA | United States of America | Camden Resource Recovery Facility |  | USA0010435 | 35 | 39.9092 | -75.1169 | Waste |  |  |  | 1991.0 | Covanta Camden Energy Recovery Center | U.S. Energy Information Administration | http://www.eia.gov/electricity/data/browser/ | U.S. Energy Information Administration |  | 2019 | 0.0 | 0.0 | 0.0 | 0.0 | 0.0 | 0.0 | 150.138 | U.S. Energy Information Administration |  |  |  |  | 6.34 | SOLAR-V1-NO-AGE | SOLAR-V1-NO-AGE | SOLAR-V1-NO-AGE | SOLAR-V1-NO-AGE | SOLAR-V1-NO-AGE
USA | United States of America | Suburban Landfill Gas Recovery |  | USA0057170 | 5.6 | 39.9124 | -82.2450 | Waste |  |  |  | 2011.0000000000005 | WM Renewable Energy LLC | U.S. Energy Information Administration | http://www.eia.gov/electricity/data/browser/ | U.S. Energy Information Administration |  | 2019 | 37.727000000000004 | 31.601 | 30.114 | 30.389 | 29.609 | 30.669 | 30.541 | U.S. Energy Information Administration |  |  |  |  | 1.01 | NO-ESTIMATION | NO-ESTIMATION | NO-ESTIMATION | NO-ESTIMATION | CAPACITY-FACTOR-V1
USA | United States of America | Sierra Pacific Quincy Facility |  | USA0050112 | 35.2 | 39.9412 | -120.9092 | Waste | Oil |  |  | 2018.0 | Sierra Pacific Industries Inc | U.S. Energy Information Administration | http://www.eia.gov/electricity/data/browser/ | U.S. Energy Information Administration |  | 2019 | 175.76275 | 175.0118 | 139.589 | 110.846 | 103.459 | 79.209 | 145.449 | U.S. Energy Information Administration |  |  |  |  | 6.37 | NO-ESTIMATION | NO-ESTIMATION | NO-ESTIMATION | NO-ESTIMATION | CAPACITY-FACTOR-V1
USA | United States of America | Frey Farm Landfill |  | USA0056510 | 1.6 | 39.9589 | -76.4442 | Waste |  |  |  | 2006.0000000000002 | EPP Renewable Energy | U.S. Energy Information Administration | http://www.eia.gov/electricity/data/browser/ | U.S. Energy Information Administration | 55692 | 2019 | 13.886000000000001 | 14.614 | 14.055 | 13.495000000000001 | 13.102 | 12.654 | 10.874 | U.S. Energy Information Administration |  |  |  |  | 0.28 | NO-ESTIMATION | NO-ESTIMATION | NO-ESTIMATION | NO-ESTIMATION | CAPACITY-FACTOR-V1
USA | United States of America | Blue Ridge Landfill |  | USA0057466 | 6.4 | 39.9619 | -77.5611 | Waste |  |  |  | 2013.0 | EPP Renewable Energy | U.S. Energy Information Administration | http://www.eia.gov/electricity/data/browser/ | U.S. Energy Information Administration | 54784 | 2019 | 49.92 | 51.43 | 47.987 | 50.119 | 48.715 | 48.620000000000005 | 50.404 | U.S. Energy Information Administration |  |  |  |  | 1.15 | NO-ESTIMATION | NO-ESTIMATION | NO-ESTIMATION | NO-ESTIMATION | CAPACITY-FACTOR-V1
USA | United States of America | Pennsauken Landfill |  | USA0056511 | 1.8 | 39.9894 | -75.0400 | Waste |  |  |  | 2005.0 | EPP Renewable Energy | U.S. Energy Information Administration | http://www.eia.gov/electricity/data/browser/ | U.S. Energy Information Administration | 53386 | 2019 | 10.182 | 9.227 | 7.5920000000000005 | 7.488 | 6.412 | 5.404 | 5.383 | U.S. Energy Information Administration |  |  |  |  | 0.32 | NO-ESTIMATION | NO-ESTIMATION | NO-ESTIMATION | NO-ESTIMATION | CAPACITY-FACTOR-V1
USA | United States of America | York County Resource Recovery |  | USA0050215 | 36.5 | 40.0017 | -76.7183 | Waste |  |  |  | 1989.0 | York County Solid W & R Auth | U.S. Energy Information Administration | http://www.eia.gov/electricity/data/browser/ | U.S. Energy Information Administration |  | 2019 | 165.114 | 229.567999 | 0.0 | 0.0 | 0.0 | 0.0 | 255.058 | U.S. Energy Information Administration |  |  |  |  | 6.61 | NO-ESTIMATION | NO-ESTIMATION | NO-ESTIMATION | NO-ESTIMATION | CAPACITY-FACTOR-V1
USA | United States of America | Glades Pike Generation Plant |  | USA0059759 | 6.5 | 40.0067 | -79.0410 | Waste |  |  |  | 2011.0 | State Correctnl Inst Laurel Highlands | U.S. Energy Information Administration | http://www.eia.gov/electricity/data/browser/ | U.S. Energy Information Administration |  | 2019 |  | 17.075000000000003 | 20.227 | 20.025000000000002 | 15.803 | 13.737639999999999 | 15.996 | U.S. Energy Information Administration |  |  |  |  | 1.17 | NO-ESTIMATION | NO-ESTIMATION | NO-ESTIMATION | NO-ESTIMATION | CAPACITY-FACTOR-V1
USA | United States of America | Ocean County Landfill |  | USA0054980 | 14.4 | 40.0249 | -74.2501 | Waste |  |  |  | 2003.0 | LES Project Holdings LLC | U.S. Energy Information Administration | http://www.eia.gov/electricity/data/browser/ | U.S. Energy Information Administration |  | 2019 | 115.494 | 113.99000000000001 | 110.602 | 115.202 | 105.36200000000001 | 111.47500000000001 | 99.303 | U.S. Energy Information Administration |  |  |  |  | 2.6 | NO-ESTIMATION | NO-ESTIMATION | NO-ESTIMATION | NO-ESTIMATION | CAPACITY-FACTOR-V1
USA | United States of America | Front Range Project |  | USA0059143 | 3.2 | 40.0294 | -105.0047 | Waste |  |  |  | 2011.0000000000002 | Timberline Energy LLC | U.S. Energy Information Administration | http://www.eia.gov/electricity/data/browser/ | U.S. Energy Information Administration |  | 2019 | 24.327 | 23.529 | 22.063 | 23.786 | 22.01 | 21.526 | 20.39 | U.S. Energy Information Administration |  |  |  |  | 0.57 | NO-ESTIMATION | NO-ESTIMATION | NO-ESTIMATION | NO-ESTIMATION | CAPACITY-FACTOR-V1
USA | United States of America | Lancaster County Resource Recovery |  | USA0050859 | 35.7 | 40.0711 | -76.6436 | Waste |  |  |  | 1991.0000000000002 | Covanta Lancaster Inc | U.S. Energy Information Administration | http://www.eia.gov/electricity/data/browser/ | U.S. Energy Information Administration | 28746 | 2019 | 217.188998 | 214.91499900000002 | 221.544004 | 225.57599800000003 | 201.42000000000002 | 196.992 | 196.396 | U.S. Energy Information Administration |  |  |  |  | 6.47 | NO-ESTIMATION | NO-ESTIMATION | NO-ESTIMATION | NO-ESTIMATION | CAPACITY-FACTOR-V1
USA | United States of America | BC Landfill Energy LLC |  | USA0057847 | 7.5 | 40.0742 | -74.6656 | Waste |  |  |  | 2007.0 | BC Landfill Energy LLC | U.S. Energy Information Administration | http://www.eia.gov/electricity/data/browser/ | U.S. Energy Information Administration |  | 2019 | 35.852000000000004 | 43.674 | 44.305 | 43.926 | 44.515 | 46.205 | 40.455 | U.S. Energy Information Administration |  |  |  |  | 1.35 | NO-ESTIMATION | NO-ESTIMATION | NO-ESTIMATION | NO-ESTIMATION | CAPACITY-FACTOR-V1
USA | United States of America | Dart Container Corp |  | USA0058476 | 11.2 | 40.0865 | -76.1760 | Waste |  |  |  | 2013.0 | Dart Container Corp | U.S. Energy Information Administration | http://www.eia.gov/electricity/data/browser/ | U.S. Energy Information Administration |  | 2019 | 53.410000000000004 | 59.941 | 64.282 | 60.257 | 64.026 | 48.363 | 47.717 | U.S. Energy Information Administration |  |  |  |  | 2.02 | NO-ESTIMATION | NO-ESTIMATION | NO-ESTIMATION | NO-ESTIMATION | CAPACITY-FACTOR-V1
USA | United States of America | L&S Sweetners |  | USA0058497 | 3.2 | 40.0906 | -76.1456 | Waste |  |  |  | 2013.0 | EDL Inc | U.S. Energy Information Administration | http://www.eia.gov/electricity/data/browser/ | U.S. Energy Information Administration |  | 2019 | 1.2690000000000001 | 21.852 | 24.897000000000002 | 25.164 | 22.843 | 19.836000000000002 | 22.127 | U.S. Energy Information Administration |  |  |  |  | 0.57 | NO-ESTIMATION | NO-ESTIMATION | NO-ESTIMATION | NO-ESTIMATION | CAPACITY-FACTOR-V1
USA | United States of America | Covanta Plymouth Renewable Energy |  | USA0054625 | 32.1 | 40.0967 | -75.3103 | Waste |  |  |  | 1992.0 | Covanta Plymouth Renewable Energy L P | U.S. Energy Information Administration | http://www.eia.gov/electricity/data/browser/ | U.S. Energy Information Administration | 26781 | 2019 | 211.559999 | 203.540003 | 210.08500000000004 | 83.53 | 195.885 | 194.03699999999998 | 202.986 | U.S. Energy Information Administration |  |  |  |  | 5.81 | NO-ESTIMATION | NO-ESTIMATION | NO-ESTIMATION | NO-ESTIMATION | CAPACITY-FACTOR-V1
USA | United States of America | Lanchester Generating Station |  | USA0056850 | 3.2 | 40.1108 | -75.9547 | Waste |  |  |  | 2008.5000000000002 | EDL Inc | U.S. Energy Information Administration | http://www.eia.gov/electricity/data/browser/ | U.S. Energy Information Administration |  | 2019 | 17.088 | 11.907 | 18.425 | 18.945 | 18.593 | 19.355 | 19.298 | U.S. Energy Information Administration |  |  |  |  | 0.57 | NO-ESTIMATION | NO-ESTIMATION | NO-ESTIMATION | NO-ESTIMATION | CAPACITY-FACTOR-V1
USA | United States of America | Clinton LFGTE |  | USA0059635 | 3.2 | 40.1208 | -88.9611 | Waste |  |  |  | 2006.0000000000002 | Wabash Valley Power Assn Inc | U.S. Energy Information Administration | http://www.eia.gov/electricity/data/browser/ | U.S. Energy Information Administration |  | 2019 |  | 0.0 | 19.44 | 21.683 | 20.747 | 20.29 | 20.227 | U.S. Energy Information Administration |  |  |  |  | 0.57 | NO-ESTIMATION | NO-ESTIMATION | NO-ESTIMATION | NO-ESTIMATION | CAPACITY-FACTOR-V1
USA | United States of America | Cumberland County PA LFG Recovery |  | USA0056887 | 6.4 | 40.1356 | -77.5072 | Waste |  |  |  | 2009.0 | EPP Renewable Energy | U.S. Energy Information Administration | http://www.eia.gov/electricity/data/browser/ | U.S. Energy Information Administration |  | 2019 | 41.998 | 40.037 | 46.737 | 49.144 | 45.084 | 49.755 | 49.539 | U.S. Energy Information Administration |  |  |  |  | 1.15 | NO-ESTIMATION | NO-ESTIMATION | NO-ESTIMATION | NO-ESTIMATION | CAPACITY-FACTOR-V1
USA | United States of America | Fairless Hills |  | USA0007701 | 60 | 40.1405 | -74.7506 | Waste | Gas |  |  | 1997.0 | Exelon Power | U.S. Energy Information Administration | http://www.eia.gov/electricity/data/browser/ | U.S. Energy Information Administration | 14526 | 2019 | 240.020001 | 0.0 | 0.0 | 0.0 | 0.0 | 0.0 | 198.375 | U.S. Energy Information Administration |  |  |  |  | 10.87 | NO-ESTIMATION | NO-ESTIMATION | NO-ESTIMATION | NO-ESTIMATION | CAPACITY-FACTOR-V1
USA | United States of America | Tullytown |  | USA0058250 | 1.6 | 40.1514 | -74.7806 | Waste |  |  |  | 2013.0 | WM Renewable Energy LLC | U.S. Energy Information Administration | http://www.eia.gov/electricity/data/browser/ | U.S. Energy Information Administration |  | 2019 | 10.623000000000001 | 13.509 | 12.848 | 12.936 | 12.868 | 12.232000000000001 | 12.374 | U.S. Energy Information Administration |  |  |  |  | 0.28 | NO-ESTIMATION | NO-ESTIMATION | NO-ESTIMATION | NO-ESTIMATION | CAPACITY-FACTOR-V1
USA | United States of America | Pennsbury |  | USA0007690 | 6 | 40.1531 | -74.7691 | Waste |  |  |  | 1996.0 | Exelon Power | U.S. Energy Information Administration | http://www.eia.gov/electricity/data/browser/ | U.S. Energy Information Administration | 14526 | 2019 | 0.201 | 3.056 | 0.406 | 1.25 | -13.558 | 0.14 | 0 | U.S. Energy Information Administration |  |  |  |  | 1.08 | NO-ESTIMATION | NO-ESTIMATION | NO-ESTIMATION | NO-ESTIMATION | CAPACITY-FACTOR-V1
USA | United States of America | Wheelabrator Falls |  | USA0054746 | 53.3 | 40.1626 | -74.7682 | Waste |  |  |  | 1994.0 | Wheelabrator Environmental Systems | U.S. Energy Information Administration | http://www.eia.gov/electricity/data/browser/ | U.S. Energy Information Administration | 36883 | 2019 | 337.424 | 339.66700000000003 | 321.533 | 330.622 | 306.935 | 316.47 | 293.267 | U.S. Energy Information Administration |  |  |  |  | 9.66 | NO-ESTIMATION | NO-ESTIMATION | NO-ESTIMATION | NO-ESTIMATION | CAPACITY-FACTOR-V1
USA | United States of America | Morgantown |  | USA0060388 | 1.6 | 40.1746 | -75.9137 | Waste |  |  |  | 2016.0000000000002 | EDL Inc | U.S. Energy Information Administration | http://www.eia.gov/electricity/data/browser/ | U.S. Energy Information Administration |  | 2019 |  |  |  | 6.841 | 2.289 | 2.868 | 7.617 | U.S. Energy Information Administration |  |  |  |  | 0.28 | NO-ESTIMATION | NO-ESTIMATION | NO-ESTIMATION | NO-ESTIMATION | CAPACITY-FACTOR-V1
USA | United States of America | Waste Management Arden LFGTE |  | USA0057014 | 4.8 | 40.2058 | -80.2611 | Waste |  |  |  | 2009.0000000000002 | WM Renewable Energy LLC | U.S. Energy Information Administration | http://www.eia.gov/electricity/data/browser/ | U.S. Energy Information Administration |  | 2019 | 35.033 | 32.204 | 35.045 | 37.022 | 37.366 | 39.301 | 38.756 | U.S. Energy Information Administration |  |  |  |  | 0.86 | NO-ESTIMATION | NO-ESTIMATION | NO-ESTIMATION | NO-ESTIMATION | CAPACITY-FACTOR-V1
USA | United States of America | Harrisburg Facility |  | USA0010118 | 24.1 | 40.2442 | -76.8539 | Waste | Gas |  |  | 2006.0000000000002 | Harrisburg Authority | U.S. Energy Information Administration | http://www.eia.gov/electricity/data/browser/ | U.S. Energy Information Administration |  | 2019 | 95.25100000000002 | 116.726 | 115.53400000000002 | 119.64600000000002 | 115.918 | 101.559 | 111.378 | U.S. Energy Information Administration |  |  |  |  | 4.36 | NO-ESTIMATION | NO-ESTIMATION | NO-ESTIMATION | NO-ESTIMATION | CAPACITY-FACTOR-V1
USA | United States of America | Pioneer Crossing Energy LLC |  | USA0056957 | 8 | 40.2750 | -75.8167 | Waste |  |  |  | 2009.0 | Pioneer Crossing Energy LLC | U.S. Energy Information Administration | http://www.eia.gov/electricity/data/browser/ | U.S. Energy Information Administration | 54679 | 2019 | 51.553000000000004 | 53.888 | 48.041000000000004 | 48.735 | 46.462 | 40.819 | 41.083 | U.S. Energy Information Administration |  |  |  |  | 1.44 | NO-ESTIMATION | NO-ESTIMATION | NO-ESTIMATION | NO-ESTIMATION | CAPACITY-FACTOR-V1
USA | United States of America | Collins Pine Project |  | USA0010661 | 12 | 40.3034 | -121.2444 | Waste |  |  |  | 1986.0 | Collins Pine Co | U.S. Energy Information Administration | http://www.eia.gov/electricity/data/browser/ | U.S. Energy Information Administration | 17034 | 2019 | 42.182 | 22.654 | 0.0 | 0.0 | 0.0 | 0.0 | 12.735 | U.S. Energy Information Administration |  |  |  |  | 2.17 | NO-ESTIMATION | NO-ESTIMATION | NO-ESTIMATION | NO-ESTIMATION | CAPACITY-FACTOR-V1
USA | United States of America | GLRA Landfill |  | USA0056512 | 3.2 | 40.3664 | -76.4931 | Waste |  |  |  | 2007.0 | EPP Renewable Energy | U.S. Energy Information Administration | http://www.eia.gov/electricity/data/browser/ | U.S. Energy Information Administration |  | 2019 | 16.002 | 15.907 | 15.409 | 13.775 | 16.779 | 15.234 | 15.39 | U.S. Energy Information Administration |  |  |  |  | 0.57 | NO-ESTIMATION | NO-ESTIMATION | NO-ESTIMATION | NO-ESTIMATION | CAPACITY-FACTOR-V1
USA | United States of America | HL Power |  | USA0010777 | 36.2 | 40.3683 | -120.2648 | Waste | Gas |  |  | 1989.0 | HL Power Company | U.S. Energy Information Administration | http://www.eia.gov/electricity/data/browser/ | U.S. Energy Information Administration |  | 2019 | 200.950996 | 187.290001 | 194.99800000000002 | 117.759997 | 160.915996 | 191.17000199999998 | 188.963 | U.S. Energy Information Administration |  |  |  |  | 6.56 | NO-ESTIMATION | NO-ESTIMATION | NO-ESTIMATION | NO-ESTIMATION | CAPACITY-FACTOR-V1
USA | United States of America | Jay County LFGTE |  | USA0056464 | 3.2 | 40.3797 | -85.0882 | Waste |  |  |  | 2005.0 | Wabash Valley Power Assn Inc | U.S. Energy Information Administration | http://www.eia.gov/electricity/data/browser/ | U.S. Energy Information Administration | 50882 | 2019 | 18.798000000000002 | 16.697 | 16.585 | 19.396 | 17.657 | 19.282 | 20.742 | U.S. Energy Information Administration |  |  |  |  | 0.57 | NO-ESTIMATION | NO-ESTIMATION | NO-ESTIMATION | NO-ESTIMATION | CAPACITY-FACTOR-V1
USA | United States of America | Wheelabrator Shasta |  | USA0050881 | 54.9 | 40.4283 | -122.2792 | Waste |  |  |  | 1986.9999999999995 | Wheelabrator Environmental Systems | U.S. Energy Information Administration | http://www.eia.gov/electricity/data/browser/ | U.S. Energy Information Administration | 36880 | 2019 | 0.0 | 0.0 | 0.0 | 0.0 | 0.0 | 0.0 | 261.222 | U.S. Energy Information Administration |  |  |  |  | 9.95 | NO-ESTIMATION | NO-ESTIMATION | NO-ESTIMATION | NO-ESTIMATION | CAPACITY-FACTOR-V1
USA | United States of America | Cinnamon Bay Edgeboro Landfill |  | USA0058208 | 9.6 | 40.4653 | -74.3939 | Waste | Gas |  |  | 2011.0 | Cinnamon Bay LLC | U.S. Energy Information Administration | http://www.eia.gov/electricity/data/browser/ | U.S. Energy Information Administration | 66716 | 2019 | 58.193 | 52.674 | 46.830000000000005 | 41.492 | 35.735 | 30.505 |  | U.S. Energy Information Administration |  |  |  |  | 1.73 | NO-ESTIMATION | NO-ESTIMATION | NO-ESTIMATION | NO-ESTIMATION | CAPACITY-FACTOR-V1
USA | United States of America | SPI Anderson 2 |  | USA0059658 | 30.2 | 40.4723 | -122.3242 | Waste |  |  |  | 2015.0 | Sierra Pacific Industries Inc | U.S. Energy Information Administration | http://www.eia.gov/electricity/data/browser/ | U.S. Energy Information Administration | 32653 | 2019 |  |  | 35.466 | 121.016334 | 138.13100500000002 | 150.436996 | 160.856 | U.S. Energy Information Administration |  |  |  |  | 5.47 | NO-ESTIMATION | NO-ESTIMATION | NO-ESTIMATION | NO-ESTIMATION | CAPACITY-FACTOR-V1
USA | United States of America | Humboldt Sawmill Company |  | USA0050049 | 32.5 | 40.4728 | -124.1014 | Waste |  |  |  | 1976.4615384615386 | Mendocino Forest Products | U.S. Energy Information Administration | http://www.eia.gov/electricity/data/browser/ | U.S. Energy Information Administration | 29465 | 2019 | 134.922002 | 96.646 | 0.0 | 77.181 | 69.13 | 110.137002 | 122.827 | U.S. Energy Information Administration |  |  |  |  | 5.89 | NO-ESTIMATION | NO-ESTIMATION | NO-ESTIMATION | NO-ESTIMATION | CAPACITY-FACTOR-V1
USA | United States of America | Middlesex Generating Facility |  | USA0056119 | 22.5 | 40.4903 | -74.3156 | Waste | Gas |  |  | 1982.3333333333333 | Middlesex Generating Company LLC | U.S. Energy Information Administration | http://www.eia.gov/electricity/data/browser/ | U.S. Energy Information Administration | 59650 | 2019 | 91.672 | 81.206 | 91.144 | 114.047 | 102.75 | 90.575 | 71.473 | U.S. Energy Information Administration |  |  |  |  | 4.07 | NO-ESTIMATION | NO-ESTIMATION | NO-ESTIMATION | NO-ESTIMATION | CAPACITY-FACTOR-V1
USA | United States of America | Trans-Jordan Generating Station |  | USA0056853 | 4.8 | 40.5500 | -112.0631 | Waste |  |  |  | 2008.9999999999998 | EDL Inc | U.S. Energy Information Administration | http://www.eia.gov/electricity/data/browser/ | U.S. Energy Information Administration |  | 2019 | 31.650000000000002 | 34.414 | 34.789 | 37.267 | 35.826 | 38.504 | 36.399 | U.S. Energy Information Administration |  |  |  |  | 0.86 | NO-ESTIMATION | NO-ESTIMATION | NO-ESTIMATION | NO-ESTIMATION | CAPACITY-FACTOR-V1
USA | United States of America | Pine Grove |  | USA0056690 | 5.4 | 40.5553 | -76.3886 | Waste | Oil |  |  | 2008.0 | Industrial Power Generating Company LLC | U.S. Energy Information Administration | http://www.eia.gov/electricity/data/browser/ | U.S. Energy Information Administration |  | 2019 | 6.890000000000001 | 5.996 | 2.665 | 0.519 | 0.808 | 0.9510000000000001 | 0.239 | U.S. Energy Information Administration |  |  |  |  | 0.97 | NO-ESTIMATION | NO-ESTIMATION | NO-ESTIMATION | NO-ESTIMATION | CAPACITY-FACTOR-V1
USA | United States of America | Union County Resource Recovery |  | USA0050960 | 45 | 40.6013 | -74.2664 | Waste |  |  |  | 1994.0 | Covanta Union Operations LLC | U.S. Energy Information Administration | http://www.eia.gov/electricity/data/browser/ | U.S. Energy Information Administration |  | 2019 | 297.187 | 291.43899999999996 | 294.968 | 290.87300000000005 | 293.006 | 277.403 | 294.4 | U.S. Energy Information Administration |  |  |  |  | 8.15 | NO-ESTIMATION | NO-ESTIMATION | NO-ESTIMATION | NO-ESTIMATION | CAPACITY-FACTOR-V1
USA | United States of America | PPL Glendon LFGTE Plant |  | USA0057183 | 3.2 | 40.6678 | -75.2322 | Waste |  |  |  | 2011.0000000000002 | EPP Renewable Energy | U.S. Energy Information Administration | http://www.eia.gov/electricity/data/browser/ | U.S. Energy Information Administration |  | 2019 | 23.646 | 22.718 | 20.015 | 18.734 | 19.224 | 20.799 | 16.919 | U.S. Energy Information Administration |  |  |  |  | 0.57 | NO-ESTIMATION | NO-ESTIMATION | NO-ESTIMATION | NO-ESTIMATION | CAPACITY-FACTOR-V1
USA | United States of America | Broad Mountain |  | USA0056911 | 11 | 40.6696 | -76.3807 | Waste |  |  |  | 2009.0 | UGI Development Co | U.S. Energy Information Administration | http://www.eia.gov/electricity/data/browser/ | U.S. Energy Information Administration | 62525 | 2019 | 59.823 | 44.57 | 50.343 | 57.836 | 59.103 | 59.423 | 36.25 | U.S. Energy Information Administration |  |  |  |  | 1.99 | NO-ESTIMATION | NO-ESTIMATION | NO-ESTIMATION | NO-ESTIMATION | CAPACITY-FACTOR-V1
USA | United States of America | Tazewell Gas Recovery |  | USA0050721 | 2.4 | 40.6817 | -89.5167 | Waste |  |  |  | 1992.3333333333333 | WM Illinois Renewable Energy LLC | U.S. Energy Information Administration | http://www.eia.gov/electricity/data/browser/ | U.S. Energy Information Administration |  | 2019 | 18.465 | 18.343 | 18.438 | 18.464 | 16.725 | 17.077 | 16.684 | U.S. Energy Information Administration |  |  |  |  | 0.43 | NO-ESTIMATION | NO-ESTIMATION | NO-ESTIMATION | NO-ESTIMATION | CAPACITY-FACTOR-V1
USA | United States of America | Oak Ridge LFGTE |  | USA0056463 | 3.2 | 40.7213 | -86.3421 | Waste |  |  |  | 2004.0 | Wabash Valley Power Assn Inc | U.S. Energy Information Administration | http://www.eia.gov/electricity/data/browser/ | U.S. Energy Information Administration | 48233 | 2019 | 21.371000000000002 | 22.329 | 20.872 | 19.005 | 20.405 | 20.513 | 21.819 | U.S. Energy Information Administration |  |  |  |  | 0.57 | NO-ESTIMATION | NO-ESTIMATION | NO-ESTIMATION | NO-ESTIMATION | CAPACITY-FACTOR-V1
USA | United States of America | Covanta Babylon Inc |  | USA0050649 | 17 | 40.7348 | -73.3868 | Waste |  |  |  | 1989.0 | Covanta Babylon Inc | U.S. Energy Information Administration | http://www.eia.gov/electricity/data/browser/ | U.S. Energy Information Administration |  | 2019 | 110.506 | 109.522 | 110.45500000000001 | 116.38300000000001 | 114.82400000000001 | 112.112 | 115.297 | U.S. Energy Information Administration |  |  |  |  | 3.08 | NO-ESTIMATION | NO-ESTIMATION | NO-ESTIMATION | NO-ESTIMATION | CAPACITY-FACTOR-V1
USA | United States of America | Covanta Essex Company |  | USA0010643 | 69.8 | 40.7376 | -74.1255 | Waste | Oil |  |  | 1990.0 | Covanta Essex Company | U.S. Energy Information Administration | http://www.eia.gov/electricity/data/browser/ | U.S. Energy Information Administration | 13165 | 2019 | 0.0 | 0.0 | 0.0 | 0.0 | 0.0 | 0.0 | 497.162 | U.S. Energy Information Administration |  |  |  |  | 12.65 | NO-ESTIMATION | NO-ESTIMATION | NO-ESTIMATION | NO-ESTIMATION | CAPACITY-FACTOR-V1
USA | United States of America | Covanta Hempstead |  | USA0010642 | 78.6 | 40.7389 | -73.5906 | Waste | Oil |  |  | 1989.0 | Covanta Hempstead Company | U.S. Energy Information Administration | http://www.eia.gov/electricity/data/browser/ | U.S. Energy Information Administration | 13166 | 2019 | 559.3809940000001 | 574.659005 | 573.666007 | 572.8129960000001 | 593.507001 | 593.974998 | 542.424 | U.S. Energy Information Administration |  |  |  |  | 14.24 | NO-ESTIMATION | NO-ESTIMATION | NO-ESTIMATION | NO-ESTIMATION | CAPACITY-FACTOR-V1
USA | United States of America | Salt Lake Energy Systems |  | USA0056554 | 3.2 | 40.7461 | -112.0339 | Waste |  |  |  | 2006.0000000000002 | LES Project Holdings LLC | U.S. Energy Information Administration | http://www.eia.gov/electricity/data/browser/ | U.S. Energy Information Administration |  | 2019 | 24.848 | 25.663 | 22.092 | 23.47 | 25.473 | 25.856 | 25.067 | U.S. Energy Information Administration |  |  |  |  | 0.57 | NO-ESTIMATION | NO-ESTIMATION | NO-ESTIMATION | NO-ESTIMATION | CAPACITY-FACTOR-V1
USA | United States of America | MacArthur Waste to Energy Facility |  | USA0051038 | 12.5 | 40.7869 | -73.1064 | Waste |  |  |  | 1990.0 | Covanta MacArthur Renewable Energy | U.S. Energy Information Administration | http://www.eia.gov/electricity/data/browser/ | U.S. Energy Information Administration |  | 2019 | 0.0 | 0.0 | 0.0 | 0.0 | 0.0 | 0.0 | 50.399 | U.S. Energy Information Administration |  |  |  |  | 2.26 | NO-ESTIMATION | NO-ESTIMATION | NO-ESTIMATION | NO-ESTIMATION | CAPACITY-FACTOR-V1
USA | United States of America | Fairhaven Power |  | USA0010052 | 18.8 | 40.7995 | -124.2028 | Waste | Gas |  |  | 1986.0 | DG Fairhaven Power LLC | U.S. Energy Information Administration | http://www.eia.gov/electricity/data/browser/ | U.S. Energy Information Administration | 19915 | 2019 | 115.52200100000002 | 123.768005 | 119.445998 | 68.637 | 1.013 | 39.619 | 64.55 | U.S. Energy Information Administration |  |  |  |  | 3.4 | NO-ESTIMATION | NO-ESTIMATION | NO-ESTIMATION | NO-ESTIMATION | CAPACITY-FACTOR-V1
USA | United States of America | Green Knight Energy Center |  | USA0055765 | 9.9 | 40.8592 | -75.2627 | Waste |  |  |  | 2001.0 | Waste Management Inc | U.S. Energy Information Administration | http://www.eia.gov/electricity/data/browser/ | U.S. Energy Information Administration | 45537 | 2019 | 30.125 | 29.707 | 30.814 | 31.024 | 31.163 | 29.598 | 26.64 | U.S. Energy Information Administration |  |  |  |  | 1.79 | NO-ESTIMATION | NO-ESTIMATION | NO-ESTIMATION | NO-ESTIMATION | CAPACITY-FACTOR-V1
USA | United States of America | Sierra Pacific Burney Facility |  | USA0050110 | 20 | 40.8767 | -121.7016 | Waste |  |  |  | 1986.0 | Sierra Pacific Industries Inc | U.S. Energy Information Administration | http://www.eia.gov/electricity/data/browser/ | U.S. Energy Information Administration |  | 2019 | 110.601 | 112.57900000000001 | 102.282 | 91.026 | 98.421 | 78.369 | 67.193 | U.S. Energy Information Administration |  |  |  |  | 3.62 | NO-ESTIMATION | NO-ESTIMATION | NO-ESTIMATION | NO-ESTIMATION | CAPACITY-FACTOR-V1
USA | United States of America | Blue Lake Power LLC |  | USA0010764 | 13.8 | 40.8786 | -123.9942 | Waste | Gas |  |  | 1985.0 | Blue Lake Power LLC | U.S. Energy Information Administration | http://www.eia.gov/electricity/data/browser/ | U.S. Energy Information Administration | 28090 | 2019 | 74.45 | 66.791 | 28.368000000000002 | 0.05 | 0.0 | 0.0 | 0 | U.S. Energy Information Administration |  |  |  |  | 2.5 | NO-ESTIMATION | NO-ESTIMATION | NO-ESTIMATION | NO-ESTIMATION | CAPACITY-FACTOR-V1
USA | United States of America | Burney Forest Products |  | USA0010652 | 31 | 40.8797 | -121.7203 | Waste | Gas |  |  | 1989.0 | Burney Power Operations | U.S. Energy Information Administration | http://www.eia.gov/electricity/data/browser/ | U.S. Energy Information Administration | 18267 | 2019 | 228.63199699999998 | 214.79299600000002 | 222.41100100000003 | 209.591999 | 167.786001 | 202.306999 | 219.044 | U.S. Energy Information Administration |  |  |  |  | 5.61 | NO-ESTIMATION | NO-ESTIMATION | NO-ESTIMATION | NO-ESTIMATION | CAPACITY-FACTOR-V1
USA | United States of America | Huntington Resource Recovery Facility |  | USA0050656 | 28 | 40.8814 | -73.2906 | Waste |  |  |  | 1992.0 | Huntington Resource Recovery | U.S. Energy Information Administration | http://www.eia.gov/electricity/data/browser/ | U.S. Energy Information Administration |  | 2019 | 192.021 | 189.67 | 188.468 | 194.698 | 193.63 | 189.102 | 184.119 | U.S. Energy Information Administration |  |  |  |  | 5.07 | NO-ESTIMATION | NO-ESTIMATION | NO-ESTIMATION | NO-ESTIMATION | CAPACITY-FACTOR-V1
USA | United States of America | Liberty I & II LFGTE |  | USA0056465 | 12.8 | 40.8856 | -86.7044 | Waste |  |  |  | 2012.2500000000002 | Wabash Valley Power Assn Inc | U.S. Energy Information Administration | http://www.eia.gov/electricity/data/browser/ | U.S. Energy Information Administration |  | 2019 | 50.184 | 49.421 | 51.349000000000004 | 48.284 | 101.252 | 102.47800000000001 | 95.548 | U.S. Energy Information Administration |  |  |  |  | 2.31 | NO-ESTIMATION | NO-ESTIMATION | NO-ESTIMATION | NO-ESTIMATION | CAPACITY-FACTOR-V1
USA | United States of America | Mahoning |  | USA0057411 | 4 | 40.9144 | -80.5861 | Waste |  |  |  | 2013.0 | WM Renewable Energy LLC | U.S. Energy Information Administration | http://www.eia.gov/electricity/data/browser/ | U.S. Energy Information Administration | 65412 | 2019 | 25.093 | 23.92 | 32.018 | 27.151 | 26.806 | 32.431 | 30.365 | U.S. Energy Information Administration |  |  |  |  | 0.72 | NO-ESTIMATION | NO-ESTIMATION | NO-ESTIMATION | NO-ESTIMATION | CAPACITY-FACTOR-V1
USA | United States of America | Livingston Generating Facility |  | USA0055054 | 15 | 40.9314 | -88.6548 | Waste |  |  |  | 2000.0 | Hoosier Energy R E C Inc | U.S. Energy Information Administration | http://www.eia.gov/electricity/data/browser/ | U.S. Energy Information Administration |  | 2019 | [5 empty] | 69.48 | 77.901 | U.S. Energy Information Administration |  |  |  |  | 2.71 | NO-ESTIMATION | NO-ESTIMATION | NO-ESTIMATION | NO-ESTIMATION | CAPACITY-FACTOR-V1
USA | United States of America | Carbon Limestone |  | USA0056868 | 25.6 | 40.9975 | -80.5208 | Waste |  |  |  | 2004.0703125000011 | EDL Inc | U.S. Energy Information Administration | http://www.eia.gov/electricity/data/browser/ | U.S. Energy Information Administration | 49755 | 2019 | 149.01500000000001 | 146.526 | 140.995 | 134.874 | 138.248 | 130.173 | 122.795 | U.S. Energy Information Administration |  |  |  |  | 4.63 | NO-ESTIMATION | NO-ESTIMATION | NO-ESTIMATION | NO-ESTIMATION | CAPACITY-FACTOR-V1
USA | United States of America | SX Landfill Energy LLC |  | USA0057846 | 3.2 | 41.0936 | -74.6788 | Waste |  |  |  | 2011.0000000000002 | SX Landfill Energy LLC | U.S. Energy Information Administration | http://www.eia.gov/electricity/data/browser/ | U.S. Energy Information Administration |  | 2019 | 13.699 | 14.176 | 15.195 | 14.404 | 11.232000000000001 | 13.32 | 17.82 | U.S. Energy Information Administration |  |  |  |  | 0.57 | NO-ESTIMATION | NO-ESTIMATION | NO-ESTIMATION | NO-ESTIMATION | CAPACITY-FACTOR-V1
USA | United States of America | Hill AFB LFG Facility Bldg #737 |  | USA0060349 | 2.3 | 41.1290 | -111.9641 | Waste |  |  |  | 2006.3043478260872 | Ameresco Federal Solutions | U.S. Energy Information Administration | http://www.eia.gov/electricity/data/browser/ | U.S. Energy Information Administration |  | 2019 |  |  | 14.573 | 16.345 | 9.956 | 13.718 | 8.823 | U.S. Energy Information Administration |  |  |  |  | 0.41 | NO-ESTIMATION | NO-ESTIMATION | NO-ESTIMATION | NO-ESTIMATION | CAPACITY-FACTOR-V1
USA | United States of America | Big Valley Power LLC |  | USA0010288 | 9.3 | 41.1325 | -121.1372 | Waste |  |  |  | 1983.0 | Big Valley Power (BVP) LLC | U.S. Energy Information Administration | http://www.eia.gov/electricity/data/browser/ | U.S. Energy Information Administration |  | 2019 | [12 empty] | 1.68 | NO-ESTIMATION | NO-ESTIMATION | NO-ESTIMATION | NO-ESTIMATION | CAPACITY-FACTOR-V1
USA | United States of America | Allenwood |  | USA0057581 | 3.2 | 41.1511 | -76.9178 | Waste |  |  |  | 2012.0 | EPP Renewable Energy | U.S. Energy Information Administration | http://www.eia.gov/electricity/data/browser/ | U.S. Energy Information Administration |  | 2019 | 26.695 | 24.305 | 25.104 | 25.676000000000002 | 24.611 | 25.421 | 24.199 | U.S. Energy Information Administration |  |  |  |  | 0.57 | NO-ESTIMATION | NO-ESTIMATION | NO-ESTIMATION | NO-ESTIMATION | CAPACITY-FACTOR-V1
USA | United States of America | Lycoming County |  | USA0057582 | 3.2 | 41.1511 | -76.9178 | Waste |  |  |  | 2012.0 | EPP Renewable Energy | U.S. Energy Information Administration | http://www.eia.gov/electricity/data/browser/ | U.S. Energy Information Administration |  | 2019 | 17.889 | 19.332 | 20.812 | 24.227 | 23.582 | 20.451 | 17.066 | U.S. Energy Information Administration |  |  |  |  | 0.57 | NO-ESTIMATION | NO-ESTIMATION | NO-ESTIMATION | NO-ESTIMATION | CAPACITY-FACTOR-V1
USA | United States of America | Wheelabrator Bridgeport |  | USA0050883 | 67 | 41.1625 | -73.2083 | Waste |  |  |  | 1988.0 | Wheelabrator Environmental Systems | U.S. Energy Information Administration | http://www.eia.gov/electricity/data/browser/ | U.S. Energy Information Administration | 36861 | 2019 | 483.762 | 480.85 | 477.12300000000005 | 487.603 | 466.31100000000004 | 420.625 | 468.885 | U.S. Energy Information Administration |  |  |  |  | 12.14 | NO-ESTIMATION | NO-ESTIMATION | NO-ESTIMATION | NO-ESTIMATION | CAPACITY-FACTOR-V1
USA | United States of America | Zimmerman Energy |  | USA0059425 | 6 | 41.2378 | -86.2461 | Waste |  |  |  | 2014.0 | Landfill Energy Systems | U.S. Energy Information Administration | http://www.eia.gov/electricity/data/browser/ | U.S. Energy Information Administration |  | 2019 |  | 3.545 | 49.212 | 46.399 | 45.898 | 45.373 | 45.764 | U.S. Energy Information Administration |  |  |  |  | 1.08 | NO-ESTIMATION | NO-ESTIMATION | NO-ESTIMATION | NO-ESTIMATION | CAPACITY-FACTOR-V1
USA | United States of America | Wheelabrator Westchester |  | USA0050882 | 59.7 | 41.2771 | -73.9423 | Waste |  |  |  | 1984.0 | Wheelabrator Environmental Systems | U.S. Energy Information Administration | http://www.eia.gov/electricity/data/browser/ | U.S. Energy Information Administration | 36884 | 2019 | 389.707 | 388.70001 | 396.744 | 387.353 | 394.25 | 394.972 | 377.003 | U.S. Energy Information Administration |  |  |  |  | 10.82 | NO-ESTIMATION | NO-ESTIMATION | NO-ESTIMATION | NO-ESTIMATION | CAPACITY-FACTOR-V1
USA | United States of America | Loraine County Project |  | USA0056869 | 27.2 | 41.3006 | -82.1803 | Waste |  |  |  | 2007.9852941176484 | EDL Inc | U.S. Energy Information Administration | http://www.eia.gov/electricity/data/browser/ | U.S. Energy Information Administration |  | 2019 | 167.593 | 152.869 | 156.989 | 155.443 | 156.145 | 154.011 | 160.159 | U.S. Energy Information Administration |  |  |  |  | 4.92 | NO-ESTIMATION | NO-ESTIMATION | NO-ESTIMATION | NO-ESTIMATION | CAPACITY-FACTOR-V1
USA | United States of America | Renewable Energy Services of Ohio |  | USA0057249 | 2.4 | 41.3362 | -82.6020 | Waste |  |  |  | 2011.333333333333 | Bio-Gas Technologies LTD | U.S. Energy Information Administration | http://www.eia.gov/electricity/data/browser/ | U.S. Energy Information Administration |  | 2019 | 10.235 | 12.645 | 12.023 | 15.583 | 16.28 | 17.454 | 18.481 | U.S. Energy Information Administration |  |  |  |  | 0.43 | NO-ESTIMATION | NO-ESTIMATION | NO-ESTIMATION | NO-ESTIMATION | CAPACITY-FACTOR-V1
USA | United States of America | Prairie View IL |  | USA0057406 | 4.8 | 41.3431 | -88.1014 | Waste |  |  |  | 2011.9999999999998 | WM Renewable Energy LLC | U.S. Energy Information Administration | http://www.eia.gov/electricity/data/browser/ | U.S. Energy Information Administration | 14541 | 2019 | 39.889 | 39.272 | 39.147 | 39.15 | 36.793 | 38.666000000000004 | 38.641 | U.S. Energy Information Administration |  |  |  |  | 0.86 | SOLAR-V1-NO-AGE | SOLAR-V1-NO-AGE | SOLAR-V1-NO-AGE | SOLAR-V1-NO-AGE | SOLAR-V1-NO-AGE
USA | United States of America | Beecher Gas Recovery |  | USA0056419 | 3.3 | 41.3811 | -87.6375 | Waste |  |  |  | 2006.6666666666667 | Will County Energy LLC | U.S. Energy Information Administration | http://www.eia.gov/electricity/data/browser/ | U.S. Energy Information Administration |  | 2019 | 17.819 | 4.347 | 2.797 | 14.713000000000001 | 11.722 | 14.403 | 9.849 | U.S. Energy Information Administration |  |  |  |  | 0.59 | NO-ESTIMATION | NO-ESTIMATION | NO-ESTIMATION | NO-ESTIMATION | CAPACITY-FACTOR-V1
USA | United States of America | Elk City Station |  | USA0007955 | 6.4 | 41.3839 | -96.2544 | Waste |  |  |  | 2004.3750000000002 | Omaha Public Power District | U.S. Energy Information Administration | http://www.eia.gov/electricity/data/browser/ | U.S. Energy Information Administration | 47102 | 2019 | 49.124 | 47.08 | 49.026 | 49.199 | 48.218 | 45.062 | 45.681 | U.S. Energy Information Administration |  |  |  |  | 1.15 | NO-ESTIMATION | NO-ESTIMATION | NO-ESTIMATION | NO-ESTIMATION | CAPACITY-FACTOR-V1
USA | United States of America | Al Turi |  | USA0010549 | 2.4 | 41.4043 | -74.3767 | Waste |  |  |  | 2006.6666666666663 | Ameresco LFG I Inc | U.S. Energy Information Administration | http://www.eia.gov/electricity/data/browser/ | U.S. Energy Information Administration | 26367 | 2019 | 11.406 | 9.816 | 8.353 | 7.109 | 5.96 | 5.126 | 0.278 | U.S. Energy Information Administration |  |  |  |  | 0.43 | NO-ESTIMATION | NO-ESTIMATION | NO-ESTIMATION | NO-ESTIMATION | CAPACITY-FACTOR-V1
USA | United States of America | Roseburg Forest Products Biomass |  | USA0056469 | 13.4 | 41.4356 | -122.3769 | Waste |  |  |  | 2011.0 | Roseburg Forest Products | U.S. Energy Information Administration | http://www.eia.gov/electricity/data/browser/ | U.S. Energy Information Administration |  | 2019 | 69.104 | 52.28 | 59.763 | 66.013 | 66.431 | 56.15 | 46.671 | U.S. Energy Information Administration |  |  |  |  | 2.42 | NO-ESTIMATION | NO-ESTIMATION | NO-ESTIMATION | NO-ESTIMATION | CAPACITY-FACTOR-V1
USA | United States of America | Keystone Recovery |  | USA0054934 | 5.6 | 41.4363 | -75.5984 | Waste |  |  |  | 1995.4285714285718 | APTIM Environmental & Infrastructure | U.S. Energy Information Administration | http://www.eia.gov/electricity/data/browser/ | U.S. Energy Information Administration |  | 2019 | 43.416000000000004 | 42.084 | 42.622 | 41.655 | 42.283 | 42.591 | 40.073 | U.S. Energy Information Administration |  |  |  |  | 1.01 | SOLAR-V1-NO-AGE | SOLAR-V1-NO-AGE | SOLAR-V1-NO-AGE | SOLAR-V1-NO-AGE | SOLAR-V1-NO-AGE
USA | United States of America | Covanta Southeastern Connecticut Company |  | USA0010646 | 18.3 | 41.4750 | -72.0688 | Waste | Oil |  |  | 1991.9999999999998 | Covanta Southeastern Connecticut Company | U.S. Energy Information Administration | http://www.eia.gov/electricity/data/browser/ | U.S. Energy Information Administration |  | 2019 | 133.97 | 129.798 | 128.678 | 136.462 | 124.77700000000002 | 129.856 | 130.788 | U.S. Energy Information Administration |  |  |  |  | 3.31 | NO-ESTIMATION | NO-ESTIMATION | NO-ESTIMATION | NO-ESTIMATION | CAPACITY-FACTOR-V1
USA | United States of America | Prairie View I & II LFGTE |  | USA0054926 | 6.4 | 41.4936 | -86.1658 | Waste |  |  |  | 2000.5000000000002 | Wabash Valley Power Assn Inc | U.S. Energy Information Administration | http://www.eia.gov/electricity/data/browser/ | U.S. Energy Information Administration | 14541 | 2019 | 48.066 | 46.898 | 49.239000000000004 | 44.771 | 39.501 | 41.764 | 45.326 | U.S. Energy Information Administration |  |  |  |  | 1.15 | SOLAR-V1-NO-AGE | SOLAR-V1-NO-AGE | SOLAR-V1-NO-AGE | SOLAR-V1-NO-AGE | SOLAR-V1-NO-AGE
USA | United States of America | Sauder Power Plant |  | USA0054974 | 7.2 | 41.5152 | -84.2935 | Waste |  |  |  | 1993.0 | Sauder Woodworking Co | U.S. Energy Information Administration | http://www.eia.gov/electricity/data/browser/ | U.S. Energy Information Administration |  | 2019 | 27.232 | 30.51 | 30.604000000000003 | 30.944000000000003 | 28.764000000000003 | 27.128 | 24.769 | U.S. Energy Information Administration |  |  |  |  | 1.3 | HYDRO-V1 | HYDRO-V1 | HYDRO-V1 | HYDRO-V1 | HYDRO-V1
USA | United States of America | Munster Landfill Gas-to-Energy |  | USA0059808 | 1.1 | 41.5244 | -87.5091 | Waste |  |  |  | 2012.0 | Town of Munster | U.S. Energy Information Administration | http://www.eia.gov/electricity/data/browser/ | U.S. Energy Information Administration |  | 2019 |  | 0.0 | 5.407 | 4.6080000000000005 | 3.499 | 3.4490000000000003 | 3.081 | U.S. Energy Information Administration |  |  |  |  | 0.19 | SOLAR-V1-NO-AGE | SOLAR-V1-NO-AGE | SOLAR-V1-NO-AGE | SOLAR-V1-NO-AGE | SOLAR-V1-NO-AGE
USA | United States of America | Ottawa County Project |  | USA0056865 | 2.8 | 41.5283 | -83.0353 | Waste |  |  |  | 2000.9999999999998 | EDL Inc | U.S. Energy Information Administration | http://www.eia.gov/electricity/data/browser/ | U.S. Energy Information Administration | 49758 | 2019 | 12.065 | 9.88 | 10.567 | 7.737 | 8.523 | 8.026 | 4.437 | U.S. Energy Information Administration |  |  |  |  | 0.5 | NO-ESTIMATION | NO-ESTIMATION | NO-ESTIMATION | NO-ESTIMATION | CAPACITY-FACTOR-V1
USA | United States of America | New Milford Gas Recovery |  | USA0050564 | 2.4 | 41.5477 | -73.4252 | Waste |  |  |  | 2008.0 | WM Renewable Energy LLC | U.S. Energy Information Administration | http://www.eia.gov/electricity/data/browser/ | U.S. Energy Information Administration |  | 2019 | 11.466000000000001 | 10.614 | 9.101 | 8.944 | 8.109 | 7.618 | 7.124 | U.S. Energy Information Administration |  |  |  |  | 0.43 | SOLAR-V1-NO-AGE | SOLAR-V1-NO-AGE | SOLAR-V1-NO-AGE | SOLAR-V1-NO-AGE | SOLAR-V1-NO-AGE
USA | United States of America | Wheelabrator Lisbon |  | USA0054758 | 14.6 | 41.5844 | -72.0416 | Waste |  |  |  | 1995.0 | Wheelabrator Environmental Systems | U.S. Energy Information Administration | http://www.eia.gov/electricity/data/browser/ | U.S. Energy Information Administration | 36868 | 2019 | 109.975 | 109.387 | 107.327 | 111.43299999999999 | 108.364 | 95.421 | 100.756 | U.S. Energy Information Administration |  |  |  |  | 2.64 | SOLAR-V1-NO-AGE | SOLAR-V1-NO-AGE | SOLAR-V1-NO-AGE | SOLAR-V1-NO-AGE | SOLAR-V1-NO-AGE
USA | United States of America | Metro Methane Recovery Facility |  | USA0054700 | 11.2 | 41.5989 | -93.3550 | Waste |  |  |  | 2004.8571428571431 | WM Renewable Energy LLC | U.S. Energy Information Administration | http://www.eia.gov/electricity/data/browser/ | U.S. Energy Information Administration |  | 2019 | 53.575 | 84.921 | 91.674 | 94.57600000000001 | 91.429 | 90.33 | 86.015 | U.S. Energy Information Administration |  |  |  |  | 2.02 | SOLAR-V1-NO-AGE | SOLAR-V1-NO-AGE | SOLAR-V1-NO-AGE | SOLAR-V1-NO-AGE | SOLAR-V1-NO-AGE
USA | United States of America | Earthmovers LFGTE |  | USA0057250 | 4.8 | 41.6229 | -85.9752 | Waste |  |  |  | 2010.0 | Wabash Valley Power Assn Inc | U.S. Energy Information Administration | http://www.eia.gov/electricity/data/browser/ | U.S. Energy Information Administration | 63244 | 2019 | 37.203 | 37.33 | 38.127 | 37.797000000000004 | 31.515 | 38.187 | 35.925 | U.S. Energy Information Administration |  |  |  |  | 0.86 | SOLAR-V1-NO-AGE | SOLAR-V1-NO-AGE | SOLAR-V1-NO-AGE | SOLAR-V1-NO-AGE | SOLAR-V1-NO-AGE
USA | United States of America | Dutchess Cnty Resource Recovery Facility |  | USA0010305 | 9.2 | 41.6470 | -73.9430 | Waste |  |  |  | 1987.0 | Dutchess County RRA | U.S. Energy Information Administration | http://www.eia.gov/electricity/data/browser/ | U.S. Energy Information Administration |  | 2019 | 0.0 | 0.0 | 0.0 | 0.0 | 0.0 | 0.0 | 42.299 | U.S. Energy Information Administration |  |  |  |  | 1.66 | NO-ESTIMATION | NO-ESTIMATION | NO-ESTIMATION | NO-ESTIMATION | CAPACITY-FACTOR-V1
USA | United States of America | Covanta Bristol Energy |  | USA0050648 | 16.3 | 41.6492 | -72.9153 | Waste | Gas |  |  | 1988.0 | Covanta Bristol Inc | U.S. Energy Information Administration | http://www.eia.gov/electricity/data/browser/ | U.S. Energy Information Administration | 28733 | 2019 | 105.667 | 103.414 | 108.604 | 106.84899999999999 | 104.5 | 89.72300000000001 | 101.801 | U.S. Energy Information Administration |  |  |  |  | 2.95 | NO-ESTIMATION | NO-ESTIMATION | NO-ESTIMATION | NO-ESTIMATION | CAPACITY-FACTOR-V1
USA | United States of America | Deercroft I & II LFGTE |  | USA0054956 | 6.4 | 41.6514 | -86.9036 | Waste | Gas |  |  | 2003.0000000000002 | Wabash Valley Power Assn Inc | U.S. Energy Information Administration | http://www.eia.gov/electricity/data/browser/ | U.S. Energy Information Administration |  | 2019 | 31.047 | 31.039 | 26.142 | 25.17 | 25.26 | 22.717 | 21.97 | U.S. Energy Information Administration |  |  |  |  | 1.15 | SOLAR-V1-NO-AGE | SOLAR-V1-NO-AGE | SOLAR-V1-NO-AGE | SOLAR-V1-NO-AGE | SOLAR-V1-NO-AGE
USA | United States of America | CID Gas Recovery |  | USA0050573 | 3 | 41.6588 | -87.5777 | Waste |  |  |  | 1989.0 | WM Illinois Renewable Energy LLC | U.S. Energy Information Administration | http://www.eia.gov/electricity/data/browser/ | U.S. Energy Information Administration |  | 2019 | 21.025000000000002 | 20.824 | 21.735 | 21.376 | 21.159 | 19.975 | 20.765 | U.S. Energy Information Administration |  |  |  |  | 0.54 | NO-ESTIMATION | NO-ESTIMATION | NO-ESTIMATION | NO-ESTIMATION | CAPACITY-FACTOR-V1
USA | United States of America | Plainfield Renewable Energy LLC |  | USA0056847 | 43 | 41.6644 | -71.9242 | Waste |  |  |  | 2014.0 | Plainfield Renewable Energy LLC | U.S. Energy Information Administration | http://www.eia.gov/electricity/data/browser/ | U.S. Energy Information Administration |  | 2019 |  | 94.42000000000002 | 190.772 | 238.29599900000002 | 208.98900300000003 | 261.722999 | 269.188 | U.S. Energy Information Administration |  |  |  |  | 7.79 | NO-ESTIMATION | NO-ESTIMATION | NO-ESTIMATION | NO-ESTIMATION | CAPACITY-FACTOR-V1
USA | United States of America | Bay View Cogeneration Facility |  | USA0058263 | 12 | 41.6883 | -83.4847 | Waste | Gas | Biomass |  | 2010.5416666666667 | COT/Division of Water Reclamation | U.S. Energy Information Administration | http://www.eia.gov/electricity/data/browser/ | U.S. Energy Information Administration |  | 2019 | 5.664 | 4.89 | 0.0 |  |  |  |  | U.S. Energy Information Administration |  |  |  |  | 2.17 | NO-ESTIMATION | NO-ESTIMATION | NO-ESTIMATION | NO-ESTIMATION | CAPACITY-FACTOR-V1
USA | United States of America | Greater New Bedford LFG Utiliz. Facility |  | USA0061702 | 3.3 | 41.7250 | -70.9780 | Waste | Biomass |  |  | 2005.0 | CommonWealth New Bedford Energy LLC | U.S. Energy Information Administration | http://www.eia.gov/electricity/data/browser/ | U.S. Energy Information Administration |  | 2019 | [5 empty] | 14.473 | 15.77 | U.S. Energy Information Administration |  |  |  |  | 0.59 | SOLAR-V1-NO-AGE | SOLAR-V1-NO-AGE | SOLAR-V1-NO-AGE | SOLAR-V1-NO-AGE | SOLAR-V1-NO-AGE
USA | United States of America | Greene Valley Gas Recovery |  | USA0055014 | 6.6 | 41.7338 | -88.0849 | Waste |  |  |  | 1996.0 | WM Illinois Renewable Energy LLC | U.S. Energy Information Administration | http://www.eia.gov/electricity/data/browser/ | U.S. Energy Information Administration |  | 2019 | 42.04 | 42.749 | 39.678000000000004 | 39.834 | 37.758 | 36.013 | 35.393 | U.S. Energy Information Administration |  |  |  |  | 1.19 | NO-ESTIMATION | NO-ESTIMATION | NO-ESTIMATION | NO-ESTIMATION | CAPACITY-FACTOR-V1
USA | United States of America | GRS Fall River |  | USA0055589 | 5.3 | 41.7487 | -71.1065 | Waste |  |  |  | 2000.0 | Gas Recovery Systems Inc | U.S. Energy Information Administration | http://www.eia.gov/electricity/data/browser/ | U.S. Energy Information Administration | 15029 | 2019 | 24.933 | 28.692 | 23.825 | 27.808 | 24.585 | 20.389 | 16.361 | U.S. Energy Information Administration |  |  |  |  | 0.96 | NO-ESTIMATION | NO-ESTIMATION | NO-ESTIMATION | NO-ESTIMATION | CAPACITY-FACTOR-V1
USA | United States of America | CT Resource Rec Authority Facility |  | USA0054945 | 90 | 41.7505 | -72.6530 | Waste |  |  |  | 1988.0 | NAES Corp | U.S. Energy Information Administration | http://www.eia.gov/electricity/data/browser/ | U.S. Energy Information Administration |  | 2019 | 0.0 | 0.0 | 0.0 | 0.0 | 0.0 | 0.0 | 252.925 | U.S. Energy Information Administration |  |  |  |  | 16.31 | SOLAR-V1-NO-AGE | SOLAR-V1-NO-AGE | SOLAR-V1-NO-AGE | SOLAR-V1-NO-AGE | SOLAR-V1-NO-AGE
USA | United States of America | Norther Tier Landfill |  | USA0056890 | 1.6 | 41.7792 | -76.6258 | Waste |  |  |  | 2009.0 | EPP Renewable Energy | U.S. Energy Information Administration | http://www.eia.gov/electricity/data/browser/ | U.S. Energy Information Administration | 45478 | 2019 | 10.18 | 10.466000000000001 | 9.452 | 11.447000000000001 | 12.11 | 12.116 | 12.052 | U.S. Energy Information Administration |  |  |  |  | 0.28 | SOLAR-V1-NO-AGE | SOLAR-V1-NO-AGE | SOLAR-V1-NO-AGE | SOLAR-V1-NO-AGE | SOLAR-V1-NO-AGE
USA | United States of America | Geneva |  | USA0057410 | 4 | 41.7950 | -80.9100 | Waste |  |  |  | 2013.0 | WM Renewable Energy LLC | U.S. Energy Information Administration | http://www.eia.gov/electricity/data/browser/ | U.S. Energy Information Administration | 65558 | 2019 | 12.479000000000001 | 25.209 | 21.823 | 22.663 | 21.736 | 19.972 | 16.912 | U.S. Energy Information Administration |  |  |  |  | 0.72 | SOLAR-V1-NO-AGE | SOLAR-V1-NO-AGE | SOLAR-V1-NO-AGE | SOLAR-V1-NO-AGE | SOLAR-V1-NO-AGE
USA | United States of America | SEMASS Resource Recovery |  | USA0050290 | 98.5 | 41.8022 | -70.7875 | Waste | Oil | Gas |  | 1989.725888324873 | SEMASS Partnership | U.S. Energy Information Administration | http://www.eia.gov/electricity/data/browser/ | U.S. Energy Information Administration | 32399 | 2019 | 588.8039940000001 | 603.913001 | 587.583007 | 588.469997 | 584.328 | 568.249006 | 583.734 | U.S. Energy Information Administration |  |  |  |  | 17.85 | NO-ESTIMATION | NO-ESTIMATION | NO-ESTIMATION | NO-ESTIMATION | CAPACITY-FACTOR-V1
USA | United States of America | Johnston LFG Turbine Plant |  | USA0059254 | 35.7 | 41.8033 | -71.5233 | Waste |  |  |  | 2013.0 | Rhode Island LFG Genco | U.S. Energy Information Administration | http://www.eia.gov/electricity/data/browser/ | U.S. Energy Information Administration |  | 2019 | 47.38838 | 206.69439 | 211.00701 | 204.6021 | 202.98413999999997 | 211.03126 | 207.7905 | U.S. Energy Information Administration |  |  |  |  | 6.47 | SOLAR-V1-NO-AGE | SOLAR-V1-NO-AGE | SOLAR-V1-NO-AGE | SOLAR-V1-NO-AGE | SOLAR-V1-NO-AGE
USA | United States of America | Ridgewood Providence Power |  | USA0050365 | 6.4 | 41.8069 | -71.5300 | Waste |  |  |  | 2005.0 | Rhode Island LFG Genco | U.S. Energy Information Administration | http://www.eia.gov/electricity/data/browser/ | U.S. Energy Information Administration |  | 2019 | 0.744 | 0.0 | 0.231 | 0.17400000000000002 | 0.0 | 0.0 | 0.006 | U.S. Energy Information Administration |  |  |  |  | 1.15 | SOLAR-V1-NO-AGE | SOLAR-V1-NO-AGE | SOLAR-V1-NO-AGE | SOLAR-V1-NO-AGE | SOLAR-V1-NO-AGE
USA | United States of America | Southeast Berrien Generating Facility |  | USA0059574 | 4.8 | 41.8086 | -86.3239 | Waste |  |  |  | 2008.9999999999998 | North American Natural Res | U.S. Energy Information Administration | http://www.eia.gov/electricity/data/browser/ | U.S. Energy Information Administration |  | 2019 |  | 22.914 | 25.468 | 22.138 | 32.321 | 24.714000000000002 | 28.794 | U.S. Energy Information Administration |  |  |  |  | 0.86 | NO-ESTIMATION | NO-ESTIMATION | NO-ESTIMATION | NO-ESTIMATION | CAPACITY-FACTOR-V1
USA | United States of America | Settlers Hill Gas Recovery |  | USA0050563 | 6 | 41.8719 | -88.2877 | Waste |  |  |  | 1993.0 | WM Illinois Renewable Energy LLC | U.S. Energy Information Administration | http://www.eia.gov/electricity/data/browser/ | U.S. Energy Information Administration |  | 2019 | 43.533 | 42.741 | 40.64 | 38.452 | 34.84 | 33.043 | 32.95 | U.S. Energy Information Administration |  |  |  |  | 1.08 | NO-ESTIMATION | NO-ESTIMATION | NO-ESTIMATION | NO-ESTIMATION | CAPACITY-FACTOR-V1
USA | United States of America | Adrian Energy Associates LLC |  | USA0054903 | 2.4 | 41.8910 | -83.9929 | Waste |  |  |  | 1994.9999999999998 | LES Project Holdings LLC | U.S. Energy Information Administration | http://www.eia.gov/electricity/data/browser/ | U.S. Energy Information Administration | 24552 | 2019 | 16.651 | 14.44 | 19.504 | 17.903 | 15.591000000000001 | 14.188 | 13.579 | U.S. Energy Information Administration |  |  |  |  | 0.43 | SOLAR-V1-NO-AGE | SOLAR-V1-NO-AGE | SOLAR-V1-NO-AGE | SOLAR-V1-NO-AGE | SOLAR-V1-NO-AGE
USA | United States of America | MM Taunton Energy |  | USA0055093 | 3.6 | 41.9231 | -71.0864 | Waste |  |  |  | 2003.9999999999998 | MM Taunton Energy LLC | U.S. Energy Information Administration | http://www.eia.gov/electricity/data/browser/ | U.S. Energy Information Administration |  | 2019 | 22.89 | 19.877 | 16.574 | 15.649000000000001 | 14.431000000000001 | 11.319 | 13.996 | U.S. Energy Information Administration |  |  |  |  | 0.65 | NO-ESTIMATION | NO-ESTIMATION | NO-ESTIMATION | NO-ESTIMATION | CAPACITY-FACTOR-V1
USA | United States of America | Rochelle Energy Center |  | USA0058377 | 4.8 | 41.9247 | -88.9986 | Waste |  |  |  | 2011.9999999999998 | Frontier Operation Services | U.S. Energy Information Administration | http://www.eia.gov/electricity/data/browser/ | U.S. Energy Information Administration |  | 2019 | 0.01764 | 13.06 | 15.002 | 11.026 | 18.273 | 19.358 | 17.158 | U.S. Energy Information Administration |  |  |  |  | 0.86 | NO-ESTIMATION | NO-ESTIMATION | NO-ESTIMATION | NO-ESTIMATION | CAPACITY-FACTOR-V1
USA | United States of America | Woodland Landfill Gas Recovery |  | USA0054662 | 4.8 | 41.9810 | -88.2745 | Waste |  |  |  | 2003.9999999999998 | WM Illinois Renewable Energy LLC | U.S. Energy Information Administration | http://www.eia.gov/electricity/data/browser/ | U.S. Energy Information Administration | 14548 | 2019 | 37.981 | 35.401 | 35.082 | 12.41 | 28.827 | 28.159 | 25.75 | U.S. Energy Information Administration |  |  |  |  | 0.86 | SOLAR-V1-NO-AGE | SOLAR-V1-NO-AGE | SOLAR-V1-NO-AGE | SOLAR-V1-NO-AGE | SOLAR-V1-NO-AGE
USA | United States of America | Lakeview Gas Recovery |  | USA0055074 | 6 | 42.0602 | -80.0208 | Waste |  |  |  | 1997.0 | WM Renewable Energy LLC | U.S. Energy Information Administration | http://www.eia.gov/electricity/data/browser/ | U.S. Energy Information Administration |  | 2019 | 35.415 | 34.57 | 44.519 | 42.866 | 39.154 | 42.333 | 34.285 | U.S. Energy Information Administration |  |  |  |  | 1.08 | SOLAR-V1-NO-AGE | SOLAR-V1-NO-AGE | SOLAR-V1-NO-AGE | SOLAR-V1-NO-AGE | SOLAR-V1-NO-AGE
USA | United States of America | Pioneer Valley Resource Recovery |  | USA0050273 | 9.4 | 42.0906 | -72.5917 | Waste | Gas | Other |  | 1988.0 | Community Eco Springfield LLC | U.S. Energy Information Administration | http://www.eia.gov/electricity/data/browser/ | U.S. Energy Information Administration |  | 2019 | 0.0 | 0.0 | 0.0 | 0.0 | 0.0 | 0.0 | 33.448 | U.S. Energy Information Administration |  |  |  |  | 1.7 | SOLAR-V1-NO-AGE | SOLAR-V1-NO-AGE | SOLAR-V1-NO-AGE | SOLAR-V1-NO-AGE | SOLAR-V1-NO-AGE
USA | United States of America | Southbridge Landfill Gas-to-Energy |  | USA0059011 | 1.6 | 42.1044 | -72.0325 | Waste |  |  |  | 2011.0000000000002 | Southbridge Recycling and Disposal Park | U.S. Energy Information Administration | http://www.eia.gov/electricity/data/browser/ | U.S. Energy Information Administration | 59069 | 2019 | 10.219 | 9.49 | 9.441 | 10.013 | 8.229000000000001 | 8.819 | 6.793 | U.S. Energy Information Administration |  |  |  |  | 0.28 | NO-ESTIMATION | NO-ESTIMATION | NO-ESTIMATION | NO-ESTIMATION | CAPACITY-FACTOR-V1
USA | United States of America | Sumpter Energy Associates |  | USA0054536 | 11.2 | 42.1057 | -83.4988 | Waste |  |  |  | 1993.7142857142853 | LES Project Holdings LLC | U.S. Energy Information Administration | http://www.eia.gov/electricity/data/browser/ | U.S. Energy Information Administration |  | 2019 | 92.122 | 7.416 | 6.48 | 5.938 | 6.482 | 6.5840000000000005 | 1.509 | U.S. Energy Information Administration |  |  |  |  | 2.02 | NO-ESTIMATION | NO-ESTIMATION | NO-ESTIMATION | NO-ESTIMATION | CAPACITY-FACTOR-V1
USA | United States of America | Lake Gas Recovery |  | USA0050575 | 6 | 42.1063 | -87.8137 | Waste |  |  |  | 1993.0 | WM Illinois Renewable Energy LLC | U.S. Energy Information Administration | http://www.eia.gov/electricity/data/browser/ | U.S. Energy Information Administration |  | 2019 | 22.787 | 22.935 | 22.008 | 21.835 | 26.072 | 19.938 | 17.795 | U.S. Energy Information Administration |  |  |  |  | 1.08 | SOLAR-V1-NO-AGE | SOLAR-V1-NO-AGE | SOLAR-V1-NO-AGE | SOLAR-V1-NO-AGE | SOLAR-V1-NO-AGE
USA | United States of America | Orchard Hills Renewable Energy Station |  | USA0059792 | 16.2 | 42.1424 | -89.0790 | Waste |  |  |  | 2016.0000000000005 | Hoosier Energy R E C Inc | U.S. Energy Information Administration | http://www.eia.gov/electricity/data/browser/ | U.S. Energy Information Administration | 67245 | 2019 |  |  |  | 0.314 | 1.465 | 0.247 | 15.482 | U.S. Energy Information Administration |  |  |  |  | 2.93 | SOLAR-V1-NO-AGE | SOLAR-V1-NO-AGE | SOLAR-V1-NO-AGE | SOLAR-V1-NO-AGE | SOLAR-V1-NO-AGE
USA | United States of America | Ameresco Chicopee Energy |  | USA0056426 | 7.8 | 42.1626 | -72.5367 | Waste |  |  |  | 2005.6153846153845 | AMERESCO Chicopee Energy LLC | U.S. Energy Information Administration | http://www.eia.gov/electricity/data/browser/ | U.S. Energy Information Administration | 57653 | 2019 | 53.774 | 49.495000000000005 | 46.101 | 49.526 | 46.339 | 48.575 | 41.235 | U.S. Energy Information Administration |  |  |  |  | 1.41 | SOLAR-V1-NO-AGE | SOLAR-V1-NO-AGE | SOLAR-V1-NO-AGE | SOLAR-V1-NO-AGE | SOLAR-V1-NO-AGE
USA | United States of America | Riverview Energy Systems |  | USA0054057 | 6.6 | 42.1661 | -83.2129 | Waste |  |  |  | 1988.0 | Riverview Energy Systems | U.S. Energy Information Administration | http://www.eia.gov/electricity/data/browser/ | U.S. Energy Information Administration | 14556 | 2019 | 44.751 | 46.43 | 38.309 | 38.492 | 42.093 | 42.191 | 42.373 | U.S. Energy Information Administration |  |  |  |  | 1.19 | NO-ESTIMATION | NO-ESTIMATION | NO-ESTIMATION | NO-ESTIMATION | CAPACITY-FACTOR-V1
USA | United States of America | Watervliet |  | USA0058546 | 4 | 42.1758 | -86.2800 | Waste |  |  |  | 2014.2 | EDL Inc | U.S. Energy Information Administration | http://www.eia.gov/electricity/data/browser/ | U.S. Energy Information Administration |  | 2019 | 18.113 | 25.262 | 25.323 | 24.14 | 25.374 | 25.792 | 26.567 | U.S. Energy Information Administration |  |  |  |  | 0.72 | SOLAR-V1-NO-AGE | SOLAR-V1-NO-AGE | SOLAR-V1-NO-AGE | SOLAR-V1-NO-AGE | SOLAR-V1-NO-AGE
USA | United States of America | Chautauqua LFGTE Facility |  | USA0057186 | 9.6 | 42.1989 | -79.3186 | Waste |  |  |  | 2010.3333333333335 | Innovative Energy Systems Inc | U.S. Energy Information Administration | http://www.eia.gov/electricity/data/browser/ | U.S. Energy Information Administration |  | 2019 | 48.417 | 42.422000000000004 | 42.36 | 43.899 | 42.638 | 43.539 | 39.103 | U.S. Energy Information Administration |  |  |  |  | 1.73 | SOLAR-V1-NO-AGE | SOLAR-V1-NO-AGE | SOLAR-V1-NO-AGE | SOLAR-V1-NO-AGE | SOLAR-V1-NO-AGE
USA | United States of America | Wheelabrator Millbury Facility |  | USA0050878 | 47.6 | 42.2214 | -71.7669 | Waste |  |  |  | 1986.9999999999998 | Wheelabrator Environmental Systems | U.S. Energy Information Administration | http://www.eia.gov/electricity/data/browser/ | U.S. Energy Information Administration | 36872 | 2019 | 324.27200000000005 | 321.892 | 325.16700000000003 | 314.98800000000006 | 293.543 | 319.457 | 310.381 | U.S. Energy Information Administration |  |  |  |  | 8.62 | HYDRO-V1 | HYDRO-V1 | HYDRO-V1 | HYDRO-V1 | HYDRO-V1
USA | United States of America | Granby LFG |  | USA0059815 | 3.2 | 42.2273 | -72.5472 | Waste |  |  |  | 2001.0000000000002 | Industrial Power Services Corp. | U.S. Energy Information Administration | http://www.eia.gov/electricity/data/browser/ | U.S. Energy Information Administration |  | 2019 |  | 19.365000000000002 | 17.354 | 14.102 | 7.7490000000000006 | 9.703 | 8.341 | U.S. Energy Information Administration |  |  |  |  | 0.57 | NO-ESTIMATION | NO-ESTIMATION | NO-ESTIMATION | NO-ESTIMATION | CAPACITY-FACTOR-V1
USA | United States of America | Nanticoke LFG |  | USA0059816 | 4 | 42.2437 | -75.9825 | Waste |  |  |  | 2006.0 | Broome Energy Resources LLC | U.S. Energy Information Administration | http://www.eia.gov/electricity/data/browser/ | U.S. Energy Information Administration |  | 2019 |  | 29.866 | 31.219 | 30.206 | 25.543 | 20.95 | 26.147 | U.S. Energy Information Administration |  |  |  |  | 0.72 | SOLAR-V1-NO-AGE | SOLAR-V1-NO-AGE | SOLAR-V1-NO-AGE | SOLAR-V1-NO-AGE | SOLAR-V1-NO-AGE
USA | United States of America | Hyland LFGTE Facility |  | USA0056987 | 4.8 | 42.2853 | -78.0061 | Waste |  |  |  | 2008.0 | Innovative Energy Systems Inc | U.S. Energy Information Administration | http://www.eia.gov/electricity/data/browser/ | U.S. Energy Information Administration |  | 2019 | 32.871 | 31.579 | 30.321 | 37.893 | 35.479 | 36.092 | 37.071 | U.S. Energy Information Administration |  |  |  |  | 0.86 | NO-ESTIMATION | NO-ESTIMATION | NO-ESTIMATION | NO-ESTIMATION | CAPACITY-FACTOR-V1
USA | United States of America | Countyside Genco LLC |  | USA0055773 | 12.8 | 42.3211 | -88.0319 | Waste |  |  |  | 2012.0 | Illinois Electricial Gen Partn | U.S. Energy Information Administration | http://www.eia.gov/electricity/data/browser/ | U.S. Energy Information Administration |  | 2019 | 25.219 | 48.77 | 37.187 | 20.863 | 38.167 | 35.342 | 27.58 | U.S. Energy Information Administration |  |  |  |  | 2.31 | SOLAR-V1-NO-AGE | SOLAR-V1-NO-AGE | SOLAR-V1-NO-AGE | SOLAR-V1-NO-AGE | SOLAR-V1-NO-AGE
USA | United States of America | Medford Operation |  | USA0056193 | 8.5 | 42.3555 | -122.9046 | Waste | Gas |  |  | 1961.2941176470588 | Boise Cascade Wood Products LLC | U.S. Energy Information Administration | http://www.eia.gov/electricity/data/browser/ | U.S. Energy Information Administration |  | 2019 | 0.0 | 0.0 | [5 empty] | U.S. Energy Information Administration |  |  |  |  | 1.54 | HYDRO-V1 | HYDRO-V1 | HYDRO-V1 | HYDRO-V1 | HYDRO-V1
USA | United States of America | GRS C&C |  | USA0055597 | 5.7 | 42.3563 | -85.0058 | Waste |  |  |  | 2000.684210526316 | Gas Recovery Systems Inc | U.S. Energy Information Administration | http://www.eia.gov/electricity/data/browser/ | U.S. Energy Information Administration |  | 2019 | 25.761000000000003 | 32.371 | 32.948 | 32.482 | 31.749000000000002 | 28.477 | 27.493 | U.S. Energy Information Administration |  |  |  |  | 1.03 | SOLAR-V1-NO-AGE | SOLAR-V1-NO-AGE | SOLAR-V1-NO-AGE | SOLAR-V1-NO-AGE | SOLAR-V1-NO-AGE
USA | United States of America | Dry Creek LFG to Energy Project |  | USA0056461 | 3.2 | 42.3844 | -122.7718 | Waste |  |  |  | 2007.0 | Oregon Environmental Industries LLC | U.S. Energy Information Administration | http://www.eia.gov/electricity/data/browser/ | U.S. Energy Information Administration |  | 2019 | 21.616 | 20.339000000000002 | 19.622 | 21.56 | 20.213 | 16.864 | 13.989 | U.S. Energy Information Administration |  |  |  |  | 0.57 | SOLAR-V1-NO-AGE | SOLAR-V1-NO-AGE | SOLAR-V1-NO-AGE | SOLAR-V1-NO-AGE | SOLAR-V1-NO-AGE
USA | United States of America | GRS Arbor Hills |  | USA0055596 | 30.3 | 42.3953 | -83.5580 | Waste | Oil |  |  | 1997.5742574257424 | Gas Recovery Systems Inc | U.S. Energy Information Administration | http://www.eia.gov/electricity/data/browser/ | U.S. Energy Information Administration |  | 2019 | 0.0 | 0.0 | 0.0 | 0.0 | 0.0 | 0.0 | 132.043 | U.S. Energy Information Administration |  |  |  |  | 5.49 | NO-ESTIMATION | NO-ESTIMATION | NO-ESTIMATION | NO-ESTIMATION | CAPACITY-FACTOR-V1
USA | United States of America | Biomass One LP |  | USA0010869 | 40 | 42.4361 | -122.8500 | Waste |  |  |  | 1994.625 | Biomass One LP | U.S. Energy Information Administration | http://www.eia.gov/electricity/data/browser/ | U.S. Energy Information Administration | 14560 | 2019 | 172.01 | 195.155 | 152.614 | 155.355 | 116.976 | 166.0 | 162.686 | U.S. Energy Information Administration |  |  |  |  | 7.24 | NO-ESTIMATION | NO-ESTIMATION | NO-ESTIMATION | NO-ESTIMATION | CAPACITY-FACTOR-V1
USA | United States of America | Wheelabrator Saugus |  | USA0050880 | 53.7 | 42.4470 | -70.9804 | Waste |  |  |  | 1985.0 | Wheelabrator Environmental Systems | U.S. Energy Information Administration | http://www.eia.gov/electricity/data/browser/ | U.S. Energy Information Administration | 36877 | 2019 | 242.671 | 244.541 | 245.37 | 230.59201000000002 | 226.284 | 231.522 | 180.847 | U.S. Energy Information Administration |  |  |  |  | 9.73 | NO-ESTIMATION | NO-ESTIMATION | NO-ESTIMATION | NO-ESTIMATION | CAPACITY-FACTOR-V1
USA | United States of America | Milner Butte LFGE |  | USA0063755 | 2.6 | 42.4669 | -114.0046 | Waste |  |  |  | 2018.0 | Southern Idaho Solid Waste | U.S. Energy Information Administration | http://www.eia.gov/electricity/data/browser/ | U.S. Energy Information Administration |  | 2019 | [6 empty] | 16.303 | U.S. Energy Information Administration |  |  |  |  | 0.47 | NO-ESTIMATION | NO-ESTIMATION | NO-ESTIMATION | NO-ESTIMATION | CAPACITY-FACTOR-V1
USA | United States of America | Zion Landfill Gas to Energy Facility |  | USA0056871 | 7 | 42.4803 | -87.8861 | Waste |  |  |  | 2002.9999999999998 | EDL Inc | U.S. Energy Information Administration | http://www.eia.gov/electricity/data/browser/ | U.S. Energy Information Administration | 50113 | 2019 | 43.592 | 49.134 | 46.699 | 42.480000000000004 | 38.669000000000004 | 30.495 | 22.647 | U.S. Energy Information Administration |  |  |  |  | 1.26 | NO-ESTIMATION | NO-ESTIMATION | NO-ESTIMATION | NO-ESTIMATION | CAPACITY-FACTOR-V1
USA | United States of America | Fitchburg Gas Recovery |  | USA0056527 | 4.8 | 42.5354 | -71.8481 | Waste |  |  |  | 2007.6666666666665 | WM Renewable Energy LLC | U.S. Energy Information Administration | http://www.eia.gov/electricity/data/browser/ | U.S. Energy Information Administration | 30202 | 2019 | 33.443 | 27.238 | 25.278000000000002 | 34.542 | 36.51 | 37.757 | 37.641 | U.S. Energy Information Administration |  |  |  |  | 0.86 | NO-ESTIMATION | NO-ESTIMATION | NO-ESTIMATION | NO-ESTIMATION | CAPACITY-FACTOR-V1
USA | United States of America | Pinetree Power Fitchburg |  | USA0054620 | 18 | 42.5428 | -71.8528 | Waste | Gas |  |  | 1992.0 | Pinetree Power Fitchburg LLC | U.S. Energy Information Administration | http://www.eia.gov/electricity/data/browser/ | U.S. Energy Information Administration | 30202 | 2019 | 0.0 | 0.0 | 118.634003 | 128.492996 | 130.24300000000002 | 106.319004 | 91.658 | U.S. Energy Information Administration |  |  |  |  | 3.26 | NO-ESTIMATION | NO-ESTIMATION | NO-ESTIMATION | NO-ESTIMATION | CAPACITY-FACTOR-V1
USA | United States of America | Pheasant Run Landfill Gas Recovery |  | USA0054661 | 8.8 | 42.5825 | -88.0436 | Waste |  |  |  | 1998.9090909090912 | WM Renewable Energy LLC | U.S. Energy Information Administration | http://www.eia.gov/electricity/data/browser/ | U.S. Energy Information Administration | 14540 | 2019 | 66.882 | 60.370000000000005 | 60.6 | 63.525 | 57.616 | 51.236000000000004 | 50.327 | U.S. Energy Information Administration |  |  |  |  | 1.59 | NO-ESTIMATION | NO-ESTIMATION | NO-ESTIMATION | NO-ESTIMATION | CAPACITY-FACTOR-V1
USA | United States of America | Chaffee Gas Recovery |  | USA0056526 | 6.4 | 42.5831 | -78.4864 | Waste |  |  |  | 2007.5000000000005 | WM Renewable Energy LLC | U.S. Energy Information Administration | http://www.eia.gov/electricity/data/browser/ | U.S. Energy Information Administration | 63161 | 2019 | 50.616 | 47.803000000000004 | 51.682 | 53.835 | 50.725 | 50.673 | 41.689 | U.S. Energy Information Administration |  |  |  |  | 1.15 | NO-ESTIMATION | NO-ESTIMATION | NO-ESTIMATION | NO-ESTIMATION | CAPACITY-FACTOR-V1
USA | United States of America | MM Albany Energy |  | USA0055155 | 5.9 | 42.7044 | -73.8509 | Waste |  |  |  | 2007.1186440677968 | MM Albany Energy LLC | U.S. Energy Information Administration | http://www.eia.gov/electricity/data/browser/ | U.S. Energy Information Administration |  | 2019 | 27.037 | 24.301000000000002 | 31.476 | 28.614 | 25.689 | 28.849 | 11.921 | U.S. Energy Information Administration |  |  |  |  | 1.06 | NO-ESTIMATION | NO-ESTIMATION | NO-ESTIMATION | NO-ESTIMATION | CAPACITY-FACTOR-V1
USA | United States of America | Ameresco Janesville |  | USA0056427 | 3 | 42.7083 | -89.0208 | Waste |  |  |  | 2004.0 | AMERESCO Janesville LLC | U.S. Energy Information Administration | http://www.eia.gov/electricity/data/browser/ | U.S. Energy Information Administration |  | 2019 | 13.508000000000001 | 13.924 | 11.474 | 11.214 | 11.079 | 12.713000000000001 | 11.479 | U.S. Energy Information Administration |  |  |  |  | 0.54 | NO-ESTIMATION | NO-ESTIMATION | NO-ESTIMATION | NO-ESTIMATION | CAPACITY-FACTOR-V1
USA | United States of America | Waxdale |  | USA0059448 | 10 | 42.7094 | -87.8853 | Waste | Gas | Wind |  | 2007.05 | S.C. Johnson & Son Inc. | U.S. Energy Information Administration | http://www.eia.gov/electricity/data/browser/ | U.S. Energy Information Administration | 50926 | 2019 |  | 46.068999999999996 | 45.985 | 43.75899999999999 | 46.057 | 47.748999999999995 | 46.577 | U.S. Energy Information Administration |  |  |  |  | 1.81 | NO-ESTIMATION | NO-ESTIMATION | NO-ESTIMATION | NO-ESTIMATION | CAPACITY-FACTOR-V1
USA | United States of America | Eagle Valley (MI) |  | USA0057405 | 3.2 | 42.7225 | -83.2631 | Waste |  |  |  | 2011.0000000000002 | WM Renewable Energy LLC | U.S. Energy Information Administration | http://www.eia.gov/electricity/data/browser/ | U.S. Energy Information Administration |  | 2019 | 26.661 | 27.116 | 26.244 | 26.161 | 26.221 | 25.367 | 24.969 | U.S. Energy Information Administration |  |  |  |  | 0.57 | NO-ESTIMATION | NO-ESTIMATION | NO-ESTIMATION | NO-ESTIMATION | CAPACITY-FACTOR-V1
USA | United States of America | Wheelabrator North Andover |  | USA0050877 | 40.3 | 42.7262 | -71.1219 | Waste |  |  |  | 1985.0000000000002 | Wheelabrator Environmental Systems | U.S. Energy Information Administration | http://www.eia.gov/electricity/data/browser/ | U.S. Energy Information Administration | 36870 | 2019 | 248.303 | 242.24099999999999 | 249.56400000000002 | 250.034 | 242.147 | 240.828 | 218.375 | U.S. Energy Information Administration |  |  |  |  | 7.3 | NO-ESTIMATION | NO-ESTIMATION | NO-ESTIMATION | NO-ESTIMATION | CAPACITY-FACTOR-V1
USA | United States of America | Nashua Plant |  | USA0055006 | 2.4 | 42.7323 | -71.5224 | Waste |  |  |  | 2009.3333333333333 | EPP Renewable Energy | U.S. Energy Information Administration | http://www.eia.gov/electricity/data/browser/ | U.S. Energy Information Administration |  | 2019 | 5.247 | 5.126 | 3.366 | 11.001 | 13.772 | 15.205 | 14.935 | U.S. Energy Information Administration |  |  |  |  | 0.43 | NO-ESTIMATION | NO-ESTIMATION | NO-ESTIMATION | NO-ESTIMATION | CAPACITY-FACTOR-V1
USA | United States of America | Pine Tree Acres |  | USA0054989 | 8.8 | 42.7645 | -82.7471 | Waste |  |  |  | 2003.454545454546 | LES Project Holdings LLC | U.S. Energy Information Administration | http://www.eia.gov/electricity/data/browser/ | U.S. Energy Information Administration | 24558 | 2019 | 70.327 | 72.374 | 72.27 | 72.065 | 70.877 | 68.058 | 71.891 | U.S. Energy Information Administration |  |  |  |  | 1.59 | NO-ESTIMATION | NO-ESTIMATION | NO-ESTIMATION | NO-ESTIMATION | CAPACITY-FACTOR-V1
USA | United States of America | Covanta Haverhill |  | USA0050661 | 46 | 42.7650 | -71.1242 | Waste |  |  |  | 1989.0 | Ogden Projects Inc-Haverhill | U.S. Energy Information Administration | http://www.eia.gov/electricity/data/browser/ | U.S. Energy Information Administration | 28737 | 2019 | 340.38800100000003 | 336.585998 | 328.71399900000006 | 332.37800200000004 | 311.067 | 335.82099999999997 | 338.247 | U.S. Energy Information Administration |  |  |  |  | 8.33 | NO-ESTIMATION | NO-ESTIMATION | NO-ESTIMATION | NO-ESTIMATION | CAPACITY-FACTOR-V1
USA | United States of America | Pine Tree Acres WM LFGTE |  | USA0057443 | 12.8 | 42.7650 | -82.7456 | Waste |  |  |  | 2012.0000000000002 | WM Renewable Energy LLC | U.S. Energy Information Administration | http://www.eia.gov/electricity/data/browser/ | U.S. Energy Information Administration |  | 2019 | 107.392 | 106.156 | 103.986 | 90.23 | 100.659 | 92.764 | 69.778 | U.S. Energy Information Administration |  |  |  |  | 2.31 | NO-ESTIMATION | NO-ESTIMATION | NO-ESTIMATION | NO-ESTIMATION | CAPACITY-FACTOR-V1
USA | United States of America | Wood Road |  | USA0054549 | 8 | 42.7729 | -84.5237 | Waste |  |  |  | 2003.1999999999998 | EDL Inc | U.S. Energy Information Administration | http://www.eia.gov/electricity/data/browser/ | U.S. Energy Information Administration |  | 2019 | 57.702 | 63.331 | 64.269 | 66.592 | 65.953 | 65.416 | 65.563 | U.S. Energy Information Administration |  |  |  |  | 1.44 | NO-ESTIMATION | NO-ESTIMATION | NO-ESTIMATION | NO-ESTIMATION | CAPACITY-FACTOR-V1
USA | United States of America | Bryon Center |  | USA0056851 | 3.2 | 42.7814 | -85.6728 | Waste |  |  |  | 2009.0 | EDL Inc | U.S. Energy Information Administration | http://www.eia.gov/electricity/data/browser/ | U.S. Energy Information Administration |  | 2019 | 19.385 | 19.175 | 22.273 | 23.886 | 23.518 | 21.231 | 21.95 | U.S. Energy Information Administration |  |  |  |  | 0.57 | NO-ESTIMATION | NO-ESTIMATION | NO-ESTIMATION | NO-ESTIMATION | CAPACITY-FACTOR-V1
USA | United States of America | Autumn Hills Generating Facility |  | USA0063709 | 4 | 42.7830 | -85.9219 | Waste |  |  |  | 2009.0 | North American Natural Res | U.S. Energy Information Administration | http://www.eia.gov/electricity/data/browser/ | U.S. Energy Information Administration |  | 2019 | [6 empty] | 27.204 | U.S. Energy Information Administration |  |  |  |  | 0.72 | NO-ESTIMATION | NO-ESTIMATION | NO-ESTIMATION | NO-ESTIMATION | CAPACITY-FACTOR-V1
USA | United States of America | Bannock County LFG to Energy |  | USA0059529 | 3.2 | 42.7878 | -112.3656 | Waste |  |  |  | 2016.5 | Bannock County Landfill | U.S. Energy Information Administration | http://www.eia.gov/electricity/data/browser/ | U.S. Energy Information Administration |  | 2019 |  | 4.838 | 8.598 | 10.884 | 11.734 | 10.937 | 8.944 | U.S. Energy Information Administration |  |  |  |  | 0.57 | NO-ESTIMATION | NO-ESTIMATION | NO-ESTIMATION | NO-ESTIMATION | CAPACITY-FACTOR-V1
USA | United States of America | Grand River |  | USA0010532 | 3.2 | 42.7910 | -84.6957 | Waste |  |  |  | 1993.7500000000002 | EDL Inc | U.S. Energy Information Administration | http://www.eia.gov/electricity/data/browser/ | U.S. Energy Information Administration |  | 2019 | 22.378 | 20.475 | 19.47 | 17.059 | 13.99 | 13.181000000000001 | 11.785 | U.S. Energy Information Administration |  |  |  |  | 0.57 | NO-ESTIMATION | NO-ESTIMATION | NO-ESTIMATION | NO-ESTIMATION | CAPACITY-FACTOR-V1
USA | United States of America | Colonie LFGTE Facility |  | USA0056324 | 6.4 | 42.8033 | -73.7267 | Waste |  |  |  | 2008.5000000000002 | Innovative Energy Systems Inc | U.S. Energy Information Administration | http://www.eia.gov/electricity/data/browser/ | U.S. Energy Information Administration |  | 2019 | 31.46 | 37.019 | 35.054 | 34.902 | 35.36 | 34.524 | 25.901 | U.S. Energy Information Administration |  |  |  |  | 1.15 | NO-ESTIMATION | NO-ESTIMATION | NO-ESTIMATION | NO-ESTIMATION | CAPACITY-FACTOR-V1
USA | United States of America | Metro Gas Recovery |  | USA0050576 | 9.2 | 42.8506 | -88.0697 | Waste |  |  |  | 1990.869565217391 | WM Renewable Energy LLC | U.S. Energy Information Administration | http://www.eia.gov/electricity/data/browser/ | U.S. Energy Information Administration | 14533 | 2019 | 38.921 | 39.947 | 44.309 | 43.437 | 44.592 | 41.652 | 38.14 | U.S. Energy Information Administration |  |  |  |  | 1.66 | NO-ESTIMATION | NO-ESTIMATION | NO-ESTIMATION | NO-ESTIMATION | CAPACITY-FACTOR-V1
USA | United States of America | Ontario LFGTE |  | USA0056250 | 11.2 | 42.8586 | -77.0872 | Waste |  |  |  | 2008.2142857142858 | Seneca Energy II | U.S. Energy Information Administration | http://www.eia.gov/electricity/data/browser/ | U.S. Energy Information Administration |  | 2019 | 79.35000000000001 | 75.682 | 60.954 | 58.658 | 67.235 | 71.686 | 79.07 | U.S. Energy Information Administration |  |  |  |  | 2.02 | NO-ESTIMATION | NO-ESTIMATION | NO-ESTIMATION | NO-ESTIMATION | CAPACITY-FACTOR-V1
USA | United States of America | Grand Blanc Generating Station |  | USA0054757 | 7.8 | 42.9088 | -83.7251 | Waste |  |  |  | 2004.1538461538466 | EDL Inc | U.S. Energy Information Administration | http://www.eia.gov/electricity/data/browser/ | U.S. Energy Information Administration |  | 2019 | 49.309 | 52.82 | 54.034 | 53.806000000000004 | 52.584 | 52.224000000000004 | 52.713 | U.S. Energy Information Administration |  |  |  |  | 1.41 | NO-ESTIMATION | NO-ESTIMATION | NO-ESTIMATION | NO-ESTIMATION | CAPACITY-FACTOR-V1
USA | United States of America | Blue Water Renewables Inc |  | USA0057706 | 3.2 | 42.9158 | -82.5945 | Waste |  |  |  | 2012.0 | Blue Water Renewables Inc | U.S. Energy Information Administration | http://www.eia.gov/electricity/data/browser/ | U.S. Energy Information Administration |  | 2019 | 26.373 | 24.736 | 22.696 | 24.366 | 24.134 | 26.844 | 25.579 | U.S. Energy Information Administration |  |  |  |  | 0.57 | NO-ESTIMATION | NO-ESTIMATION | NO-ESTIMATION | NO-ESTIMATION | CAPACITY-FACTOR-V1
USA | United States of America | Seneca Energy |  | USA0054782 | 17.6 | 42.9281 | -76.8408 | Waste |  |  |  | 2000.7272727272718 | Seneca Energy II | U.S. Energy Information Administration | http://www.eia.gov/electricity/data/browser/ | U.S. Energy Information Administration |  | 2019 | 141.103 | 141.805 | 139.757 | 133.523 | 121.99000000000001 | 106.72500000000001 | 103.4 | U.S. Energy Information Administration |  |  |  |  | 3.18 | NO-ESTIMATION | NO-ESTIMATION | NO-ESTIMATION | NO-ESTIMATION | CAPACITY-FACTOR-V1
USA | United States of America | Auburn LFG Energy Facility |  | USA0057636 | 2.2 | 42.9441 | -76.5939 | Waste | Gas |  |  | 2009.9999999999998 | City of Auburn New York | U.S. Energy Information Administration | http://www.eia.gov/electricity/data/browser/ | U.S. Energy Information Administration | 57835 | 2019 | 9.777000000000001 | 10.014 | 8.749 | 3.8890000000000002 | 0.0 | 0.0 |  | U.S. Energy Information Administration |  |  |  |  | 0.39 | NO-ESTIMATION | NO-ESTIMATION | NO-ESTIMATION | NO-ESTIMATION | CAPACITY-FACTOR-V1
USA | United States of America | Kent County Waste to Energy Facility |  | USA0050860 | 18 | 42.9496 | -85.6932 | Waste |  |  |  | 1989.0 | Kent County | U.S. Energy Information Administration | http://www.eia.gov/electricity/data/browser/ | U.S. Energy Information Administration |  | 2019 | 104.688 | 100.536 | 100.008 | 100.77600000000001 | 99.48000000000002 | 102.288 | 96.048 | U.S. Energy Information Administration |  |  |  |  | 3.26 | NO-ESTIMATION | NO-ESTIMATION | NO-ESTIMATION | NO-ESTIMATION | CAPACITY-FACTOR-V1
USA | United States of America | Co-Gen II LLC |  | USA0050993 | 7.5 | 42.9611 | -123.3591 | Waste | Gas |  |  | 1987.0 | Co-Gen II | U.S. Energy Information Administration | http://www.eia.gov/electricity/data/browser/ | U.S. Energy Information Administration |  | 2019 | 0.0 | 0.0 | 0.0 | 0.0 | 0.0 | 0.0 | 0 | U.S. Energy Information Administration |  |  |  |  | 1.35 | NO-ESTIMATION | NO-ESTIMATION | NO-ESTIMATION | NO-ESTIMATION | CAPACITY-FACTOR-V1
USA | United States of America | Lennon Generating |  | USA0059436 | 9.6 | 42.9817 | -83.9794 | Waste |  |  |  | 2010.4166666666667 | North American Natural Res | U.S. Energy Information Administration | http://www.eia.gov/electricity/data/browser/ | U.S. Energy Information Administration |  | 2019 |  | 25.057000000000002 | 25.231 | 25.826 | 28.983 | 30.942 | 36.76 | U.S. Energy Information Administration |  |  |  |  | 1.73 | NO-ESTIMATION | NO-ESTIMATION | NO-ESTIMATION | NO-ESTIMATION | CAPACITY-FACTOR-V1
USA | United States of America | Venice Resources Gas Recovery |  | USA0054539 | 1.6 | 42.9850 | -83.9764 | Waste |  |  |  | 1992.0 | WM Renewable Energy LLC | U.S. Energy Information Administration | http://www.eia.gov/electricity/data/browser/ | U.S. Energy Information Administration |  | 2019 | 12.534 | 12.553 | 13.08 | 12.618 | 12.758000000000001 | 13.474 | 13.258 | U.S. Energy Information Administration |  |  |  |  | 0.28 | NO-ESTIMATION | NO-ESTIMATION | NO-ESTIMATION | NO-ESTIMATION | CAPACITY-FACTOR-V1
USA | United States of America | Onondaga County Resource Recovery |  | USA0050662 | 39.5 | 43.0047 | -76.1149 | Waste |  |  |  | 1994.0 | Covanta Onondega LP | U.S. Energy Information Administration | http://www.eia.gov/electricity/data/browser/ | U.S. Energy Information Administration |  | 2019 | 188.21500000000003 | 187.296 | 190.56900000000002 | 197.77999600000004 | 221.322004 | 216.103004 | 222.825 | U.S. Energy Information Administration |  |  |  |  | 7.15 | NO-ESTIMATION | NO-ESTIMATION | NO-ESTIMATION | NO-ESTIMATION | CAPACITY-FACTOR-V1
USA | United States of America | Fulton LFGTE Facility |  | USA0057003 | 3.2 | 43.0142 | -74.4739 | Waste |  |  |  | 2010.0 | Innovative Energy Systems Inc | U.S. Energy Information Administration | http://www.eia.gov/electricity/data/browser/ | U.S. Energy Information Administration |  | 2019 | 13.317 | 12.395 | 10.982000000000001 | 11.882 | 12.950000000000001 | 13.351 | 12.899 | U.S. Energy Information Administration |  |  |  |  | 0.57 | NO-ESTIMATION | NO-ESTIMATION | NO-ESTIMATION | NO-ESTIMATION | CAPACITY-FACTOR-V1
USA | United States of America | Waste Management Madison County LFGTE |  | USA0057021 | 1.6 | 43.0336 | -75.7028 | Waste |  |  |  | 2009.0 | WM Renewable Energy LLC | U.S. Energy Information Administration | http://www.eia.gov/electricity/data/browser/ | U.S. Energy Information Administration |  | 2019 | 6.4910000000000005 | 6.2010000000000005 | 6.702 | 6.349 | 5.479 | 4.5040000000000004 | 5.507 | U.S. Energy Information Administration |  |  |  |  | 0.28 | NO-ESTIMATION | NO-ESTIMATION | NO-ESTIMATION | NO-ESTIMATION | CAPACITY-FACTOR-V1
USA | United States of America | Coopersville |  | USA0054756 | 6.4 | 43.0473 | -85.9562 | Waste |  |  |  | 1997.0 | EDL Inc | U.S. Energy Information Administration | http://www.eia.gov/electricity/data/browser/ | U.S. Energy Information Administration |  | 2019 | 38.927 | 40.586 | 42.428000000000004 | 42.228 | 41.134 | 37.666000000000004 | 38.456 | U.S. Energy Information Administration |  |  |  |  | 1.15 | NO-ESTIMATION | NO-ESTIMATION | NO-ESTIMATION | NO-ESTIMATION | CAPACITY-FACTOR-V1
USA | United States of America | Mill Seat Renewable Energy Facility |  | USA0061012 | 6.4 | 43.0637 | -77.9329 | Waste |  |  |  | 2007.0000000000002 | WM Renewable Energy LLC | U.S. Energy Information Administration | http://www.eia.gov/electricity/data/browser/ | U.S. Energy Information Administration |  | 2019 |  |  |  | 0.0 | 52.632 | 52.787 | 52.127 | U.S. Energy Information Administration |  |  |  |  | 1.15 | NO-ESTIMATION | NO-ESTIMATION | NO-ESTIMATION | NO-ESTIMATION | CAPACITY-FACTOR-V1
USA | United States of America | High Acres Gas Recovery |  | USA0050568 | 9.6 | 43.0817 | -77.3817 | Waste |  |  |  | 2002.3333333333333 | WM Renewable Energy LLC | U.S. Energy Information Administration | http://www.eia.gov/electricity/data/browser/ | U.S. Energy Information Administration |  | 2019 | 80.31400000000001 | 78.275 | 72.014 | 79.138 | 68.20400000000001 | 49.312 | 65.666 | U.S. Energy Information Administration |  |  |  |  | 1.73 | NO-ESTIMATION | NO-ESTIMATION | NO-ESTIMATION | NO-ESTIMATION | CAPACITY-FACTOR-V1
USA | United States of America | Covanta Niagara I LLC |  | USA0050472 | 50 | 43.0839 | -79.0056 | Waste | Gas |  |  | 1980.0 | Covanta Energy of Niagara LP | U.S. Energy Information Administration | http://www.eia.gov/electricity/data/browser/ | U.S. Energy Information Administration |  | 2019 | 0.0 | 0.0 | 0.0 | 0.0 | 0.0 | 0.0 | 162.841 | U.S. Energy Information Administration |  |  |  |  | 9.06 | NO-ESTIMATION | NO-ESTIMATION | NO-ESTIMATION | NO-ESTIMATION | CAPACITY-FACTOR-V1
USA | United States of America | Genesee Power Station LP |  | USA0054751 | 39.5 | 43.0851 | -83.6694 | Waste | Gas | Other |  | 1996.0 | CMS Generation Operating LLC | U.S. Energy Information Administration | http://www.eia.gov/electricity/data/browser/ | U.S. Energy Information Administration | 16796 | 2019 | 0.0 | 139.14200400000004 | 70.919 | 110.259001 | 98.114 | 76.99900000000001 | 86.651 | U.S. Energy Information Administration |  |  |  |  | 7.15 | NO-ESTIMATION | NO-ESTIMATION | NO-ESTIMATION | NO-ESTIMATION | CAPACITY-FACTOR-V1
USA | United States of America | Dillard Complex |  | USA0050396 | 51.5 | 43.0895 | -123.4156 | Waste | Gas |  |  | 1955.0 | Roseburg Forest Products Co | U.S. Energy Information Administration | http://www.eia.gov/electricity/data/browser/ | U.S. Energy Information Administration | 64536 | 2019 | 159.773005 | 167.283004 | 144.10299700000002 | 138.972 | 133.89599800000002 | 144.04499900000002 | 133.638 | U.S. Energy Information Administration |  |  |  |  | 9.33 | SOLAR-V1-NO-AGE | SOLAR-V1-NO-AGE | SOLAR-V1-NO-AGE | SOLAR-V1-NO-AGE | SOLAR-V1-NO-AGE
USA | United States of America | Deertrack Park Gas Recovery |  | USA0056520 | 6.4 | 43.0900 | -88.7397 | Waste |  |  |  | 2007.0 | WM Renewable Energy LLC | U.S. Energy Information Administration | http://www.eia.gov/electricity/data/browser/ | U.S. Energy Information Administration |  | 2019 | 45.399 | 44.463 | 41.863 | 41.826 | 37.993 | 37.267 | 35.157 | U.S. Energy Information Administration |  |  |  |  | 1.15 | SOLAR-V1-NO-AGE | SOLAR-V1-NO-AGE | SOLAR-V1-NO-AGE | SOLAR-V1-NO-AGE | SOLAR-V1-NO-AGE
USA | United States of America | UNH 7.9 MW Plant |  | USA0058180 | 7.9 | 43.1367 | -70.9361 | Waste | Oil | Gas |  | 2006.0 | Emcor Energy Services | U.S. Energy Information Administration | http://www.eia.gov/electricity/data/browser/ | U.S. Energy Information Administration |  | 2019 | 56.363 | 56.041 | 59.995 | 61.744 | 57.452999999999996 | 55.998000000000005 | 51.648 | U.S. Energy Information Administration |  |  |  |  | 1.43 | SOLAR-V1-NO-AGE | SOLAR-V1-NO-AGE | SOLAR-V1-NO-AGE | SOLAR-V1-NO-AGE | SOLAR-V1-NO-AGE
USA | United States of America | Brent Run Generating Station |  | USA0054910 | 7 | 43.1764 | -83.8480 | Waste |  |  |  | 2005.4285714285718 | EDL Inc | U.S. Energy Information Administration | http://www.eia.gov/electricity/data/browser/ | U.S. Energy Information Administration |  | 2019 |  | 41.367 | 39.906 | 43.988 | 48.998 | 49.139 | 50.647 | U.S. Energy Information Administration |  |  |  |  | 1.26 | SOLAR-V1-NO-AGE | SOLAR-V1-NO-AGE | SOLAR-V1-NO-AGE | SOLAR-V1-NO-AGE | SOLAR-V1-NO-AGE
USA | United States of America | Roseburg LFG |  | USA0057911 | 1.6 | 43.1861 | -123.3803 | Waste |  |  |  | 2012.0 | Roseburg LFG Energy LLC | U.S. Energy Information Administration | http://www.eia.gov/electricity/data/browser/ | U.S. Energy Information Administration | 67339 | 2019 | 12.07 | 10.604000000000001 | 10.891 | 12.303 | 8.993 | 6.04 | 6.125 | U.S. Energy Information Administration |  |  |  |  | 0.28 | SOLAR-V1-NO-AGE | SOLAR-V1-NO-AGE | SOLAR-V1-NO-AGE | SOLAR-V1-NO-AGE | SOLAR-V1-NO-AGE
USA | United States of America | Omega Hills Gas Recovery |  | USA0050577 | 12.8 | 43.1922 | -88.1597 | Waste |  |  |  | 1996.0546875 | WM Renewable Energy LLC | U.S. Energy Information Administration | http://www.eia.gov/electricity/data/browser/ | U.S. Energy Information Administration | 14539 | 2019 | 92.27 | 88.726 | 82.342 | 89.48100000000001 | 90.31 | 91.714 | 87.718 | U.S. Energy Information Administration |  |  |  |  | 2.31 | SOLAR-V1-NO-AGE | SOLAR-V1-NO-AGE | SOLAR-V1-NO-AGE | SOLAR-V1-NO-AGE | SOLAR-V1-NO-AGE
USA | United States of America | Model City Energy Facility |  | USA0055757 | 5.6 | 43.2094 | -78.9836 | Waste |  |  |  | 2001.0000000000005 | Model City Energy LLC | U.S. Energy Information Administration | http://www.eia.gov/electricity/data/browser/ | U.S. Energy Information Administration | 59011 | 2019 | 42.855000000000004 | 39.451 | 38.18 | 38.216 | 39.561 | 39.277 | 39.257 | U.S. Energy Information Administration |  |  |  |  | 1.01 | SOLAR-V1-NO-AGE | SOLAR-V1-NO-AGE | SOLAR-V1-NO-AGE | SOLAR-V1-NO-AGE | SOLAR-V1-NO-AGE
USA | United States of America | Modern Innovative Energy LLC |  | USA0056323 | 6.4 | 43.2094 | -78.9836 | Waste |  |  |  | 2006.0000000000002 | Innovative Energy Systems Inc | U.S. Energy Information Administration | http://www.eia.gov/electricity/data/browser/ | U.S. Energy Information Administration |  | 2019 | 42.362 | 31.533 | 17.667 | 14.253 | 21.885 | 19.987000000000002 | 30.887 | U.S. Energy Information Administration |  |  |  |  | 1.15 | NO-ESTIMATION | NO-ESTIMATION | NO-ESTIMATION | NO-ESTIMATION | CAPACITY-FACTOR-V1
USA | United States of America | Turnkey Landfill Gas Recovery |  | USA0054663 | 9.2 | 43.2416 | -70.9664 | Waste |  |  |  | 1996.0000000000002 | WM Renewable Energy LLC | U.S. Energy Information Administration | http://www.eia.gov/electricity/data/browser/ | U.S. Energy Information Administration | 14545 | 2019 | 27.758000000000003 | 29.484 | 27.15 | 26.310000000000002 | 27.180999999999997 | 28.317 | 33.621 | U.S. Energy Information Administration |  |  |  |  | 1.66 | NO-ESTIMATION | NO-ESTIMATION | NO-ESTIMATION | NO-ESTIMATION | CAPACITY-FACTOR-V1
USA | United States of America | Peoples Generating Station |  | USA0054890 | 3.2 | 43.2797 | -83.8651 | Waste |  |  |  | 1995.0 | North American Natural Res | U.S. Energy Information Administration | http://www.eia.gov/electricity/data/browser/ | U.S. Energy Information Administration |  | 2019 | 20.027 | 27.522000000000002 | 24.605 | 25.826 | 18.324 | 18.580000000000002 | 26.165 | U.S. Energy Information Administration |  |  |  |  | 0.57 | NO-ESTIMATION | NO-ESTIMATION | NO-ESTIMATION | NO-ESTIMATION | CAPACITY-FACTOR-V1
USA | United States of America | Wheelabrator Concord Facility |  | USA0050873 | 14 | 43.2866 | -71.5769 | Waste |  |  |  | 1989.0 | Wheelabrator Environmental Systems | U.S. Energy Information Administration | http://www.eia.gov/electricity/data/browser/ | U.S. Energy Information Administration | 36865 | 2019 | 102.438 | 101.304 | 101.47200000000001 | 100.00200000000001 | 99.358 | 97.30000000000001 | 99.344 | U.S. Energy Information Administration |  |  |  |  | 2.53 | NO-ESTIMATION | NO-ESTIMATION | NO-ESTIMATION | NO-ESTIMATION | CAPACITY-FACTOR-V1
USA | United States of America | Douglas County Forest Products |  | USA0061761 | 6.3 | 43.2898 | -123.3616 | Waste |  |  |  | 2007.0000000000002 | Douglas County Forest Products | U.S. Energy Information Administration | http://www.eia.gov/electricity/data/browser/ | U.S. Energy Information Administration |  | 2019 |  |  |  |  | 28.076 | 27.929000000000002 | 17.739 | U.S. Energy Information Administration |  |  |  |  | 1.14 | NO-ESTIMATION | NO-ESTIMATION | NO-ESTIMATION | NO-ESTIMATION | CAPACITY-FACTOR-V1
USA | United States of America | Wheelabrator Hudson Falls |  | USA0010503 | 14.4 | 43.3056 | -73.5914 | Waste |  |  |  | 1991.0 | Wheelabrator Environmental Systems | U.S. Energy Information Administration | http://www.eia.gov/electricity/data/browser/ | U.S. Energy Information Administration | 12393 | 2019 | 74.515 | 75.349 | 72.96700000000001 | 76.924 | 71.104 | 76.526 | 76.559 | U.S. Energy Information Administration |  |  |  |  | 2.6 | NO-ESTIMATION | NO-ESTIMATION | NO-ESTIMATION | NO-ESTIMATION | CAPACITY-FACTOR-V1
USA | United States of America | Finch Paper |  | USA0010511 | 29 | 43.3084 | -73.6376 | Waste | Gas |  |  | 1987.0 | Finch Paper LLC | U.S. Energy Information Administration | http://www.eia.gov/electricity/data/browser/ | U.S. Energy Information Administration |  | 2019 | 149.679 | 152.936 | 134.87 | 138.485824 | 120.427383 | 112.945685 | 131.0406 | U.S. Energy Information Administration |  |  |  |  | 5.25 | NO-ESTIMATION | NO-ESTIMATION | NO-ESTIMATION | NO-ESTIMATION | CAPACITY-FACTOR-V1
USA | United States of America | Oswego County Energy Recovery |  | USA0050907 | 3.6 | 43.3488 | -76.4252 | Waste | Gas |  |  | 1986.0 | Oswego County | U.S. Energy Information Administration | http://www.eia.gov/electricity/data/browser/ | U.S. Energy Information Administration | 29209 | 2019 | 5.063000000000001 | 10.71656 | 8.383 | 11.40332 | 10.35766 | 8.305140000000002 | 8.8522 | U.S. Energy Information Administration |  |  |  |  | 0.65 | NO-ESTIMATION | NO-ESTIMATION | NO-ESTIMATION | NO-ESTIMATION | CAPACITY-FACTOR-V1
USA | United States of America | POET Biorefining - Chancellor |  | USA0063853 | 5.4 | 43.3705 | -96.9598 | Waste |  |  |  | 2018.0 | POET Biorefining- Chancellor | U.S. Energy Information Administration | http://www.eia.gov/electricity/data/browser/ | U.S. Energy Information Administration |  | 2019 | [12 empty] | 0.97 | NO-ESTIMATION | NO-ESTIMATION | NO-ESTIMATION | NO-ESTIMATION | CAPACITY-FACTOR-V1
USA | United States of America | Lake Mills Gas Recovery |  | USA0056521 | 4 | 43.3864 | -93.5589 | Waste |  |  |  | 2006.0000000000002 | WM Renewable Energy LLC | U.S. Energy Information Administration | http://www.eia.gov/electricity/data/browser/ | U.S. Energy Information Administration |  | 2019 | 31.67 | 28.784 | 30.444 | 28.072 | 23.205000000000002 | 20.715 | 16.94 | U.S. Energy Information Administration |  |  |  |  | 0.72 | NO-ESTIMATION | NO-ESTIMATION | NO-ESTIMATION | NO-ESTIMATION | CAPACITY-FACTOR-V1
USA | United States of America | Springfield Power LLC |  | USA0010838 | 20 | 43.4429 | -72.0560 | Waste |  |  |  | 1988.0 | Springfield Power LLC | U.S. Energy Information Administration | http://www.eia.gov/electricity/data/browser/ | U.S. Energy Information Administration | 57855 | 2019 | 137.952 | 142.411 | 140.516 | 139.436 | 137.919 | 134.047 | 30.129 | U.S. Energy Information Administration |  |  |  |  | 3.62 | NO-ESTIMATION | NO-ESTIMATION | NO-ESTIMATION | NO-ESTIMATION | CAPACITY-FACTOR-V1
USA | United States of America | Oneida Herkimer |  | USA0057404 | 3.2 | 43.4622 | -75.4183 | Waste |  |  |  | 2012.5 | WM Renewable Energy LLC | U.S. Energy Information Administration | http://www.eia.gov/electricity/data/browser/ | U.S. Energy Information Administration |  | 2019 | 21.109 | 25.114 | 25.057000000000002 | 25.753 | 25.922 | 27.099 | 26.29 | U.S. Energy Information Administration |  |  |  |  | 0.57 | NO-ESTIMATION | NO-ESTIMATION | NO-ESTIMATION | NO-ESTIMATION | CAPACITY-FACTOR-V1
USA | United States of America | Indeck Energy-Alexandria |  | USA0058595 | 16 | 43.5608 | -71.7806 | Waste |  |  |  | 2008.0 | Indeck Energy-Alexandria LLC | U.S. Energy Information Administration | http://www.eia.gov/electricity/data/browser/ | U.S. Energy Information Administration | 28120 | 2019 | 110.24600000000001 | 106.331 | 109.63 | 114.181 | 33.251 | 0.0 | 0 | U.S. Energy Information Administration |  |  |  |  | 2.89 | NO-ESTIMATION | NO-ESTIMATION | NO-ESTIMATION | NO-ESTIMATION | CAPACITY-FACTOR-V1
USA | United States of America | Regional Waste Systems |  | USA0050225 | 13.3 | 43.6556 | -70.3347 | Waste | Gas |  |  | 1988.0 | Ecomaine | U.S. Energy Information Administration | http://www.eia.gov/electricity/data/browser/ | U.S. Energy Information Administration |  | 2019 | 88.646 | 88.08500000000001 | 78.226 | 91.636 | 82.934 | 84.173 | 79.415 | U.S. Energy Information Administration |  |  |  |  | 2.41 | NO-ESTIMATION | NO-ESTIMATION | NO-ESTIMATION | NO-ESTIMATION | CAPACITY-FACTOR-V1
USA | United States of America | S D Warren Westbrook |  | USA0050447 | 69.7 | 43.6849 | -70.3532 | Waste | Coal | Oil | Hydro | 1976.4218077474893 | S D Warren Co.- Westbrook | U.S. Energy Information Administration | http://www.eia.gov/electricity/data/browser/ | U.S. Energy Information Administration | 32279 | 2019 | 221.747004 | 179.216002 | 145.18 | 106.259 | 114.749 | 116.565 | 110.947 | U.S. Energy Information Administration |  |  |  |  | 12.63 | NO-ESTIMATION | NO-ESTIMATION | NO-ESTIMATION | NO-ESTIMATION | CAPACITY-FACTOR-V1
USA | United States of America | Hidden Hollow Energy |  | USA0057861 | 3.2 | 43.6972 | -116.2714 | Waste |  |  |  | 2007.0 | Hidden Hollow Energy LLC | U.S. Energy Information Administration | http://www.eia.gov/electricity/data/browser/ | U.S. Energy Information Administration |  | 2019 | 20.274 | 18.256 | 21.181 | 22.05 | 20.606 | 5.767 |  | U.S. Energy Information Administration |  |  |  |  | 0.57 | NO-ESTIMATION | NO-ESTIMATION | NO-ESTIMATION | NO-ESTIMATION | CAPACITY-FACTOR-V1
USA | United States of America | Bridgewater Power LP |  | USA0010290 | 20 | 43.7155 | -71.6585 | Waste | Oil |  |  | 1987.0 | Bridgewater Power Co LP | U.S. Energy Information Administration | http://www.eia.gov/electricity/data/browser/ | U.S. Energy Information Administration | 14936 | 2019 | 126.292996 | 122.899999 | 123.61800000000001 | 123.19400300000001 | 121.464001 | 78.012 | 81.646 | U.S. Energy Information Administration |  |  |  |  | 3.62 | NO-ESTIMATION | NO-ESTIMATION | NO-ESTIMATION | NO-ESTIMATION | CAPACITY-FACTOR-V1
USA | United States of America | DANC LFGTE Facility |  | USA0056958 | 6.4 | 43.8200 | -75.9175 | Waste |  |  |  | 2009.0000000000002 | Innovative Energy Systems Inc | U.S. Energy Information Administration | http://www.eia.gov/electricity/data/browser/ | U.S. Energy Information Administration |  | 2019 | 46.405 | 39.374 | 33.446 | 30.041 | 29.738 | 33.368 | 35.548 | U.S. Energy Information Administration |  |  |  |  | 1.15 | NO-ESTIMATION | NO-ESTIMATION | NO-ESTIMATION | NO-ESTIMATION | CAPACITY-FACTOR-V1
USA | United States of America | Pinetree Power Tamworth |  | USA0050739 | 25 | 43.8358 | -71.1967 | Waste |  |  |  | 1988.0 | Pinetree Power- Tamworth LLC. | U.S. Energy Information Administration | http://www.eia.gov/electricity/data/browser/ | U.S. Energy Information Administration | 30204 | 2019 | 159.98 | 166.03300000000002 | 154.44400000000002 | 119.37400000000001 | 155.354 | 92.855 | 113.672 | U.S. Energy Information Administration |  |  |  |  | 4.53 | NO-ESTIMATION | NO-ESTIMATION | NO-ESTIMATION | NO-ESTIMATION | CAPACITY-FACTOR-V1
USA | United States of America | Onalaska Campus Landfill Biogas |  | USA0057824 | 1.1 | 43.8739 | -91.1800 | Waste |  |  |  | 2012.0 | Gundersen Lutheran Biogas I LLC | U.S. Energy Information Administration | http://www.eia.gov/electricity/data/browser/ | U.S. Energy Information Administration |  | 2019 | 5.713 | 5.556 | 5.0840000000000005 | 5.378 | 5.331 | 3.833 | 5.626 | U.S. Energy Information Administration |  |  |  |  | 0.19 | NO-ESTIMATION | NO-ESTIMATION | NO-ESTIMATION | NO-ESTIMATION | CAPACITY-FACTOR-V1
USA | United States of America | Pinconning White Feather |  | USA0056852 | 3.2 | 43.8983 | -83.9494 | Waste |  |  |  | 2009.0 | EDL Inc | U.S. Energy Information Administration | http://www.eia.gov/electricity/data/browser/ | U.S. Energy Information Administration |  | 2019 | 19.868000000000002 | 17.616 | 16.931 | 18.144000000000002 | 18.203 | 22.354 | 22.86 | U.S. Energy Information Administration |  |  |  |  | 0.57 | NO-ESTIMATION | NO-ESTIMATION | NO-ESTIMATION | NO-ESTIMATION | CAPACITY-FACTOR-V1
USA | United States of America | Berlin Landfill Gas |  | USA0056069 | 2.4 | 43.9603 | -88.9158 | Waste |  |  |  | 2001.0 | WM Renewable Energy LLC | U.S. Energy Information Administration | http://www.eia.gov/electricity/data/browser/ | U.S. Energy Information Administration | 55528 | 2019 | 20.364 | 20.401 | 20.374 | 20.408 | 16.913 | 13.033 | 18.434 | U.S. Energy Information Administration |  |  |  |  | 0.43 | NO-ESTIMATION | NO-ESTIMATION | NO-ESTIMATION | NO-ESTIMATION | CAPACITY-FACTOR-V1
USA | United States of America | Short Mountain |  | USA0007413 | 3.2 | 43.9621 | -122.9974 | Waste |  |  |  | 1992.5 | Emerald People's Utility Dist | U.S. Energy Information Administration | http://www.eia.gov/electricity/data/browser/ | U.S. Energy Information Administration | 19300 | 2019 | 18.228 | 15.973 | 14.844000000000001 | 18.083000000000002 | 18.302 | 16.762 | 19.644 | U.S. Energy Information Administration |  |  |  |  | 0.57 | NO-ESTIMATION | NO-ESTIMATION | NO-ESTIMATION | NO-ESTIMATION | CAPACITY-FACTOR-V1
USA | United States of America | Waste Management Northern Oaks LFGTE |  | USA0057024 | 1.6 | 43.9906 | -84.8003 | Waste |  |  |  | 2010.0 | WM Renewable Energy LLC | U.S. Energy Information Administration | http://www.eia.gov/electricity/data/browser/ | U.S. Energy Information Administration | 60566 | 2019 | 11.991 | 12.498000000000001 | 11.756 | 12.22 | 11.72 | 9.066 | 7.649 | U.S. Energy Information Administration |  |  |  |  | 0.28 | NO-ESTIMATION | NO-ESTIMATION | NO-ESTIMATION | NO-ESTIMATION | CAPACITY-FACTOR-V1
USA | United States of America | Middlebury College |  | USA0057804 | 1.4 | 44.0075 | -73.1769 | Waste | Oil | Gas |  | 1993.0 | Middlebury College Biomass | U.S. Energy Information Administration | http://www.eia.gov/electricity/data/browser/ | U.S. Energy Information Administration | 26361 | 2019 | 3.479 | 3.68 | 2.9594699999999996 | 3.48909 | 3.12437 | 3.44447 | 3.395 | U.S. Energy Information Administration |  |  |  |  | 0.25 | NO-ESTIMATION | NO-ESTIMATION | NO-ESTIMATION | NO-ESTIMATION | CAPACITY-FACTOR-V1
USA | United States of America | Olmsted Waste Energy |  | USA0050413 | 11.3 | 44.0261 | -92.4323 | Waste | Oil |  |  | 2001.504424778761 | Olmsted County Public Works | U.S. Energy Information Administration | http://www.eia.gov/electricity/data/browser/ | U.S. Energy Information Administration |  | 2019 | 28.61709 | 28.50451 | 32.355610000000006 | 32.56838 | 33.33304 | 33.31413 | 32.1993 | U.S. Energy Information Administration |  |  |  |  | 2.04 | NO-ESTIMATION | NO-ESTIMATION | NO-ESTIMATION | NO-ESTIMATION | CAPACITY-FACTOR-V1
USA | United States of America | ReEnergy Black River |  | USA0010464 | 55.5 | 44.0365 | -75.7720 | Waste | Oil | Other |  | 1989.0 | Black River Generation LLC | U.S. Energy Information Administration | http://www.eia.gov/electricity/data/browser/ | U.S. Energy Information Administration | 23558 | 2019 | 0.0 | 0.0 | 0.0 | 0.0 | 0.0 | 0.0 | 295.59 | U.S. Energy Information Administration |  |  |  |  | 10.05 | HYDRO-V1 | HYDRO-V1 | HYDRO-V1 | HYDRO-V1 | HYDRO-V1
USA | United States of America | MMWAC Resource Recovery Facility |  | USA0050035 | 5 | 44.0678 | -70.2608 | Waste |  |  |  | 1992.0 | Maine Waste to Energy | U.S. Energy Information Administration | http://www.eia.gov/electricity/data/browser/ | U.S. Energy Information Administration |  | 2019 | 16.815 | 16.663000000000004 | 16.415 | 16.697000000000003 | 15.837 | 15.613999999999999 | 16.1 | U.S. Energy Information Administration |  |  |  |  | 0.9 | SOLAR-V1-NO-AGE | SOLAR-V1-NO-AGE | SOLAR-V1-NO-AGE | SOLAR-V1-NO-AGE | SOLAR-V1-NO-AGE
USA | United States of America | Winnebago County Landfill Gas |  | USA0050936 | 3.9 | 44.0830 | -88.5411 | Waste | Gas |  |  | 2008.4615384615386 | Winnebago County | U.S. Energy Information Administration | http://www.eia.gov/electricity/data/browser/ | U.S. Energy Information Administration |  | 2019 | 36.342 | 34.607 | 33.046 | 29.849 | 24.405 | 19.727 | 18.725 | U.S. Energy Information Administration |  |  |  |  | 0.7 | NO-ESTIMATION | NO-ESTIMATION | NO-ESTIMATION | NO-ESTIMATION | CAPACITY-FACTOR-V1
USA | United States of America | Seneca Sustainable Energy LLC |  | USA0057457 | 19.8 | 44.1163 | -123.1790 | Waste |  |  |  | 2011.0 | Seneca Sustainable Energy LLC | U.S. Energy Information Administration | http://www.eia.gov/electricity/data/browser/ | U.S. Energy Information Administration |  | 2019 | 114.375 | 116.781 | 115.31 | 118.21600000000001 | 117.961 | 118.64 | 114.594 | U.S. Energy Information Administration |  |  |  |  | 3.58 | NO-ESTIMATION | NO-ESTIMATION | NO-ESTIMATION | NO-ESTIMATION | CAPACITY-FACTOR-V1
USA | United States of America | Ridgeview |  | USA0055925 | 6.4 | 44.1750 | -87.8285 | Waste |  |  |  | 2004.6250000000005 | WM Renewable Energy LLC | U.S. Energy Information Administration | http://www.eia.gov/electricity/data/browser/ | U.S. Energy Information Administration | 55664 | 2019 | 38.312 | 34.459 | 32.583 | 32.199 | 29.171 | 28.3 | 32.03 | U.S. Energy Information Administration |  |  |  |  | 1.15 | HYDRO-V1 | HYDRO-V1 | HYDRO-V1 | HYDRO-V1 | HYDRO-V1
USA | United States of America | Wilmarth |  | USA0001934 | 25 | 44.1967 | -94.0009 | Waste | Gas |  |  | 1949.5 | Northern States Power Co - Minnesota | U.S. Energy Information Administration | http://www.eia.gov/electricity/data/browser/ | U.S. Energy Information Administration | 28306 | 2019 | 105.464 | 106.94500000000001 | 110.129 | 102.709 | 87.716 | 100.083 | 107.258 | U.S. Energy Information Administration |  |  |  |  | 4.53 | NO-ESTIMATION | NO-ESTIMATION | NO-ESTIMATION | NO-ESTIMATION | CAPACITY-FACTOR-V1
USA | United States of America | Viking Energy of McBain |  | USA0050770 | 18 | 44.2040 | -85.2206 | Waste | Gas | Other |  | 1989.0 | Viking Energy Corp | U.S. Energy Information Administration | http://www.eia.gov/electricity/data/browser/ | U.S. Energy Information Administration | 17860 | 2019 | 132.569996 | 142.586998 | 144.911005 | 144.716997 | 143.22799700000002 | 145.899004 | 143.482 | U.S. Energy Information Administration |  |  |  |  | 3.26 | SOLAR-V1-NO-AGE | SOLAR-V1-NO-AGE | SOLAR-V1-NO-AGE | SOLAR-V1-NO-AGE | SOLAR-V1-NO-AGE
USA | United States of America | Ryegate Power Station |  | USA0051026 | 21.5 | 44.2131 | -72.0572 | Waste |  |  |  | 1992.0 | ENGIE | U.S. Energy Information Administration | http://www.eia.gov/electricity/data/browser/ | U.S. Energy Information Administration | 30203 | 2019 | 146.131 | 141.852 | 154.63400000000001 | 154.782 | 165.945 | 166.90200000000002 | 130.864 | U.S. Energy Information Administration |  |  |  |  | 3.89 | SOLAR-V1-NO-AGE | SOLAR-V1-NO-AGE | SOLAR-V1-NO-AGE | SOLAR-V1-NO-AGE | SOLAR-V1-NO-AGE
USA | United States of America | Cadillac Renewable Energy |  | USA0054415 | 44 | 44.2617 | -85.4352 | Waste |  |  |  | 1993.0 | Cadillac Renewable Energy LLC | U.S. Energy Information Administration | http://www.eia.gov/electricity/data/browser/ | U.S. Energy Information Administration | 14238 | 2019 | 162.643 | 175.312004 | 129.380002 | 137.132001 | 141.423002 | 167.043998 | 95.712 | U.S. Energy Information Administration |  |  |  |  | 7.97 | SOLAR-V1-NO-AGE | SOLAR-V1-NO-AGE | SOLAR-V1-NO-AGE | SOLAR-V1-NO-AGE | SOLAR-V1-NO-AGE
USA | United States of America | Outagamie County Co-Generation Facility |  | USA0054842 | 6.4 | 44.2869 | -88.3339 | Waste |  |  |  | 2009.25 | Outagamie Clean Energy Project LLC | U.S. Energy Information Administration | http://www.eia.gov/electricity/data/browser/ | U.S. Energy Information Administration |  | 2019 | 24.495 | 30.461000000000002 | 35.262 | 43.359 | 49.895 | 48.923 | 43.71 | U.S. Energy Information Administration |  |  |  |  | 1.15 | SOLAR-V1-NO-AGE | SOLAR-V1-NO-AGE | SOLAR-V1-NO-AGE | SOLAR-V1-NO-AGE | SOLAR-V1-NO-AGE
USA | United States of America | Moretown |  | USA0056891 | 1.6 | 44.3122 | -72.7114 | Waste |  |  |  | 2009.0 | EPP Renewable Energy | U.S. Energy Information Administration | http://www.eia.gov/electricity/data/browser/ | U.S. Energy Information Administration | 57798 | 2019 | 25.698 | 23.489 | 18.993000000000002 | 15.631 | 11.882 | 12.053 | 10.736 | U.S. Energy Information Administration |  |  |  |  | 0.28 | SOLAR-V1-NO-AGE | SOLAR-V1-NO-AGE | SOLAR-V1-NO-AGE | SOLAR-V1-NO-AGE | SOLAR-V1-NO-AGE
USA | United States of America | Pinetree Power |  | USA0050208 | 17.5 | 44.3274 | -71.6800 | Waste |  |  |  | 1987.0 | Pinetree Power Inc | U.S. Energy Information Administration | http://www.eia.gov/electricity/data/browser/ | U.S. Energy Information Administration |  | 2019 | 124.452 | 127.869 | 100.255 | 111.16 | 121.438 | 76.264 | 80.337 | U.S. Energy Information Administration |  |  |  |  | 3.17 | SOLAR-V1-NO-AGE | SOLAR-V1-NO-AGE | SOLAR-V1-NO-AGE | SOLAR-V1-NO-AGE | SOLAR-V1-NO-AGE
USA | United States of America | DG Whitefield LLC |  | USA0010839 | 19.9 | 44.3580 | -71.5449 | Waste |  |  |  | 1988.0 | EWP RENEWABLE CORP. | U.S. Energy Information Administration | http://www.eia.gov/electricity/data/browser/ | U.S. Energy Information Administration | 34571 | 2019 | 136.792 | 131.995 | 135.742 | 125.523 | 120.955 | 115.089 | 22.347 | U.S. Energy Information Administration |  |  |  |  | 3.6 | HYDRO-V1 | HYDRO-V1 | HYDRO-V1 | HYDRO-V1 | HYDRO-V1
USA | United States of America | ReEnergy Livermore Falls |  | USA0010354 | 39.6 | 44.4317 | -70.1619 | Waste |  |  |  | 1991.9999999999998 | ReEnergy Livermore Falls | U.S. Energy Information Administration | http://www.eia.gov/electricity/data/browser/ | U.S. Energy Information Administration | 14234 | 2019 | 280.982 | 304.833997 | 285.476 | 267.262 | 219.373 | 223.268 | 222.953 | U.S. Energy Information Administration |  |  |  |  | 7.17 | SOLAR-V1-NO-AGE | SOLAR-V1-NO-AGE | SOLAR-V1-NO-AGE | SOLAR-V1-NO-AGE | SOLAR-V1-NO-AGE
USA | United States of America | Co-Gen LLC |  | USA0050921 | 7.5 | 44.4587 | -118.7206 | Waste |  |  |  | 1986.0 | Co-Generation Co | U.S. Energy Information Administration | http://www.eia.gov/electricity/data/browser/ | U.S. Energy Information Administration |  | 2019 | 0.0 | 0.0 | 0.0 | 0.0 | 0.0 | 0.0 | 0 | U.S. Energy Information Administration |  |  |  |  | 1.35 | SOLAR-V1-NO-AGE | SOLAR-V1-NO-AGE | SOLAR-V1-NO-AGE | SOLAR-V1-NO-AGE | SOLAR-V1-NO-AGE
USA | United States of America | Burgess BioPower |  | USA0058054 | 75 | 44.4719 | -71.1753 | Waste |  |  |  | 2013.0 | Berlin Station LLC | U.S. Energy Information Administration | http://www.eia.gov/electricity/data/browser/ | U.S. Energy Information Administration | 64362 | 2019 | 16.444 | 285.335004 | 0.0 | 525.1280029999999 | 492.727003 | 499.25100000000003 | 538.914 | U.S. Energy Information Administration |  |  |  |  | 13.59 | NO-ESTIMATION | NO-ESTIMATION | NO-ESTIMATION | NO-ESTIMATION | CAPACITY-FACTOR-V1
USA | United States of America | J C McNeil |  | USA0000589 | 59.5 | 44.4917 | -73.2081 | Waste | Oil | Gas |  | 1984.0 | City of Burlington Electric - (VT) | U.S. Energy Information Administration | http://www.eia.gov/electricity/data/browser/ | U.S. Energy Information Administration | 15154 | 2019 | 0.0 | 0.0 | 0.0 | 0.0 | 0.0 | 0.0 | 227.247 | U.S. Energy Information Administration |  |  |  |  | 10.78 | NO-ESTIMATION | NO-ESTIMATION | NO-ESTIMATION | NO-ESTIMATION | CAPACITY-FACTOR-V1
USA | United States of America | Red Wing |  | USA0001926 | 23 | 44.5692 | -92.5169 | Waste | Gas |  |  | 1949.0 | Northern States Power Co - Minnesota | U.S. Energy Information Administration | http://www.eia.gov/electricity/data/browser/ | U.S. Energy Information Administration | 28284 | 2019 | 111.04899999999999 | 109.52799999999999 | 117.83 | 128.13899999999998 | 107.792 | 121.33900000000001 | 137.0037 | U.S. Energy Information Administration |  |  |  |  | 4.16 | NO-ESTIMATION | NO-ESTIMATION | NO-ESTIMATION | NO-ESTIMATION | CAPACITY-FACTOR-V1
USA | United States of America | Grayling Generating Station |  | USA0010822 | 38 | 44.6049 | -84.6906 | Waste | Gas | Other |  | 1992.0 | CMS Generation Operating LLC | U.S. Energy Information Administration | http://www.eia.gov/electricity/data/browser/ | U.S. Energy Information Administration |  | 2019 | 176.85500499999998 | 207.77499999999998 | 116.340004 | 131.400085 | 160.21599700000002 | 176.311997 | 171.21 | U.S. Energy Information Administration |  |  |  |  | 6.88 | NO-ESTIMATION | NO-ESTIMATION | NO-ESTIMATION | NO-ESTIMATION | CAPACITY-FACTOR-V1
USA | United States of America | Indeck Jonesboro Energy Center |  | USA0010765 | 27.5 | 44.6781 | -67.5477 | Waste |  |  |  | 1988.0 | Stored Solar J&WE | U.S. Energy Information Administration | http://www.eia.gov/electricity/data/browser/ | U.S. Energy Information Administration |  | 2019 | 105.619 | 126.62100099999999 | 126.92500100000001 | 34.819 | 26.512 | 10.581999999999999 | 23.38 | U.S. Energy Information Administration |  |  |  |  | 4.98 | NO-ESTIMATION | NO-ESTIMATION | NO-ESTIMATION | NO-ESTIMATION | CAPACITY-FACTOR-V1
USA | United States of America | Viking Energy of Lincoln |  | USA0050772 | 18 | 44.6800 | -83.4167 | Waste | Gas | Other |  | 1989.0 | Viking Energy Corp | U.S. Energy Information Administration | http://www.eia.gov/electricity/data/browser/ | U.S. Energy Information Administration | 30684 | 2019 | 144.171998 | 144.866996 | 143.935001 | 144.20299599999998 | 144.388002 | 143.682004 | 144.027 | U.S. Energy Information Administration |  |  |  |  | 3.26 | NO-ESTIMATION | NO-ESTIMATION | NO-ESTIMATION | NO-ESTIMATION | CAPACITY-FACTOR-V1
USA | United States of America | Clinton LFGTE Facility |  | USA0056986 | 6.4 | 44.6917 | -73.5944 | Waste |  |  |  | 2008.25 | Innovative Energy Systems Inc | U.S. Energy Information Administration | http://www.eia.gov/electricity/data/browser/ | U.S. Energy Information Administration |  | 2019 | 42.091 | 39.57 | 35.862 | 33.896 | 38.077 | 28.857 | 37.071 | U.S. Energy Information Administration |  |  |  |  | 1.15 | NO-ESTIMATION | NO-ESTIMATION | NO-ESTIMATION | NO-ESTIMATION | CAPACITY-FACTOR-V1
USA | United States of America | Coffin Butte |  | USA0007725 | 5.6 | 44.6969 | -123.2234 | Waste |  |  |  | 2001.8571428571433 | Pacific Northwest Generating Coop | U.S. Energy Information Administration | http://www.eia.gov/electricity/data/browser/ | U.S. Energy Information Administration | 29468 | 2019 | 42.358000000000004 | 42.338 | 43.86 | 44.801 | 44.008 | 41.883 | 41.398 | U.S. Energy Information Administration |  |  |  |  | 1.01 | NO-ESTIMATION | NO-ESTIMATION | NO-ESTIMATION | NO-ESTIMATION | CAPACITY-FACTOR-V1
USA | United States of America | Waste Management Crossroads LFGTE |  | USA0057016 | 3.2 | 44.7014 | -69.8319 | Waste |  |  |  | 2009.0 | WM Renewable Energy LLC | U.S. Energy Information Administration | http://www.eia.gov/electricity/data/browser/ | U.S. Energy Information Administration |  | 2019 | 22.129 | 25.178 | 22.696 | 20.39 | 20.95 | 22.51 | 23.744 | U.S. Energy Information Administration |  |  |  |  | 0.57 | NO-ESTIMATION | NO-ESTIMATION | NO-ESTIMATION | NO-ESTIMATION | CAPACITY-FACTOR-V1
USA | United States of America | Penobscot Energy Recovery |  | USA0050051 | 25.3 | 44.7383 | -68.8258 | Waste | Oil |  |  | 1987.0 | ESOCO Orrington LLC | U.S. Energy Information Administration | http://www.eia.gov/electricity/data/browser/ | U.S. Energy Information Administration | 29456 | 2019 | 162.52 | 165.98600000000002 | 162.522 | 161.099 | 169.32 | 119.823 | 85.303 | U.S. Energy Information Administration |  |  |  |  | 4.58 | NO-ESTIMATION | NO-ESTIMATION | NO-ESTIMATION | NO-ESTIMATION | CAPACITY-FACTOR-V1
USA | United States of America | Pine Tree Landfill Gas to Energy |  | USA0058993 | 3.3 | 44.7686 | -68.8617 | Waste |  |  |  | 2008.0 | Pine Tree Landfill | U.S. Energy Information Administration | http://www.eia.gov/electricity/data/browser/ | U.S. Energy Information Administration | 57095 | 2019 | 12.233 | 10.667 | 9.644 | 8.176 | 6.498 | 7.1240000000000006 | 6.285 | U.S. Energy Information Administration |  |  |  |  | 0.59 | NO-ESTIMATION | NO-ESTIMATION | NO-ESTIMATION | NO-ESTIMATION | CAPACITY-FACTOR-V1
USA | United States of America | Evergreen BioPower LLC |  | USA0056781 | 21 | 44.7708 | -122.6120 | Waste |  |  |  | 2007.0 | Evergreen BioPower LLC | U.S. Energy Information Administration | http://www.eia.gov/electricity/data/browser/ | U.S. Energy Information Administration |  | 2019 | 34.185 | 52.744477 | 54.22814100000001 | 48.384903 | 36.458752000000004 | 51.006 | 54.9368 | U.S. Energy Information Administration |  |  |  |  | 3.8 | NO-ESTIMATION | NO-ESTIMATION | NO-ESTIMATION | NO-ESTIMATION | CAPACITY-FACTOR-V1
USA | United States of America | EKS Landfill |  | USA0054939 | 4.8 | 44.7806 | -93.3094 | Waste |  |  |  | 1999.6666666666667 | WM Renewable Energy LLC | U.S. Energy Information Administration | http://www.eia.gov/electricity/data/browser/ | U.S. Energy Information Administration | 63278 | 2019 | 36.295 | 36.183 | 38.057 | 38.492 | 37.666000000000004 | 35.536 | 32.869 | U.S. Energy Information Administration |  |  |  |  | 0.86 | NO-ESTIMATION | NO-ESTIMATION | NO-ESTIMATION | NO-ESTIMATION | CAPACITY-FACTOR-V1
USA | United States of America | Koda Biomass Plant |  | USA0057119 | 23.4 | 44.7956 | -93.5386 | Waste | Gas |  |  | 2009.0 | Koda Energy LLC | U.S. Energy Information Administration | http://www.eia.gov/electricity/data/browser/ | U.S. Energy Information Administration |  | 2019 | 38.251943 | 117.95700000000001 | 135.058 | 143.029 | 138.30400000000003 | 132.439 | 80.957 | U.S. Energy Information Administration |  |  |  |  | 4.24 | NO-ESTIMATION | NO-ESTIMATION | NO-ESTIMATION | NO-ESTIMATION | CAPACITY-FACTOR-V1
USA | United States of America | Spruce Ridge Gas Recovery |  | USA0057017 | 3.2 | 44.8158 | -94.2489 | Waste |  |  |  | 2008.7500000000002 | WM Renewable Energy LLC | U.S. Energy Information Administration | http://www.eia.gov/electricity/data/browser/ | U.S. Energy Information Administration |  | 2019 | 24.746000000000002 | 25.37 | 25.912 | 26.560000000000002 | 26.392 | 25.321 | 12.197 | U.S. Energy Information Administration |  |  |  |  | 0.57 | NO-ESTIMATION | NO-ESTIMATION | NO-ESTIMATION | NO-ESTIMATION | CAPACITY-FACTOR-V1
USA | United States of America | Fiber Recovery Inc. |  | USA0061652 | 2.4 | 44.8875 | -89.3859 | Waste |  |  |  | 2008.0 | Fiber Recovery Inc | U.S. Energy Information Administration | http://www.eia.gov/electricity/data/browser/ | U.S. Energy Information Administration |  | 2019 |  |  |  |  | 0.06 | 6.211 | 1.57 | U.S. Energy Information Administration |  |  |  |  | 0.43 | HYDRO-V1 | HYDRO-V1 | HYDRO-V1 | HYDRO-V1 | HYDRO-V1
USA | United States of America | Rothschild Biomass Cogen Facility |  | USA0058124 | 57.5 | 44.8878 | -89.6297 | Waste | Gas |  |  | 2013.0 | Wisconsin Electric Power Co | U.S. Energy Information Administration | http://www.eia.gov/electricity/data/browser/ | U.S. Energy Information Administration | 60533 | 2019 | 9.67 | 66.586 | 53.601 | 103.07500499999999 | 107.974999 | 127.001 | 99.233 | U.S. Energy Information Administration |  |  |  |  | 10.42 | NO-ESTIMATION | NO-ESTIMATION | NO-ESTIMATION | NO-ESTIMATION | CAPACITY-FACTOR-V1
USA | United States of America | Coventry Clean Energy Corporation |  | USA0062859 | 8 | 44.9087 | -72.2214 | Waste |  |  |  | 2006.2 | Washington Electric Coop - (VT) | U.S. Energy Information Administration | http://www.eia.gov/electricity/data/browser/ | U.S. Energy Information Administration |  | 2019 | [6 empty] | 55.727 | U.S. Energy Information Administration |  |  |  |  | 1.44 | NO-ESTIMATION | NO-ESTIMATION | NO-ESTIMATION | NO-ESTIMATION | CAPACITY-FACTOR-V1
USA | United States of America | Red Shield Envir Old Town Facility |  | USA0010700 | 28.5 | 44.9181 | -68.6355 | Waste | Oil | Gas | Biomass | 1977.9122807017543 | MFGR LLC | U.S. Energy Information Administration | http://www.eia.gov/electricity/data/browser/ | U.S. Energy Information Administration |  | 2019 | 0.0 | 0.0 | 49.507 | 0.0 | 0.0 | 0.0 |  | U.S. Energy Information Administration |  |  |  |  | 5.16 | NO-ESTIMATION | NO-ESTIMATION | NO-ESTIMATION | NO-ESTIMATION | CAPACITY-FACTOR-V1
USA | United States of America | St Paul Cogeneration |  | USA0056643 | 37 | 44.9429 | -93.0966 | Waste | Gas |  |  | 2003.0 | St Paul Cogeneration LLC | U.S. Energy Information Administration | http://www.eia.gov/electricity/data/browser/ | U.S. Energy Information Administration | 62377 | 2019 | 0.0 | 0.0 | 0.0 | 0.0 | 0.0 | 0.0 | 148.761 | U.S. Energy Information Administration |  |  |  |  | 6.7 | NO-ESTIMATION | NO-ESTIMATION | NO-ESTIMATION | NO-ESTIMATION | CAPACITY-FACTOR-V1
USA | United States of America | Athens Energy |  | USA0060457 | 8.5 | 44.9455 | -69.6607 | Waste |  |  |  | 2016.0 | Athens Energy LLC | U.S. Energy Information Administration | http://www.eia.gov/electricity/data/browser/ | U.S. Energy Information Administration | 68360 | 2019 |  |  |  | 8.099 | 53.348 | 58.066 | 58.928 | U.S. Energy Information Administration |  |  |  |  | 1.54 | NO-ESTIMATION | NO-ESTIMATION | NO-ESTIMATION | NO-ESTIMATION | CAPACITY-FACTOR-V1
USA | United States of America | Tamarack Energy Partnership |  | USA0050099 | 6.2 | 44.9549 | -116.3871 | Waste |  |  |  | 1983.0 | Tamarack Energy Partners | U.S. Energy Information Administration | http://www.eia.gov/electricity/data/browser/ | U.S. Energy Information Administration | 34412 | 2019 | 32.64 | 28.818 | 29.704 | 26.306 | 19.942 | 25.911 | 21.86 | U.S. Energy Information Administration |  |  |  |  | 1.12 | NO-ESTIMATION | NO-ESTIMATION | NO-ESTIMATION | NO-ESTIMATION | CAPACITY-FACTOR-V1
USA | United States of America | Covanta Hennepin Energy |  | USA0010013 | 39.5 | 44.9833 | -93.2804 | Waste |  |  |  | 1989.0 | Covanta Energy Co | U.S. Energy Information Administration | http://www.eia.gov/electricity/data/browser/ | U.S. Energy Information Administration | 28736 | 2019 | 126.243 | 193.13 | 182.41799999999998 | 196.594 | 214.972001 | 207.065998 | 195.319 | U.S. Energy Information Administration |  |  |  |  | 7.15 | NO-ESTIMATION | NO-ESTIMATION | NO-ESTIMATION | NO-ESTIMATION | CAPACITY-FACTOR-V1
USA | United States of America | Covanta Marion Inc |  | USA0050630 | 13.1 | 45.0485 | -122.9628 | Waste | Gas |  |  | 1986.0 | Covanta Marion Inc | U.S. Energy Information Administration | http://www.eia.gov/electricity/data/browser/ | U.S. Energy Information Administration |  | 2019 | 70.909 | 87.76400000000001 | 86.31800000000001 | 83.855 | 81.14500000000001 | 70.69500000000001 | 65.995 | U.S. Energy Information Administration |  |  |  |  | 2.37 | NO-ESTIMATION | NO-ESTIMATION | NO-ESTIMATION | NO-ESTIMATION | CAPACITY-FACTOR-V1
USA | United States of America | Hillman Power LLC |  | USA0010346 | 22 | 45.0688 | -83.8932 | Waste | Gas | Other |  | 1988.0 | Hillman Power Co | U.S. Energy Information Administration | http://www.eia.gov/electricity/data/browser/ | U.S. Energy Information Administration |  | 2019 | 136.97199600000002 | 135.86999600000001 | 133.183997 | 133.694998 | 133.183002 | 121.830996 | 93.506 | U.S. Energy Information Administration |  |  |  |  | 3.98 | NO-ESTIMATION | NO-ESTIMATION | NO-ESTIMATION | NO-ESTIMATION | CAPACITY-FACTOR-V1
USA | United States of America | ReEnergy Stratton LLC |  | USA0050650 | 45.7 | 45.1406 | -70.4256 | Waste | Oil |  |  | 1989.0 | ReEnergy Stratton LLC | U.S. Energy Information Administration | http://www.eia.gov/electricity/data/browser/ | U.S. Energy Information Administration | 16806 | 2019 | 0.0 | 298.822002 | 0.0 | 0.0 | 0.0 | 0.0 | 208.909 | U.S. Energy Information Administration |  |  |  |  | 8.28 | NO-ESTIMATION | NO-ESTIMATION | NO-ESTIMATION | NO-ESTIMATION | CAPACITY-FACTOR-V1
USA | United States of America | Riverbend Landfill |  | USA0057019 | 4.8 | 45.1672 | -123.2511 | Waste |  |  |  | 2010.0 | WM Renewable Energy LLC | U.S. Energy Information Administration | http://www.eia.gov/electricity/data/browser/ | U.S. Energy Information Administration | 60898 | 2019 | 37.068 | 36.642 | 36.558 | 35.015 | 31.894000000000002 | 32.721000000000004 | 24.527 | U.S. Energy Information Administration |  |  |  |  | 0.86 | HYDRO-V1 | HYDRO-V1 | HYDRO-V1 | HYDRO-V1 | HYDRO-V1
USA | United States of America | Indeck West Enfield Energy Center |  | USA0010766 | 27.5 | 45.2537 | -68.6279 | Waste |  |  |  | 1988.0 | Stored Solar J&WE | U.S. Energy Information Administration | http://www.eia.gov/electricity/data/browser/ | U.S. Energy Information Administration | 25435 | 2019 | 111.414 | 0.0 | 0.0 | 0.0 | 0.0 | 0.0 | 23.195 | U.S. Energy Information Administration |  |  |  |  | 4.98 | NO-ESTIMATION | NO-ESTIMATION | NO-ESTIMATION | NO-ESTIMATION | CAPACITY-FACTOR-V1
USA | United States of America | Timberline Trail Gas Recovery |  | USA0056525 | 4 | 45.4533 | -91.3583 | Waste |  |  |  | 2006.4 | WM Renewable Energy LLC | U.S. Energy Information Administration | http://www.eia.gov/electricity/data/browser/ | U.S. Energy Information Administration | 55801 | 2019 | 19.921 | 19.048000000000002 | 21.121 | 23.729 | 21.263 | 21.448 | 19.094 | U.S. Energy Information Administration |  |  |  |  | 0.72 | NO-ESTIMATION | NO-ESTIMATION | NO-ESTIMATION | NO-ESTIMATION | CAPACITY-FACTOR-V1
USA | United States of America | Waste Management Columbia Ridge LFGTE |  | USA0057015 | 12.8 | 45.5739 | -120.2969 | Waste |  |  |  | 2011.9999999999998 | WM Renewable Energy LLC | U.S. Energy Information Administration | http://www.eia.gov/electricity/data/browser/ | U.S. Energy Information Administration | 60899 | 2019 | 52.141 | 69.803 | 94.671 | 99.931 | 96.156 | 103.026 | 102.23 | U.S. Energy Information Administration |  |  |  |  | 2.31 | SOLAR-V1-NO-AGE | SOLAR-V1-NO-AGE | SOLAR-V1-NO-AGE | SOLAR-V1-NO-AGE | SOLAR-V1-NO-AGE
USA | United States of America | Finley Buttes Landfill Gas |  | USA0058687 | 4.8 | 45.6900 | -119.6100 | Waste |  |  |  | 2008.0 | Finley BioEnergy LLC | U.S. Energy Information Administration | http://www.eia.gov/electricity/data/browser/ | U.S. Energy Information Administration | 57681 | 2019 | 34.81 | 34.805 | 24.808 | 27.91 | 28.990000000000002 | 32.391 | 31.563 | U.S. Energy Information Administration |  |  |  |  | 0.86 | NO-ESTIMATION | NO-ESTIMATION | NO-ESTIMATION | NO-ESTIMATION | CAPACITY-FACTOR-V1
USA | United States of America | SDS Lumber Gorge Energy Division |  | USA0050231 | 10 | 45.7131 | -121.4692 | Waste |  |  |  | 1993.5 | SDS Lumber Co | U.S. Energy Information Administration | http://www.eia.gov/electricity/data/browser/ | U.S. Energy Information Administration |  | 2019 | 6.291 | 5.82 | 8.089 | 7.256 | 0.551 | 0.0 | 0 | U.S. Energy Information Administration |  |  |  |  | 1.81 | SOLAR-V1-NO-AGE | SOLAR-V1-NO-AGE | SOLAR-V1-NO-AGE | SOLAR-V1-NO-AGE | SOLAR-V1-NO-AGE
USA | United States of America | Verso Paper Quinnesec Mich Mill |  | USA0050251 | 56 | 45.7956 | -87.9556 | Waste | Coal | Gas | Biomass | 1998.0 | Verso Paper - Quinnesec | U.S. Energy Information Administration | http://www.eia.gov/electricity/data/browser/ | U.S. Energy Information Administration | 16078 | 2019 | 430.873173 | 359.792729 |  | 345.090529 | 339.536162 | 354.289244 | 316.2057 | U.S. Energy Information Administration |  |  |  |  | 10.14 | SOLAR-V1-NO-AGE | SOLAR-V1-NO-AGE | SOLAR-V1-NO-AGE | SOLAR-V1-NO-AGE | SOLAR-V1-NO-AGE
USA | United States of America | Roosevelt Biogas 1 |  | USA0007832 | 36.5 | 45.8015 | -120.1672 | Waste |  |  |  | 2007.6054794520549 | PUD No 1 of Klickitat County | U.S. Energy Information Administration | http://www.eia.gov/electricity/data/browser/ | U.S. Energy Information Administration |  | 2019 | 170.409 | 151.659 | 154.25900000000001 | 146.55700000000002 | 185.58 | 84.352 | 0 | U.S. Energy Information Administration |  |  |  |  | 6.61 | SOLAR-V1-NO-AGE | SOLAR-V1-NO-AGE | SOLAR-V1-NO-AGE | SOLAR-V1-NO-AGE | SOLAR-V1-NO-AGE
USA | United States of America | SMMPA Methane Energy Facility |  | USA0057903 | 1.6 | 45.8478 | -93.3542 | Waste |  |  |  | 2012.0 | Southern Minnesota Mun P Agny | U.S. Energy Information Administration | http://www.eia.gov/electricity/data/browser/ | U.S. Energy Information Administration |  | 2019 | 9.865 | 8.769 | 6.32 | 7.38 | 6.847 | 5.816 | 4.074 | U.S. Energy Information Administration |  |  |  |  | 0.28 | SOLAR-V1-NO-AGE | SOLAR-V1-NO-AGE | SOLAR-V1-NO-AGE | SOLAR-V1-NO-AGE | SOLAR-V1-NO-AGE
USA | United States of America | Flambeau River Papers |  | USA0050620 | 5.7 | 45.9356 | -90.4472 | Waste | Coal |  |  | 1981.9999999999998 | Park Falls Industrial Management LLC | U.S. Energy Information Administration | http://www.eia.gov/electricity/data/browser/ | U.S. Energy Information Administration | 20209 | 2019 | 29.184 | 28.554000000000002 | 25.289 | 31.663 | 31.962000000000003 | 21.811000000000003 | 0 | U.S. Energy Information Administration |  |  |  |  | 1.03 | SOLAR-V1-NO-AGE | SOLAR-V1-NO-AGE | SOLAR-V1-NO-AGE | SOLAR-V1-NO-AGE | SOLAR-V1-NO-AGE
USA | United States of America | Nippon Dynawave Packaging Longview WA |  | USA0050187 | 62.4 | 46.1236 | -122.9728 | Waste | Coal | Oil | Gas | 1963.8205128205127 | Nippon Dynawave Packaging Co. | U.S. Energy Information Administration | http://www.eia.gov/electricity/data/browser/ | U.S. Energy Information Administration |  | 2019 | 321.76493700000003 | 322.607004 | 292.75682400000005 | 284.06338800000003 | 251.06404500000002 | 294.26080200000007 | 276.1088 | U.S. Energy Information Administration |  |  |  |  | 11.3 | SOLAR-V1-NO-AGE | SOLAR-V1-NO-AGE | SOLAR-V1-NO-AGE | SOLAR-V1-NO-AGE | SOLAR-V1-NO-AGE
USA | United States of America | Enderlin |  | USA0054908 | 9.8 | 46.6144 | -97.5765 | Waste | Gas |  |  | 1983.0 | Archer Daniels Midland Co | U.S. Energy Information Administration | http://www.eia.gov/electricity/data/browser/ | U.S. Energy Information Administration | 29238 | 2019 | 5.481 | 2.652 | 3.594 | 5.606 | 1.996 | 1.038 | 0.185 | U.S. Energy Information Administration |  |  |  |  | 1.77 | NO-ESTIMATION | NO-ESTIMATION | NO-ESTIMATION | NO-ESTIMATION | CAPACITY-FACTOR-V1
USA | United States of America | Sappi Cloquet Mill |  | USA0050639 | 94.5 | 46.7243 | -92.4298 | Waste | Oil | Gas | Biomass | 1991.7904761904763 | Sappi Cloquet LLC | U.S. Energy Information Administration | http://www.eia.gov/electricity/data/browser/ | U.S. Energy Information Administration | 30472 | 2019 | 413.94819600000005 | 435.59327500000006 | 438.753181 | 430.79456400000004 | 460.96038799999997 | 471.61726000000004 | 479.8103 | U.S. Energy Information Administration |  |  |  |  | 17.12 | NO-ESTIMATION | NO-ESTIMATION | NO-ESTIMATION | NO-ESTIMATION | CAPACITY-FACTOR-V1
USA | United States of America | M L Hibbard |  | USA0001897 | 72.8 | 46.7353 | -92.1517 | Waste | Coal | Gas |  | 1950.03021978022 | ALLETE Inc. | U.S. Energy Information Administration | http://www.eia.gov/electricity/data/browser/ | U.S. Energy Information Administration | 26510 | 2019 | 25.267000000000003 | 19.634999999999998 | 0.973 | 7.468 | 4.357 | 10.285 | 21.817 | U.S. Energy Information Administration |  |  |  |  | 13.19 | NO-ESTIMATION | NO-ESTIMATION | NO-ESTIMATION | NO-ESTIMATION | CAPACITY-FACTOR-V1
USA | United States of America | John H Warden |  | USA0001772 | 22 | 46.7553 | -88.4558 | Waste | Other |  |  | 1959.0 | L'Anse Warden Electric Company LLC | U.S. Energy Information Administration | http://www.eia.gov/electricity/data/browser/ | U.S. Energy Information Administration |  | 2019 | 0.0 | 0.0 | 0.0 | 0.0 | 0.0 | 0.0 | 122.768 | U.S. Energy Information Administration |  |  |  |  | 3.98 | NO-ESTIMATION | NO-ESTIMATION | NO-ESTIMATION | NO-ESTIMATION | CAPACITY-FACTOR-V1
USA | United States of America | Cosmo Specialty Fibers Plant |  | USA0050185 | 15 | 46.9541 | -123.7611 | Waste | Oil |  |  | 1957.0 | Cosmo Specialty Fibers | U.S. Energy Information Administration | http://www.eia.gov/electricity/data/browser/ | U.S. Energy Information Administration |  | 2019 | 111.98000000000002 | 108.916 | 113.685 | 0.0 | 0.0 | 0.0 | 121.535 | U.S. Energy Information Administration |  |  |  |  | 2.71 | SOLAR-V1-NO-AGE | SOLAR-V1-NO-AGE | SOLAR-V1-NO-AGE | SOLAR-V1-NO-AGE | SOLAR-V1-NO-AGE
USA | United States of America | Sierra Pacific Aberdeen |  | USA0055882 | 18 | 46.9728 | -123.7739 | Waste |  |  |  | 2003.0 | Sierra Pacific Industries Inc | U.S. Energy Information Administration | http://www.eia.gov/electricity/data/browser/ | U.S. Energy Information Administration | 50015 | 2019 | 119.303 | 122.131 | 124.172 | 118.696 | 122.392 | 122.366 | 117.831 | U.S. Energy Information Administration |  |  |  |  | 3.26 | NO-ESTIMATION | NO-ESTIMATION | NO-ESTIMATION | NO-ESTIMATION | CAPACITY-FACTOR-V1
USA | United States of America | LRI LFGTE Facility |  | USA0058688 | 4.5 | 46.9756 | -122.2906 | Waste |  |  |  | 2013.0 | Frontier Operation Services | U.S. Energy Information Administration | http://www.eia.gov/electricity/data/browser/ | U.S. Energy Information Administration |  | 2019 | 1.564 | 36.677 | 34.083 | 36.724000000000004 | 36.229 | 33.931 | 31.473 | U.S. Energy Information Administration |  |  |  |  | 0.81 | NO-ESTIMATION | NO-ESTIMATION | NO-ESTIMATION | NO-ESTIMATION | CAPACITY-FACTOR-V1
USA | United States of America | Plummer Cogen |  | USA0055090 | 6.2 | 47.3310 | -116.8904 | Waste |  |  |  | 1983.0 | Stimson Lumber Company | U.S. Energy Information Administration | http://www.eia.gov/electricity/data/browser/ | U.S. Energy Information Administration |  | 2019 | 34.991 | 30.311 | 29.412 | 33.199 | 33.832 | 33.18 | 37.288 | U.S. Energy Information Administration |  |  |  |  | 1.12 | HYDRO-V1 | HYDRO-V1 | HYDRO-V1 | HYDRO-V1 | HYDRO-V1
USA | United States of America | Cedar Hills |  | USA0057298 | 5.4 | 47.4558 | -122.0428 | Waste | Oil |  |  | 2009.000000000001 | Bio Energy Washington LLC | U.S. Energy Information Administration | http://www.eia.gov/electricity/data/browser/ | U.S. Energy Information Administration |  | 2019 | 23.153 | 24.486 | 26.044 | 27.02056 | 28.39452 | 29.499959999999998 | 0 | U.S. Energy Information Administration |  |  |  |  | 0.97 | SOLAR-V1-NO-AGE | SOLAR-V1-NO-AGE | SOLAR-V1-NO-AGE | SOLAR-V1-NO-AGE | SOLAR-V1-NO-AGE
USA | United States of America | Virginia |  | USA0002018 | 26.2 | 47.5224 | -92.5410 | Waste | Coal | Gas |  | 1966.1335877862596 | City of Virginia - (MN) | U.S. Energy Information Administration | http://www.eia.gov/electricity/data/browser/ | U.S. Energy Information Administration | 36127 | 2019 | 129.977 | 93.358 | 118.09 | 130.916 | 130.575 | 79.174 | 35.97 | U.S. Energy Information Administration |  |  |  |  | 4.74 | SOLAR-V1-NO-AGE | SOLAR-V1-NO-AGE | SOLAR-V1-NO-AGE | SOLAR-V1-NO-AGE | SOLAR-V1-NO-AGE
USA | United States of America | Fighting Creek LFGTE Plant |  | USA0057902 | 3.2 | 47.5317 | -116.9300 | Waste |  |  |  | 2012.0 | Kootenai Electric Cooperative Inc | U.S. Energy Information Administration | http://www.eia.gov/electricity/data/browser/ | U.S. Energy Information Administration | 61428 | 2019 | 11.019 | 8.639 | 12.485 | 11.453 | 12.195 | 14.854000000000001 | 15.424 | U.S. Energy Information Administration |  |  |  |  | 0.57 | SOLAR-V1-NO-AGE | SOLAR-V1-NO-AGE | SOLAR-V1-NO-AGE | SOLAR-V1-NO-AGE | SOLAR-V1-NO-AGE
USA | United States of America | Spokane Waste to Energy |  | USA0050886 | 26 | 47.6263 | -117.5042 | Waste |  |  |  | 1991.0 | City of Spokane | U.S. Energy Information Administration | http://www.eia.gov/electricity/data/browser/ | U.S. Energy Information Administration |  | 2019 | 136.892 | 132.721 | 110.118 | 122.486 | 115.875 | 123.285 | 121.031 | U.S. Energy Information Administration |  |  |  |  | 4.71 | SOLAR-V1-NO-AGE | SOLAR-V1-NO-AGE | SOLAR-V1-NO-AGE | SOLAR-V1-NO-AGE | SOLAR-V1-NO-AGE
USA | United States of America | McKinley Paper Co. - Washington Mill |  | USA0058352 | 20 | 48.1347 | -123.4656 | Waste | Oil |  |  | 2013.0 | McKinley Paper Co. - Washington Mill | U.S. Energy Information Administration | http://www.eia.gov/electricity/data/browser/ | U.S. Energy Information Administration |  | 2019 | 1.801 | 7.627000000000001 | 88.28699999999999 | 58.989000000000004 | 28.591 | 0.0 | 0 | U.S. Energy Information Administration |  |  |  |  | 3.62 | SOLAR-V1-NO-AGE | SOLAR-V1-NO-AGE | SOLAR-V1-NO-AGE | SOLAR-V1-NO-AGE | SOLAR-V1-NO-AGE
USA | United States of America | Darrington |  | USA0057969 | 4.5 | 48.2697 | -121.6000 | Waste |  |  |  | 2007.0 | Hampton Lumber Mills - Washington Inc | U.S. Energy Information Administration | http://www.eia.gov/electricity/data/browser/ | U.S. Energy Information Administration |  | 2019 | 18.826 | 18.992 | 17.755 | 19.086000000000002 | 17.884 | 16.932 | 16.782 | U.S. Energy Information Administration |  |  |  |  | 0.81 | HYDRO-V1 | HYDRO-V1 | HYDRO-V1 | HYDRO-V1 | HYDRO-V1
USA | United States of America | Stoltze CoGen1 |  | USA0058523 | 2.8 | 48.3877 | -114.2409 | Waste |  |  |  | 2013.0 | F H Stoltze Land & Lumber Co | U.S. Energy Information Administration | http://www.eia.gov/electricity/data/browser/ | U.S. Energy Information Administration | 65082 | 2019 | 5.117 | 13.009 | 21.281 | 20.150000000000002 | 21.182000000000002 | 21.331 | 20.14 | U.S. Energy Information Administration |  |  |  |  | 0.5 | HYDRO-V1 | HYDRO-V1 | HYDRO-V1 | HYDRO-V1 | HYDRO-V1
USA | United States of America | Sierra Pacific Burlington Facility |  | USA0056406 | 28 | 48.4481 | -122.4331 | Waste |  |  |  | 2007.0 | Sierra Pacific Industries Inc | U.S. Energy Information Administration | http://www.eia.gov/electricity/data/browser/ | U.S. Energy Information Administration |  | 2019 | 168.977 | 159.064 | 177.144 | 172.281 | 159.287 | 153.153 | 164.459 | U.S. Energy Information Administration |  |  |  |  | 5.07 | HYDRO-V1 | HYDRO-V1 | HYDRO-V1 | HYDRO-V1 | HYDRO-V1
USA | United States of America | Kettle Falls Generating Station |  | USA0000550 | 57.9 | 48.6203 | -118.1111 | Waste | Gas |  |  | 1986.2383419689118 | Avista Corp | U.S. Energy Information Administration | http://www.eia.gov/electricity/data/browser/ | U.S. Energy Information Administration | 36353 | 2019 | 300.01100199999996 | 263.442999 | 324.657996 | 344.837997 | 295.117 | 345.05399600000004 | 334.386 | U.S. Energy Information Administration |  |  |  |  | 10.49 | NO-ESTIMATION | NO-ESTIMATION | NO-ESTIMATION | NO-ESTIMATION | CAPACITY-FACTOR-V1
USA | United States of America | JBER Landfill Gas Power Plant |  | USA0058380 | 11.5 | 61.2860 | -149.6100 | Waste | Gas |  |  | 2012.1999999999996 | Doyon Utilities LLC | U.S. Energy Information Administration | http://www.eia.gov/electricity/data/browser/ | U.S. Energy Information Administration |  | 2019 | 45.58 | 56.167 | 50.132 | 42.516 | 44.03 | 42.948 | 36.898 | U.S. Energy Information Administration |  |  |  |  | 2.08 | HYDRO-V1 | HYDRO-V1 | HYDRO-V1 | HYDRO-V1 | HYDRO-V1
ZAF | South Africa | Hernic Waste Heat Plant |  | WRI1026032 | 25.47 | -25.6620 | 27.8370 | Waste |  |  |  | 2013.0 | Hernic Ferrochrome | CDM | https://cdm.unfccc.int/filestorage/u/6/NXTI6RW85GJYOVD7L31F9CPM04SKQZ.pdf/pdd_8956.pdf?t=V1N8b2pkOWpqfDD5qnFqM5wMEN5sEfTla-ss | WRI | [14 empty] | 0 | SOLAR-V1-NO-AGE | SOLAR-V1-NO-AGE | SOLAR-V1-NO-AGE | SOLAR-V1-NO-AGE | SOLAR-V1-NO-AGE
ZAF | South Africa | Ferro Waste Heat Plant |  | WRI1026031 | 2.2 | -25.7250 | 27.6115 | Waste |  |  |  |  | International Ferro Metals SA | CDM | https://cdm.unfccc.int/filestorage/x/f/K7G8Q0O29ETDPLRIYMJWUH31AXZN6S.pdf/130320_PDD_v16_vvs.pdf?t=Q2t8b2pkOWY5fDBfprezsoFIxaE2NOr8UhEG | WRI | [14 empty] | 0 | SOLAR-V1-NO-AGE | SOLAR-V1-NO-AGE | SOLAR-V1-NO-AGE | SOLAR-V1-NO-AGE | SOLAR-V1-NO-AGE
ZAF | South Africa | Dundee Biogas |  | WRI1026020 | 2.22 | -28.1190 | 30.3584 | Waste |  |  |  | 2016.0 | Dundee Biogas Power | CDM | https://cdm.unfccc.int/filestorage/7/u/KG1M94TCPARQIYH3ZWD6J2LXOF8E0S.pdf/8047-PDD-6%20Nov%2012.pdf?t=YlJ8b2pkN2E0fDBhziM8O2VZh573GujB0TQQ | WRI | [14 empty] | 0 | SOLAR-V1-NO-AGE | SOLAR-V1-NO-AGE | SOLAR-V1-NO-AGE | SOLAR-V1-NO-AGE | SOLAR-V1-NO-AGE
ZAF | South Africa | Bisasar Road Landfill |  | WRI1026015 | 6.5 | -29.8130 | 30.9821 | Waste |  |  |  | 2008.0 | Ethekwini Municipality | Ethekwini Municipality | http://www.cityenergy.org.za/uploads/resource_340.pdf | WRI | 1066856 | [13 empty] | 0 | HYDRO-V1 | HYDRO-V1 | HYDRO-V1 | HYDRO-V1 | HYDRO-V1
ZAF | South Africa | Mariannhill Landfill |  | WRI1026013 | 2 | -29.8480 | 30.8359 | Waste |  |  |  |  | Mariannhill Landfill | CDM | https://cdm.unfccc.int/filestorage/S/8/O/S8OFI0NDPKJB7E63VQAMHL94WGU21R/Durban%20PDD_v4-Clean_12Aug15%20ver2.pdf?t=a2F8b2pkNWpvfDA-631GBbgfn6Ka-mgOoj8a | WRI | [14 empty] | 0 | SOLAR-V1-NO-AGE | SOLAR-V1-NO-AGE | SOLAR-V1-NO-AGE | SOLAR-V1-NO-AGE | SOLAR-V1-NO-AGE
ZAF | South Africa | PetroSA Biogas Plant |  | WRI1026012 | 4.2 | -34.1450 | 22.1045 | Waste |  |  |  | 2007.0 | The Petroleum Oil and Gas Corporation of South Africa | CDM | https://cdm.unfccc.int/filestorage/M/V/B/MVB35TXGKH9S86MMWF1WMYV9LHQJC6.2/PetroSA%20biogas%20to%20energy%20project%20-%20PDD%20final.doc?t=bjh8b2pkNXBrfDCJrEDoqVQN88AILH3Ohy5c | WRI | [14 empty] | 0 | SOLAR-V1-NO-AGE | SOLAR-V1-NO-AGE | SOLAR-V1-NO-AGE | SOLAR-V1-NO-AGE | SOLAR-V1-NO-AGE
GBR | United Kingdom | Kings Barn Farm - Energy Barn |  | GBR2001162 | 10 | 50.8898 | -0.3172 | Storage |  |  |  |  | Anesco/ Green Hedge Energy UK | UK Renewable Energy Planning Database | https://www.gov.uk/government/collections/renewable-energy-planning-data | UK Renewable Energy Planning Database | [15 empty] | SOLAR-V1-NO-AGE | SOLAR-V1-NO-AGE | SOLAR-V1-NO-AGE | SOLAR-V1-NO-AGE | SOLAR-V1-NO-AGE
GBR | United Kingdom | Philip Dennis Food Service |  | GBR2001172 | 3.8 | 51.0650 | -4.0878 | Storage |  |  |  |  | Philip Dennis Food Service | UK Renewable Energy Planning Database | https://www.gov.uk/government/collections/renewable-energy-planning-data | UK Renewable Energy Planning Database | [15 empty] | SOLAR-V1-NO-AGE | SOLAR-V1-NO-AGE | SOLAR-V1-NO-AGE | SOLAR-V1-NO-AGE | SOLAR-V1-NO-AGE
GBR | United Kingdom | Huggin's Hall |  | GBR2001174 | 40 | 51.0936 | 0.5083 | Storage |  |  |  |  | Low Carbon | UK Renewable Energy Planning Database | https://www.gov.uk/government/collections/renewable-energy-planning-data | UK Renewable Energy Planning Database | [15 empty] | SOLAR-V1-NO-AGE | SOLAR-V1-NO-AGE | SOLAR-V1-NO-AGE | SOLAR-V1-NO-AGE | SOLAR-V1-NO-AGE
GBR | United Kingdom | Dorking Battery Energy Storage System |  | GBR2001157 | 6 | 51.2304 | -0.3548 | Storage |  |  |  |  | Grid Battery Storage (GBSL) | UK Renewable Energy Planning Database | https://www.gov.uk/government/collections/renewable-energy-planning-data | UK Renewable Energy Planning Database | [15 empty] | SOLAR-V1-NO-AGE | SOLAR-V1-NO-AGE | SOLAR-V1-NO-AGE | SOLAR-V1-NO-AGE | SOLAR-V1-NO-AGE
GBR | United Kingdom | Berry Court Solar Farm - energy storage |  | GBR2001156 | 1 | 51.3257 | -1.1099 | Storage |  |  |  |  | Anesco | UK Renewable Energy Planning Database | https://www.gov.uk/government/collections/renewable-energy-planning-data | UK Renewable Energy Planning Database | [15 empty] | NO-ESTIMATION | NO-ESTIMATION | NO-ESTIMATION | NO-ESTIMATION | CAPACITY-FACTOR-V1
GBR | United Kingdom | Lockleaze Energy Storage |  | GBR2001167 | 15 | 51.4849 | -2.5716 | Storage |  |  |  |  | Aura Power | UK Renewable Energy Planning Database | https://www.gov.uk/government/collections/renewable-energy-planning-data | UK Renewable Energy Planning Database | [15 empty] | HYDRO-V1 | HYDRO-V1 | HYDRO-V1 | HYDRO-V1 | HYDRO-V1
GBR | United Kingdom | EFDA JJET Fusion Flywheel |  | GBR2001150 | 400 | 51.6579 | -1.2287 | Storage |  |  |  |  | EFDA JET | UK Renewable Energy Planning Database | https://www.gov.uk/government/collections/renewable-energy-planning-data | UK Renewable Energy Planning Database | [15 empty] | SOLAR-V1-NO-AGE | SOLAR-V1-NO-AGE | SOLAR-V1-NO-AGE | SOLAR-V1-NO-AGE | SOLAR-V1-NO-AGE
GBR | United Kingdom | Meteor Business Park |  | GBR2001181 | 1.5 | 51.8965 | -2.1712 | Storage |  |  |  |  | Safran Landing Systems | UK Renewable Energy Planning Database | https://www.gov.uk/government/collections/renewable-energy-planning-data | UK Renewable Energy Planning Database | [15 empty] | SOLAR-V1-NO-AGE | SOLAR-V1-NO-AGE | SOLAR-V1-NO-AGE | SOLAR-V1-NO-AGE | SOLAR-V1-NO-AGE
GBR | United Kingdom | Pelham |  | GBR2001155 | 49 | 51.9374 | 0.1192 | Storage |  |  |  |  | Statera Energy/ InfraRed Capital | UK Renewable Energy Planning Database | https://www.gov.uk/government/collections/renewable-energy-planning-data | UK Renewable Energy Planning Database | [15 empty] | SOLAR-V1-NO-AGE | SOLAR-V1-NO-AGE | SOLAR-V1-NO-AGE | SOLAR-V1-NO-AGE | SOLAR-V1-NO-AGE
GBR | United Kingdom | Land to the west of Clay Hill Pit / Larport Farm |  | GBR2001159 | 20 | 52.0540 | -2.6220 | Storage |  |  |  |  | Anesco (formerly owned by Energy Reservoirs) | UK Renewable Energy Planning Database | https://www.gov.uk/government/collections/renewable-energy-planning-data | UK Renewable Energy Planning Database | [15 empty] | SOLAR-V1-NO-AGE | SOLAR-V1-NO-AGE | SOLAR-V1-NO-AGE | SOLAR-V1-NO-AGE | SOLAR-V1-NO-AGE
GBR | United Kingdom | Willersey solar farm |  | GBR2001151 | 1 | 52.0545 | -1.8476 | Storage |  |  |  |  | Belectric UK | UK Renewable Energy Planning Database | https://www.gov.uk/government/collections/renewable-energy-planning-data | UK Renewable Energy Planning Database | [15 empty] | SOLAR-V1-NO-AGE | SOLAR-V1-NO-AGE | SOLAR-V1-NO-AGE | SOLAR-V1-NO-AGE | SOLAR-V1-NO-AGE
GBR | United Kingdom | Claredown Farm |  | GBR2001166 | 20 | 52.0707 | 0.6078 | Storage |  |  |  |  | Zenobe (formerly Energy Reservoir 15) | UK Renewable Energy Planning Database | https://www.gov.uk/government/collections/renewable-energy-planning-data | UK Renewable Energy Planning Database | [15 empty] | SOLAR-V1-NO-AGE | SOLAR-V1-NO-AGE | SOLAR-V1-NO-AGE | SOLAR-V1-NO-AGE | SOLAR-V1-NO-AGE
GBR | United Kingdom | EPSRC Willenhall |  | GBR2001142 | 2 | 52.5850 | -2.0576 | Storage |  |  |  |  | University of Sheffield/ Eon/ Uniper | UK Renewable Energy Planning Database | https://www.gov.uk/government/collections/renewable-energy-planning-data | UK Renewable Energy Planning Database | [15 empty] | NO-ESTIMATION | NO-ESTIMATION | NO-ESTIMATION | NO-ESTIMATION | CAPACITY-FACTOR-V1
GBR | United Kingdom | Bloxwich Battery |  | GBR2001201 | 41 | 52.5901 | -2.0100 | Storage |  |  |  |  | Gresham House Energy Storage | UK Renewable Energy Planning Database | https://www.gov.uk/government/collections/renewable-energy-planning-data | UK Renewable Energy Planning Database | [15 empty] | SOLAR-V1-NO-AGE | SOLAR-V1-NO-AGE | SOLAR-V1-NO-AGE | SOLAR-V1-NO-AGE | SOLAR-V1-NO-AGE
GBR | United Kingdom | Hill Farm - Energy Barn |  | GBR2001161 | 10 | 52.7279 | -1.4589 | Storage |  |  |  |  | Anesco/ Green Hedge Energy UK | UK Renewable Energy Planning Database | https://www.gov.uk/government/collections/renewable-energy-planning-data | UK Renewable Energy Planning Database | [15 empty] | SOLAR-V1-NO-AGE | SOLAR-V1-NO-AGE | SOLAR-V1-NO-AGE | SOLAR-V1-NO-AGE | SOLAR-V1-NO-AGE
GBR | United Kingdom | Noriker Power Staunch |  | GBR2001164 | 20 | 53.0329 | -2.2433 | Storage |  |  |  |  | Hazel Capital/ Noriker Power | UK Renewable Energy Planning Database | https://www.gov.uk/government/collections/renewable-energy-planning-data | UK Renewable Energy Planning Database | [15 empty] | SOLAR-V1-NO-AGE | SOLAR-V1-NO-AGE | SOLAR-V1-NO-AGE | SOLAR-V1-NO-AGE | SOLAR-V1-NO-AGE
GBR | United Kingdom | Oxcroft Solar Farm |  | GBR2001153 | 1 | 53.2585 | -1.2924 | Storage |  |  |  |  | Anesco | UK Renewable Energy Planning Database | https://www.gov.uk/government/collections/renewable-energy-planning-data | UK Renewable Energy Planning Database | [15 empty] | SOLAR-V1-NO-AGE | SOLAR-V1-NO-AGE | SOLAR-V1-NO-AGE | SOLAR-V1-NO-AGE | SOLAR-V1-NO-AGE
GBR | United Kingdom | Leverton Farm - Energy Barn |  | GBR2001163 | 10 | 53.2600 | -0.5640 | Storage |  |  |  |  | Eelpower | UK Renewable Energy Planning Database | https://www.gov.uk/government/collections/renewable-energy-planning-data | UK Renewable Energy Planning Database | [15 empty] | SOLAR-V1-NO-AGE | SOLAR-V1-NO-AGE | SOLAR-V1-NO-AGE | SOLAR-V1-NO-AGE | SOLAR-V1-NO-AGE
GBR | United Kingdom | Burbo Bank Energy Storage |  | GBR2001170 | 2 | 53.4123 | -3.0551 | Storage |  |  |  |  | Ã˜rsted | UK Renewable Energy Planning Database | https://www.gov.uk/government/collections/renewable-energy-planning-data | UK Renewable Energy Planning Database | [15 empty] | SOLAR-V1-NO-AGE | SOLAR-V1-NO-AGE | SOLAR-V1-NO-AGE | SOLAR-V1-NO-AGE | SOLAR-V1-NO-AGE
GBR | United Kingdom | Land at Carnegie Road |  | GBR2001175 | 20 | 53.4199 | -2.9276 | Storage |  |  |  |  | Ã˜rsted | UK Renewable Energy Planning Database | https://www.gov.uk/government/collections/renewable-energy-planning-data | UK Renewable Energy Planning Database | [15 empty] | SOLAR-V1-NO-AGE | SOLAR-V1-NO-AGE | SOLAR-V1-NO-AGE | SOLAR-V1-NO-AGE | SOLAR-V1-NO-AGE
GBR | United Kingdom | Pilsworth Landfill Site |  | GBR2001141 | 5 | 53.5771 | -2.2699 | Storage |  |  |  |  | Viridor/Highview Power Storage | UK Renewable Energy Planning Database | https://www.gov.uk/government/collections/renewable-energy-planning-data | UK Renewable Energy Planning Database | [15 empty] | SOLAR-V1-NO-AGE | SOLAR-V1-NO-AGE | SOLAR-V1-NO-AGE | SOLAR-V1-NO-AGE | SOLAR-V1-NO-AGE
GBR | United Kingdom | Lascar Works |  | GBR2001196 | 20 | 53.5975 | -2.2951 | Storage |  |  |  |  | Anesco | UK Renewable Energy Planning Database | https://www.gov.uk/government/collections/renewable-energy-planning-data | UK Renewable Energy Planning Database | [15 empty] | HYDRO-V1 | HYDRO-V1 | HYDRO-V1 | HYDRO-V1 | HYDRO-V1
GBR | United Kingdom | Creyke Beck |  | GBR2001173 | 49.9 | 53.7983 | -0.4210 | Storage |  |  |  |  | Statera Energy | UK Renewable Energy Planning Database | https://www.gov.uk/government/collections/renewable-energy-planning-data | UK Renewable Energy Planning Database | [15 empty] | HYDRO-V1 | HYDRO-V1 | HYDRO-V1 | HYDRO-V1 | HYDRO-V1
GBR | United Kingdom | Roosecote |  | GBR2001160 | 49 | 54.1052 | -3.1900 | Storage |  |  |  |  | Centrica | UK Renewable Energy Planning Database | https://www.gov.uk/government/collections/renewable-energy-planning-data | UK Renewable Energy Planning Database | [15 empty] | NO-ESTIMATION | NO-ESTIMATION | NO-ESTIMATION | NO-ESTIMATION | CAPACITY-FACTOR-V1
GBR | United Kingdom | Cleator |  | GBR2001176 | 10 | 54.5034 | -3.5293 | Storage |  |  |  |  | Low Carbon Storage Investment Company/ VLC | UK Renewable Energy Planning Database | https://www.gov.uk/government/collections/renewable-energy-planning-data | UK Renewable Energy Planning Database | [15 empty] | NO-ESTIMATION | NO-ESTIMATION | NO-ESTIMATION | NO-ESTIMATION | CAPACITY-FACTOR-V1
GBR | United Kingdom | Rise Carr Darlington / CLNR EES3-1 |  | GBR2001148 | 2.5 | 54.5463 | -1.5592 | Storage |  |  |  |  | Northern Powergrid | UK Renewable Energy Planning Database | https://www.gov.uk/government/collections/renewable-energy-planning-data | UK Renewable Energy Planning Database | [15 empty] | NO-ESTIMATION | NO-ESTIMATION | NO-ESTIMATION | NO-ESTIMATION | CAPACITY-FACTOR-V1
GBR | United Kingdom | Cleveland Potash |  | GBR2001154 | 6 | 54.5561 | -0.8216 | Storage |  |  |  |  | Kiwi Power | UK Renewable Energy Planning Database | https://www.gov.uk/government/collections/renewable-energy-planning-data | UK Renewable Energy Planning Database | [15 empty] | NO-ESTIMATION | NO-ESTIMATION | NO-ESTIMATION | NO-ESTIMATION | CAPACITY-FACTOR-V1
GBR | United Kingdom | Port of Tyne |  | GBR2001169 | 35 | 54.9773 | -1.4559 | Storage |  |  |  |  | Foresight | UK Renewable Energy Planning Database | https://www.gov.uk/government/collections/renewable-energy-planning-data | UK Renewable Energy Planning Database | [15 empty] | NO-ESTIMATION | NO-ESTIMATION | NO-ESTIMATION | NO-ESTIMATION | CAPACITY-FACTOR-V1
GBR | United Kingdom | Tynemouth Energy Storage System (TESS) |  | GBR2001165 | 25 | 55.0260 | -1.5031 | Storage |  |  |  |  | Enel (formerly Element Power) | UK Renewable Energy Planning Database | https://www.gov.uk/government/collections/renewable-energy-planning-data | UK Renewable Energy Planning Database | [15 empty] | SOLAR-V1-NO-AGE | SOLAR-V1-NO-AGE | SOLAR-V1-NO-AGE | SOLAR-V1-NO-AGE | SOLAR-V1-NO-AGE
GBR | United Kingdom | Broxburn |  | GBR2001158 | 20 | 55.9192 | -3.4554 | Storage |  |  |  |  | Renewable Energy Systems (RES) | UK Renewable Energy Planning Database | https://www.gov.uk/government/collections/renewable-energy-planning-data | UK Renewable Energy Planning Database | [15 empty] | HYDRO-V1 | HYDRO-V1 | HYDRO-V1 | HYDRO-V1 | HYDRO-V1
GBR | United Kingdom | Hywind 2 |  | GBR2001152 | 1 | 57.5108 | -1.8028 | Storage |  |  |  |  | Statoil | UK Renewable Energy Planning Database | https://www.gov.uk/government/collections/renewable-energy-planning-data | UK Renewable Energy Planning Database | [15 empty] | NO-ESTIMATION | NO-ESTIMATION | NO-ESTIMATION | NO-ESTIMATION | CAPACITY-FACTOR-V1
USA | United States of America | Campbell Industrial Park BESS |  | USA0061851 | 1 | 21.3064 | -158.1050 | Storage |  |  |  | 2016.0 | Hawaiian Electric Co Inc | U.S. Energy Information Administration | http://www.eia.gov/electricity/data/browser/ | U.S. Energy Information Administration |  | 2019 |  |  |  |  | 0.0 | -0.192 | -0.004 | U.S. Energy Information Administration | [5 empty] | SOLAR-V1-NO-AGE | SOLAR-V1-NO-AGE | SOLAR-V1-NO-AGE | SOLAR-V1-NO-AGE | SOLAR-V1-NO-AGE
USA | United States of America | AES LAWAI SOLAR Hybrid |  | USA0061068 | 40 | 21.9082 | -159.4920 | Storage | Solar |  |  | 2019.0 | AES LAWAI SOLAR LLC | U.S. Energy Information Administration | http://www.eia.gov/electricity/data/browser/ | U.S. Energy Information Administration |  | 2019 | [5 empty] | 0.0 | 37.501 | U.S. Energy Information Administration | [5 empty] | SOLAR-V1-NO-AGE | SOLAR-V1-NO-AGE | SOLAR-V1-NO-AGE | SOLAR-V1-NO-AGE | SOLAR-V1-NO-AGE
USA | United States of America | Commerce ESS |  | USA0062609 | 10 | 29.4344 | -98.6176 | Storage |  |  |  | 2019.0 | City of San Antonio - (TX) | U.S. Energy Information Administration | http://www.eia.gov/electricity/data/browser/ | U.S. Energy Information Administration |  | 2019 | [6 empty] | -0.058 | U.S. Energy Information Administration | [5 empty] | SOLAR-V1-NO-AGE | SOLAR-V1-NO-AGE | SOLAR-V1-NO-AGE | SOLAR-V1-NO-AGE | SOLAR-V1-NO-AGE
USA | United States of America | ETT Presidio NaS Battery |  | USA0060506 | 4 | 29.5663 | -104.3554 | Storage |  |  |  | 2010.0 | Electric Transmission Texas LLC | U.S. Energy Information Administration | http://www.eia.gov/electricity/data/browser/ | U.S. Energy Information Administration | 36631 | 2019 |  |  |  |  | -1.557 | -1.352 | -0.042 | U.S. Energy Information Administration | [5 empty] | SOLAR-V1-NO-AGE | SOLAR-V1-NO-AGE | SOLAR-V1-NO-AGE | SOLAR-V1-NO-AGE | SOLAR-V1-NO-AGE
USA | United States of America | System Control Center |  | USA0061742 | 5 | 30.2199 | -97.7088 | Storage |  |  |  | 2012.0 | Austin Energy | U.S. Energy Information Administration | http://www.eia.gov/electricity/data/browser/ | U.S. Energy Information Administration |  | 2019 |  |  |  |  | 0.0 | 0.0 | 0 | U.S. Energy Information Administration | [5 empty] | SOLAR-V1-NO-AGE | SOLAR-V1-NO-AGE | SOLAR-V1-NO-AGE | SOLAR-V1-NO-AGE | SOLAR-V1-NO-AGE
USA | United States of America | Kingsberry Energy Storage System |  | USA0061741 | 1.5 | 30.2660 | -97.6861 | Storage |  |  |  | 2018.0 | Austin Energy | U.S. Energy Information Administration | http://www.eia.gov/electricity/data/browser/ | U.S. Energy Information Administration |  | 2019 | [5 empty] | -0.354 | -0.116 | U.S. Energy Information Administration | [5 empty] | SOLAR-V1-NO-AGE | SOLAR-V1-NO-AGE | SOLAR-V1-NO-AGE | SOLAR-V1-NO-AGE | SOLAR-V1-NO-AGE
USA | United States of America | Imeson Solar |  | USA0063186 | 10 | 30.4568 | -81.7149 | Storage | Solar |  |  | 2020.0 | Imeson Solar Farm LLC | U.S. Energy Information Administration | http://www.eia.gov/electricity/data/browser/ | U.S. Energy Information Administration |  | 2019 | [6 empty] | 1.175 | U.S. Energy Information Administration | [5 empty] | HYDRO-V1 | HYDRO-V1 | HYDRO-V1 | HYDRO-V1 | HYDRO-V1
USA | United States of America | Iron Horse Battery Storage Hybrid |  | USA0060996 | 12 | 32.0985 | -110.8191 | Storage | Solar |  |  | 2017.0 | Iron Horse Battery Storage LLC | U.S. Energy Information Administration | http://www.eia.gov/electricity/data/browser/ | U.S. Energy Information Administration |  | 2019 |  |  |  |  | 2.889 | 2.783 | 3.017 | U.S. Energy Information Administration | [5 empty] | NO-ESTIMATION | NO-ESTIMATION | NO-ESTIMATION | NO-ESTIMATION | CAPACITY-FACTOR-V1
USA | United States of America | NRG Elbow Creek Energy Storage Project |  | USA0061362 | 2 | 32.1676 | -101.4792 | Storage |  |  |  | 2017.0 | NRG Texas Power LLC | U.S. Energy Information Administration | http://www.eia.gov/electricity/data/browser/ | U.S. Energy Information Administration |  | 2019 |  |  |  |  | 0.0 | 0.0 | -0.124 | U.S. Energy Information Administration | [5 empty] | NO-ESTIMATION | NO-ESTIMATION | NO-ESTIMATION | NO-ESTIMATION | CAPACITY-FACTOR-V1
USA | United States of America | Pima Energy Storage System |  | USA0061197 | 10 | 32.2516 | -110.9913 | Storage |  |  |  | 2017.0 | Pima Energy Storage System | U.S. Energy Information Administration | http://www.eia.gov/electricity/data/browser/ | U.S. Energy Information Administration |  | 2019 |  |  |  |  | -0.489 | -0.514 | -0.367 | U.S. Energy Information Administration | [5 empty] | SOLAR-V1-NO-AGE | SOLAR-V1-NO-AGE | SOLAR-V1-NO-AGE | SOLAR-V1-NO-AGE | SOLAR-V1-NO-AGE
USA | United States of America | Vanadium Redox Flow Battery Plant |  | USA0061107 | 2 | 32.6825 | -116.9888 | Storage |  |  |  | 2017.0 | VRF Battery Plant | U.S. Energy Information Administration | http://www.eia.gov/electricity/data/browser/ | U.S. Energy Information Administration |  | 2019 |  |  |  |  | 0.44 | -1.453 | -1.113 | U.S. Energy Information Administration | [5 empty] | HYDRO-V1 | HYDRO-V1 | HYDRO-V1 | HYDRO-V1 | HYDRO-V1
USA | United States of America | San Diego Zoo |  | USA0063412 | 1 | 32.7397 | -117.1516 | Storage |  |  |  | 2019.0 | EDF Renewables Distributed Solutions Inc | U.S. Energy Information Administration | http://www.eia.gov/electricity/data/browser/ | U.S. Energy Information Administration |  | 2019 | [13 empty] | NO-ESTIMATION | NO-ESTIMATION | NO-ESTIMATION | NO-ESTIMATION | CAPACITY-FACTOR-V1
USA | United States of America | El Cajon Energy Storage |  | USA0060569 | 7.5 | 32.8115 | -117.0505 | Storage |  |  |  | 2017.0 | San Diego Gas & Electric Co | U.S. Energy Information Administration | http://www.eia.gov/electricity/data/browser/ | U.S. Energy Information Administration |  | 2019 |  |  |  |  | 0.9480000000000001 | -1.164 | -0.923 | U.S. Energy Information Administration | [5 empty] | NO-ESTIMATION | NO-ESTIMATION | NO-ESTIMATION | NO-ESTIMATION | CAPACITY-FACTOR-V1
USA | United States of America | Canyon Crest Academy |  | USA0060568 | 1 | 32.9591 | -117.1916 | Storage |  |  |  | 2014.0 | SDGE Batteries | U.S. Energy Information Administration | http://www.eia.gov/electricity/data/browser/ | U.S. Energy Information Administration |  | 2019 |  |  |  | 0.003 | -0.016 | -0.023 | -0.038 | U.S. Energy Information Administration | [5 empty] | NO-ESTIMATION | NO-ESTIMATION | NO-ESTIMATION | NO-ESTIMATION | CAPACITY-FACTOR-V1
USA | United States of America | Escondido Energy Storage |  | USA0060570 | 30 | 33.1244 | -117.1143 | Storage |  |  |  | 2017.0 | San Diego Gas & Electric Co | U.S. Energy Information Administration | http://www.eia.gov/electricity/data/browser/ | U.S. Energy Information Administration |  | 2019 |  |  |  |  | 3.748 | -5.662 | -6.256 | U.S. Energy Information Administration | [5 empty] | NO-ESTIMATION | NO-ESTIMATION | NO-ESTIMATION | NO-ESTIMATION | CAPACITY-FACTOR-V1
USA | United States of America | Vista Energy Storage System |  | USA0061661 | 40 | 33.2040 | -117.2539 | Storage |  |  |  | 2018.0 | Vista Energy Storage LLC | U.S. Energy Information Administration | http://www.eia.gov/electricity/data/browser/ | U.S. Energy Information Administration |  | 2019 | [5 empty] | -2.0340000000000003 | -2.61 | U.S. Energy Information Administration | [5 empty] | SOLAR-V1-NO-AGE | SOLAR-V1-NO-AGE | SOLAR-V1-NO-AGE | SOLAR-V1-NO-AGE | SOLAR-V1-NO-AGE
USA | United States of America | Borrego Springs Energy Storage |  | USA0060565 | 1.5 | 33.2701 | -116.3496 | Storage |  |  |  | 2013.6666666666667 | SDGE Batteries | U.S. Energy Information Administration | http://www.eia.gov/electricity/data/browser/ | U.S. Energy Information Administration | 64514 | 2019 |  |  |  | -0.111 | -0.048 | -0.032 | -0.004 | U.S. Energy Information Administration | [5 empty] | NO-ESTIMATION | NO-ESTIMATION | NO-ESTIMATION | NO-ESTIMATION | CAPACITY-FACTOR-V1
USA | United States of America | Pala Energy Storage Yard |  | USA0060566 | 1.5 | 33.3565 | -117.1136 | Storage |  |  |  | 2014.3333333333333 | SDGE Batteries | U.S. Energy Information Administration | http://www.eia.gov/electricity/data/browser/ | U.S. Energy Information Administration |  | 2019 |  |  |  | -0.004 | -0.008 | -0.007 | -0.005 | U.S. Energy Information Administration | [5 empty] | NO-ESTIMATION | NO-ESTIMATION | NO-ESTIMATION | NO-ESTIMATION | CAPACITY-FACTOR-V1
USA | United States of America | AES ES GILBERT |  | USA0061861 | 10 | 33.4468 | -111.9563 | Storage |  |  |  | 2019.0 | AES ES GILBERT LLC | U.S. Energy Information Administration | http://www.eia.gov/electricity/data/browser/ | U.S. Energy Information Administration |  | 2019 | [6 empty] | -1.56 | U.S. Energy Information Administration | [5 empty] | NO-ESTIMATION | NO-ESTIMATION | NO-ESTIMATION | NO-ESTIMATION | CAPACITY-FACTOR-V1
USA | United States of America | Ortega Highway Energy Storage |  | USA0060567 | 2 | 33.5621 | -117.5438 | Storage |  |  |  | 2015.0 | SDGE Batteries | U.S. Energy Information Administration | http://www.eia.gov/electricity/data/browser/ | U.S. Energy Information Administration |  | 2019 |  |  |  | -0.002 | 0.0 | -0.004 | -0.003 | U.S. Energy Information Administration | [5 empty] | NO-ESTIMATION | NO-ESTIMATION | NO-ESTIMATION | NO-ESTIMATION | CAPACITY-FACTOR-V1
USA | United States of America | LAWRP |  | USA0063614 | 1 | 33.6378 | -117.7138 | Storage |  |  |  | 2019.0 | Advanced Microgrid Solutions | U.S. Energy Information Administration | http://www.eia.gov/electricity/data/browser/ | U.S. Energy Information Administration |  | 2019 | [13 empty] | NO-ESTIMATION | NO-ESTIMATION | NO-ESTIMATION | NO-ESTIMATION | CAPACITY-FACTOR-V1
USA | United States of America | Baker |  | USA0063610 | 1.2 | 33.6565 | -117.6841 | Storage |  |  |  | 2018.9999999999998 | Advanced Microgrid Solutions | U.S. Energy Information Administration | http://www.eia.gov/electricity/data/browser/ | U.S. Energy Information Administration |  | 2019 | [13 empty] | NO-ESTIMATION | NO-ESTIMATION | NO-ESTIMATION | NO-ESTIMATION | CAPACITY-FACTOR-V1
USA | United States of America | HEBT Irvine 2 |  | USA0061723 | 5.8 | 33.6652 | -117.7682 | Storage |  |  |  | 2018.0 | Advanced Microgrid Solutions | U.S. Energy Information Administration | http://www.eia.gov/electricity/data/browser/ | U.S. Energy Information Administration |  | 2019 | [5 empty] | 0.0 | -0.267 | U.S. Energy Information Administration | [5 empty] | NO-ESTIMATION | NO-ESTIMATION | NO-ESTIMATION | NO-ESTIMATION | CAPACITY-FACTOR-V1
USA | United States of America | HEBT WLA 1 |  | USA0061721 | 1 | 33.6693 | -117.6468 | Storage |  |  |  | 2019.0 | Advanced Microgrid Solutions | U.S. Energy Information Administration | http://www.eia.gov/electricity/data/browser/ | U.S. Energy Information Administration |  | 2019 | [6 empty] | 0 | U.S. Energy Information Administration | [5 empty] | NO-ESTIMATION | NO-ESTIMATION | NO-ESTIMATION | NO-ESTIMATION | CAPACITY-FACTOR-V1
USA | United States of America | Allergan |  | USA0063609 | 1.5 | 33.6724 | -117.8538 | Storage |  |  |  | 2019.0 | Advanced Microgrid Solutions | U.S. Energy Information Administration | http://www.eia.gov/electricity/data/browser/ | U.S. Energy Information Administration |  | 2019 | [13 empty] | SOLAR-V1-NO-AGE | SOLAR-V1-NO-AGE | SOLAR-V1-NO-AGE | SOLAR-V1-NO-AGE | SOLAR-V1-NO-AGE
USA | United States of America | SOCCD |  | USA0063617 | 1.3 | 33.6764 | -117.7773 | Storage |  |  |  | 2019.0000000000002 | Advanced Microgrid Solutions | U.S. Energy Information Administration | http://www.eia.gov/electricity/data/browser/ | U.S. Energy Information Administration |  | 2019 | [13 empty] | NO-ESTIMATION | NO-ESTIMATION | NO-ESTIMATION | NO-ESTIMATION | CAPACITY-FACTOR-V1
USA | United States of America | Millikan BESS |  | USA0060760 | 2 | 33.6910 | -117.8330 | Storage |  |  |  | 2017.0 | esVolta LP | U.S. Energy Information Administration | http://www.eia.gov/electricity/data/browser/ | U.S. Energy Information Administration |  | 2019 |  |  |  | 0.0 | -0.156 | -0.35000000000000003 | -0.507 | U.S. Energy Information Administration | [5 empty] | NO-ESTIMATION | NO-ESTIMATION | NO-ESTIMATION | NO-ESTIMATION | CAPACITY-FACTOR-V1
USA | United States of America | OCSD |  | USA0063616 | 4.9 | 33.6931 | -117.9409 | Storage |  |  |  | 2019.0 | Advanced Microgrid Solutions | U.S. Energy Information Administration | http://www.eia.gov/electricity/data/browser/ | U.S. Energy Information Administration |  | 2019 | [13 empty] | NO-ESTIMATION | NO-ESTIMATION | NO-ESTIMATION | NO-ESTIMATION | CAPACITY-FACTOR-V1
USA | United States of America | DATS |  | USA0063612 | 1 | 33.7073 | -117.8911 | Storage |  |  |  | 2017.0 | Advanced Microgrid Solutions | U.S. Energy Information Administration | http://www.eia.gov/electricity/data/browser/ | U.S. Energy Information Administration |  | 2019 | [13 empty] | NO-ESTIMATION | NO-ESTIMATION | NO-ESTIMATION | NO-ESTIMATION | CAPACITY-FACTOR-V1
USA | United States of America | HEBT Irvine 1 |  | USA0061722 | 5.5 | 33.7135 | -117.8521 | Storage |  |  |  | 2018.0 | Advanced Microgrid Solutions | U.S. Energy Information Administration | http://www.eia.gov/electricity/data/browser/ | U.S. Energy Information Administration |  | 2019 | [5 empty] | 0.0 | -0.106 | U.S. Energy Information Administration | [5 empty] | NO-ESTIMATION | NO-ESTIMATION | NO-ESTIMATION | NO-ESTIMATION | CAPACITY-FACTOR-V1
USA | United States of America | Long Beach Convention Center |  | USA0063615 | 1.5 | 33.7652 | -118.1894 | Storage |  |  |  | 2019.0 | Advanced Microgrid Solutions | U.S. Energy Information Administration | http://www.eia.gov/electricity/data/browser/ | U.S. Energy Information Administration |  | 2019 | [13 empty] | NO-ESTIMATION | NO-ESTIMATION | NO-ESTIMATION | NO-ESTIMATION | CAPACITY-FACTOR-V1
USA | United States of America | CSU Long Beach |  | USA0063611 | 2.5 | 33.7838 | -118.1080 | Storage |  |  |  | 2017.0 | Advanced Microgrid Solutions | U.S. Energy Information Administration | http://www.eia.gov/electricity/data/browser/ | U.S. Energy Information Administration |  | 2019 | [13 empty] | NO-ESTIMATION | NO-ESTIMATION | NO-ESTIMATION | NO-ESTIMATION | CAPACITY-FACTOR-V1
USA | United States of America | Punkin Center Battery Storage |  | USA0061913 | 2 | 33.8758 | -111.3136 | Storage |  |  |  | 2018.0 | Arizona Public Service Co | U.S. Energy Information Administration | http://www.eia.gov/electricity/data/browser/ | U.S. Energy Information Administration |  | 2019 | [5 empty] | 0.0 | 0 | U.S. Energy Information Administration | [5 empty] | NO-ESTIMATION | NO-ESTIMATION | NO-ESTIMATION | NO-ESTIMATION | CAPACITY-FACTOR-V1
USA | United States of America | Downey |  | USA0063613 | 2 | 33.9194 | -118.1289 | Storage |  |  |  | 2020.0 | Advanced Microgrid Solutions | U.S. Energy Information Administration | http://www.eia.gov/electricity/data/browser/ | U.S. Energy Information Administration |  | 2019 | [13 empty] | NO-ESTIMATION | NO-ESTIMATION | NO-ESTIMATION | NO-ESTIMATION | CAPACITY-FACTOR-V1
USA | United States of America | Mira Loma Energy Storage Facility |  | USA0060661 | 20 | 34.0061 | -117.5609 | Storage |  |  |  | 2017.0 | Southern California Edison Co | U.S. Energy Information Administration | http://www.eia.gov/electricity/data/browser/ | U.S. Energy Information Administration |  | 2019 |  |  |  | 0.0 | 13.433 | 0.0 | 0 | U.S. Energy Information Administration | [5 empty] | NO-ESTIMATION | NO-ESTIMATION | NO-ESTIMATION | NO-ESTIMATION | CAPACITY-FACTOR-V1
USA | United States of America | Cedartown Battery Energy Storage Project |  | USA0060561 | 1 | 34.0410 | -85.2233 | Storage |  |  |  | 2015.0 | Georgia Power Co | U.S. Energy Information Administration | http://www.eia.gov/electricity/data/browser/ | U.S. Energy Information Administration |  | 2019 |  |  |  | -0.076 | 0.053 | -0.109 | -0.044 | U.S. Energy Information Administration | [5 empty] | NO-ESTIMATION | NO-ESTIMATION | NO-ESTIMATION | NO-ESTIMATION | CAPACITY-FACTOR-V1
USA | United States of America | VESI Pomona |  | USA0050300 | 20 | 34.0594 | -117.7742 | Storage |  |  |  | 2017.0 | VESI Pomona Energy Storage Inc. | U.S. Energy Information Administration | http://www.eia.gov/electricity/data/browser/ | U.S. Energy Information Administration |  | 2019 | 106.532 | 101.308 | 103.358 | 0.0 | -0.113 | -2.468 | -2.664 | U.S. Energy Information Administration | [5 empty] | NO-ESTIMATION | NO-ESTIMATION | NO-ESTIMATION | NO-ESTIMATION | CAPACITY-FACTOR-V1
USA | United States of America | Glendale Battery Energy Storage System |  | USA0060974 | 2 | 34.1623 | -118.2837 | Storage |  |  |  | 2017.0 | City of Glendale - (CA) | U.S. Energy Information Administration | http://www.eia.gov/electricity/data/browser/ | U.S. Energy Information Administration |  | 2019 |  |  |  |  | 0.057 | 0.09 | 0.015 | U.S. Energy Information Administration | [5 empty] | NO-ESTIMATION | NO-ESTIMATION | NO-ESTIMATION | NO-ESTIMATION | CAPACITY-FACTOR-V1
USA | United States of America | Blue Summit Storage LLC |  | USA0060690 | 30 | 34.2990 | -99.3990 | Storage |  |  |  | 2017.0 | Blue Summit Storage LLC | U.S. Energy Information Administration | http://www.eia.gov/electricity/data/browser/ | U.S. Energy Information Administration |  | 2019 |  |  |  |  | -1.316 | -3.031 | -3.484 | U.S. Energy Information Administration | [5 empty] | NO-ESTIMATION | NO-ESTIMATION | NO-ESTIMATION | NO-ESTIMATION | CAPACITY-FACTOR-V1
USA | United States of America | Prosperity Energy Storage Facility Hybrid |  | USA0058899 | 1.3 | 35.0019 | -106.6372 | Storage | Solar |  |  | 2011.0 | Public Service Co of NM | U.S. Energy Information Administration | http://www.eia.gov/electricity/data/browser/ | U.S. Energy Information Administration |  | 2019 | 0.716 | 0.665 | 0.665 | 0.877 | 0.736 | 0.0 | 0.578 | U.S. Energy Information Administration | [5 empty] | NO-ESTIMATION | NO-ESTIMATION | NO-ESTIMATION | NO-ESTIMATION | CAPACITY-FACTOR-V1
USA | United States of America | Tehachapi Energy Storage Project |  | USA0059661 | 8 | 35.1233 | -118.3800 | Storage |  |  |  | 2016.0 | Southern California Edison Co | U.S. Energy Information Administration | http://www.eia.gov/electricity/data/browser/ | U.S. Energy Information Administration |  | 2019 |  |  |  | 0.0 | 1.7 | 0.0 | 0 | U.S. Energy Information Administration | [5 empty] | NO-ESTIMATION | NO-ESTIMATION | NO-ESTIMATION | NO-ESTIMATION | CAPACITY-FACTOR-V1
USA | United States of America | Beacon BESS 1 |  | USA0061431 | 20 | 35.2565 | -118.0275 | Storage |  |  |  | 2018.0 | Los Angeles Department of Water & Power | U.S. Energy Information Administration | http://www.eia.gov/electricity/data/browser/ | U.S. Energy Information Administration |  | 2019 | [5 empty] | -0.331 | -0.983 | U.S. Energy Information Administration | [5 empty] | NO-ESTIMATION | NO-ESTIMATION | NO-ESTIMATION | NO-ESTIMATION | CAPACITY-FACTOR-V1
USA | United States of America | Westside Wastewater Treatment Plant Hybrid |  | USA0062683 | 11 | 36.0414 | -94.1401 | Storage | Solar |  |  | 2019.0 | Today's Power Inc. | U.S. Energy Information Administration | http://www.eia.gov/electricity/data/browser/ | U.S. Energy Information Administration |  | 2019 | [6 empty] | 3.159 | U.S. Energy Information Administration | [5 empty] | NO-ESTIMATION | NO-ESTIMATION | NO-ESTIMATION | NO-ESTIMATION | CAPACITY-FACTOR-V1
USA | United States of America | Noland Wastewater Treatment Plant Hybrid |  | USA0062682 | 11 | 36.0823 | -94.0671 | Storage | Solar |  |  | 2019.0 | Today's Power Inc. | U.S. Energy Information Administration | http://www.eia.gov/electricity/data/browser/ | U.S. Energy Information Administration |  | 2019 | [6 empty] | 3.055 | U.S. Energy Information Administration | [5 empty] | NO-ESTIMATION | NO-ESTIMATION | NO-ESTIMATION | NO-ESTIMATION | CAPACITY-FACTOR-V1
USA | United States of America | Cox Battery Energy Storage |  | USA0061679 | 1.2 | 37.1350 | -93.3244 | Storage |  |  |  | 2017.0000000000002 | City Utilities of Springfield - (MO) | U.S. Energy Information Administration | http://www.eia.gov/electricity/data/browser/ | U.S. Energy Information Administration |  | 2019 |  |  |  |  | -0.007 | 0.244 | 0.089 | U.S. Energy Information Administration | [5 empty] | NO-ESTIMATION | NO-ESTIMATION | NO-ESTIMATION | NO-ESTIMATION | CAPACITY-FACTOR-V1
USA | United States of America | Yerba Buena |  | USA0059257 | 4 | 37.3058 | -121.7550 | Storage |  |  |  | 2013.0 | Pacific Gas & Electric Co. | U.S. Energy Information Administration | http://www.eia.gov/electricity/data/browser/ | U.S. Energy Information Administration |  | 2019 |  |  |  | -2.611 | -3.357 | -4.399 | -3.032 | U.S. Energy Information Administration | [5 empty] | NO-ESTIMATION | NO-ESTIMATION | NO-ESTIMATION | NO-ESTIMATION | CAPACITY-FACTOR-V1
USA | United States of America | Santa Rita Jail Hybrid |  | USA0058625 | 4.9 | 37.7192 | -121.8869 | Storage | Gas | Solar |  | 2014.9591836734692 | County of Alameda GSA | U.S. Energy Information Administration | http://www.eia.gov/electricity/data/browser/ | U.S. Energy Information Administration | 47935 | 2019 | 0.0 | 0.0 | 0.0 | 0.0 | 0.0 | 0.0 | 12.678 | U.S. Energy Information Administration | [5 empty] | NO-ESTIMATION | NO-ESTIMATION | NO-ESTIMATION | NO-ESTIMATION | CAPACITY-FACTOR-V1
USA | United States of America | Beech Ridge Energy Storage |  | USA0060390 | 31.5 | 38.0878 | -80.4925 | Storage |  |  |  | 2015.0 | Invenergy Services LLC | U.S. Energy Information Administration | http://www.eia.gov/electricity/data/browser/ | U.S. Energy Information Administration | 54707 | 2019 |  |  |  | -5.189 | -5.827 | -3.523 | -1.565 | U.S. Energy Information Administration | [5 empty] | NO-ESTIMATION | NO-ESTIMATION | NO-ESTIMATION | NO-ESTIMATION | CAPACITY-FACTOR-V1
USA | United States of America | AEP Milton NaS |  | USA0059995 | 2 | 38.3622 | -82.1256 | Storage |  |  |  | 2009.0 | Appalachian Power Co | U.S. Energy Information Administration | http://www.eia.gov/electricity/data/browser/ | U.S. Energy Information Administration |  | 2019 |  |  |  | 0.0 | 0.0 | -0.21 | -0.117 | U.S. Energy Information Administration | [5 empty] | NO-ESTIMATION | NO-ESTIMATION | NO-ESTIMATION | NO-ESTIMATION | CAPACITY-FACTOR-V1
USA | United States of America | Vaca Dixon Battery Storage System |  | USA0059256 | 2 | 38.3933 | -121.9278 | Storage |  |  |  | 2013.0 | Pacific Gas & Electric Co. | U.S. Energy Information Administration | http://www.eia.gov/electricity/data/browser/ | U.S. Energy Information Administration |  | 2019 |  |  |  | -1.413 | -1.3860000000000001 | -1.167 | -0.736 | U.S. Energy Information Administration | [5 empty] | NO-ESTIMATION | NO-ESTIMATION | NO-ESTIMATION | NO-ESTIMATION | CAPACITY-FACTOR-V1
USA | United States of America | Fort Carson Battery Energy Storage System |  | USA0063022 | 4.2 | 38.7455 | -104.7777 | Storage |  |  |  | 2019.0000000000002 | Department of the Army Fort Carson | U.S. Energy Information Administration | http://www.eia.gov/electricity/data/browser/ | U.S. Energy Information Administration |  | 2019 | [13 empty] | NO-ESTIMATION | NO-ESTIMATION | NO-ESTIMATION | NO-ESTIMATION | CAPACITY-FACTOR-V1
USA | United States of America | Walter C Beckjord |  | USA0002830 | 4 | 38.9917 | -84.2981 | Storage |  |  |  | 2015.0 | Duke Energy Ohio Inc | U.S. Energy Information Administration | http://www.eia.gov/electricity/data/browser/ | U.S. Energy Information Administration |  | 2019 | 2546.7839950000002 | 1549.140961 | 0.0 | -53.992000000000004 | -3.281 | -1.285 | -1.217 | U.S. Energy Information Administration | [5 empty] | NO-ESTIMATION | NO-ESTIMATION | NO-ESTIMATION | NO-ESTIMATION | CAPACITY-FACTOR-V1
USA | United States of America | KCP&L SmartGrid Innovation Park |  | USA0059772 | 1 | 39.0403 | -94.5712 | Storage |  |  |  | 2012.0 | Evergy Metro | U.S. Energy Information Administration | http://www.eia.gov/electricity/data/browser/ | U.S. Energy Information Administration |  | 2019 |  |  |  | 0.0 | 0.0 | 0.0 | 0 | U.S. Energy Information Administration | [5 empty] | NO-ESTIMATION | NO-ESTIMATION | NO-ESTIMATION | NO-ESTIMATION | CAPACITY-FACTOR-V1
USA | United States of America | Willey Battery Utility |  | USA0060660 | 6 | 39.2877 | -84.6803 | Storage |  |  |  | 2016.0 | Willey Battery Utility LLC | U.S. Energy Information Administration | http://www.eia.gov/electricity/data/browser/ | U.S. Energy Information Administration |  | 2019 |  |  |  | -1.046 | -1.367 | -1.537 | -1.629 | U.S. Energy Information Administration | [5 empty] | NO-ESTIMATION | NO-ESTIMATION | NO-ESTIMATION | NO-ESTIMATION | CAPACITY-FACTOR-V1
USA | United States of America | Clinton Battery |  | USA0060297 | 10 | 39.2959 | -83.9608 | Storage |  |  |  | 2016.0 | Clinton Battery Utility LLC | U.S. Energy Information Administration | http://www.eia.gov/electricity/data/browser/ | U.S. Energy Information Administration |  | 2019 |  |  |  | -0.113 | -2.019 | -1.33 | -0.615 | U.S. Energy Information Administration | [5 empty] | NO-ESTIMATION | NO-ESTIMATION | NO-ESTIMATION | NO-ESTIMATION | CAPACITY-FACTOR-V1
USA | United States of America | Camp Atterbury Microgrid Hybrid |  | USA0063324 | 7 | 39.3617 | -86.0250 | Storage | Solar |  |  | 2019.0 | Duke Energy Indiana LLC | U.S. Energy Information Administration | http://www.eia.gov/electricity/data/browser/ | U.S. Energy Information Administration |  | 2019 | [6 empty] | 0.106 | U.S. Energy Information Administration | [5 empty] | NO-ESTIMATION | NO-ESTIMATION | NO-ESTIMATION | NO-ESTIMATION | CAPACITY-FACTOR-V1
USA | United States of America | ACUA |  | USA0061923 | 1 | 39.3820 | -74.4451 | Storage |  |  |  | 2018.0 | Viridity Energy Solutions Inc. | U.S. Energy Information Administration | http://www.eia.gov/electricity/data/browser/ | U.S. Energy Information Administration |  | 2019 | [5 empty] | -0.02 | -0.141 | U.S. Energy Information Administration | [5 empty] | NO-ESTIMATION | NO-ESTIMATION | NO-ESTIMATION | NO-ESTIMATION | CAPACITY-FACTOR-V1
USA | United States of America | AES Warrior Run Energy Storage Project |  | USA0059949 | 11 | 39.5931 | -78.7453 | Storage |  |  |  | 2016.0 | AES Tait LLC | U.S. Energy Information Administration | http://www.eia.gov/electricity/data/browser/ | U.S. Energy Information Administration | 12448 | 2019 |  |  |  | -1.332 | -2.6390000000000002 | -0.114 | -2.04 | U.S. Energy Information Administration | [5 empty] | NO-ESTIMATION | NO-ESTIMATION | NO-ESTIMATION | NO-ESTIMATION | CAPACITY-FACTOR-V1
USA | United States of America | NA 1(Hagerstown) |  | USA0060213 | 2 | 39.6189 | -77.7121 | Storage |  |  |  | 2017.0 | Customized Energy Solutions | U.S. Energy Information Administration | http://www.eia.gov/electricity/data/browser/ | U.S. Energy Information Administration |  | 2019 |  |  |  |  | -0.083 | -0.273 | -0.229 | U.S. Energy Information Administration | [5 empty] | NO-ESTIMATION | NO-ESTIMATION | NO-ESTIMATION | NO-ESTIMATION | CAPACITY-FACTOR-V1
USA | United States of America | Meyersdale Battery |  | USA0062444 | 18 | 39.7907 | -79.0020 | Storage |  |  |  | 2016.0 | GlidePath Power Operations LLC | U.S. Energy Information Administration | http://www.eia.gov/electricity/data/browser/ | U.S. Energy Information Administration |  | 2019 | [6 empty] | -3.324 | U.S. Energy Information Administration | [5 empty] | SOLAR-V1-NO-AGE | SOLAR-V1-NO-AGE | SOLAR-V1-NO-AGE | SOLAR-V1-NO-AGE | SOLAR-V1-NO-AGE
USA | United States of America | Green Mountain Storage LLC |  | USA0055370 | 10.4 | 39.8514 | -79.0706 | Storage |  |  |  | 2016.0 | Green Mountain Storage LLC | U.S. Energy Information Administration | http://www.eia.gov/electricity/data/browser/ | U.S. Energy Information Administration |  | 2019 | 6.026 | 5.364 | 4.8100000000000005 | -0.932 | -4.562 | -2.767 | -1.93 | U.S. Energy Information Administration | [5 empty] | SOLAR-V1-NO-AGE | SOLAR-V1-NO-AGE | SOLAR-V1-NO-AGE | SOLAR-V1-NO-AGE | SOLAR-V1-NO-AGE
USA | United States of America | Plumsted 537 LLC |  | USA0061892 | 19.8 | 40.1094 | -74.4978 | Storage |  |  |  | 2019.0000000000002 | Plumsted 537 LLC | U.S. Energy Information Administration | http://www.eia.gov/electricity/data/browser/ | U.S. Energy Information Administration |  | 2019 | [5 empty] | -0.177 | -5.599 | U.S. Energy Information Administration | [5 empty] | NO-ESTIMATION | NO-ESTIMATION | NO-ESTIMATION | NO-ESTIMATION | CAPACITY-FACTOR-V1
USA | United States of America | I25 Battery Storage |  | USA0062373 | 4 | 40.1403 | -104.9780 | Storage |  |  |  | 2019.0 | United Power Inc | U.S. Energy Information Administration | http://www.eia.gov/electricity/data/browser/ | U.S. Energy Information Administration |  | 2019 | [6 empty] | -0.217 | U.S. Energy Information Administration | [5 empty] | NO-ESTIMATION | NO-ESTIMATION | NO-ESTIMATION | NO-ESTIMATION | CAPACITY-FACTOR-V1
USA | United States of America | Battery Utility of Ohio |  | USA0058475 | 4 | 40.2603 | -82.8331 | Storage |  |  |  | 2014.0 | Battery Utility of Ohio LLC | U.S. Energy Information Administration | http://www.eia.gov/electricity/data/browser/ | U.S. Energy Information Administration |  | 2019 |  |  |  | -0.47900000000000004 | -0.437 | -0.74 | -0.809 | U.S. Energy Information Administration | [5 empty] | HYDRO-V1 | HYDRO-V1 | HYDRO-V1 | HYDRO-V1 | HYDRO-V1
USA | United States of America | Hopewell Valley High School Hybrid |  | USA0061473 | 1.9 | 40.3280 | -74.8049 | Storage | Solar |  |  | 2016.0000000000002 | Hopewell Valley High School | U.S. Energy Information Administration | http://www.eia.gov/electricity/data/browser/ | U.S. Energy Information Administration |  | 2019 |  |  |  |  | 1.676 | 0.667 | 0.705 | U.S. Energy Information Administration | [5 empty] | HYDRO-V1 | HYDRO-V1 | HYDRO-V1 | HYDRO-V1 | HYDRO-V1
USA | United States of America | HMV Minster Energy Storage System |  | USA0060299 | 7 | 40.3988 | -84.3873 | Storage |  |  |  | 2016.0 | Half Moon Ventures LLC | U.S. Energy Information Administration | http://www.eia.gov/electricity/data/browser/ | U.S. Energy Information Administration |  | 2019 |  |  |  |  | 0.0 | 0.0 | 0 | U.S. Energy Information Administration | [5 empty] | NO-ESTIMATION | NO-ESTIMATION | NO-ESTIMATION | NO-ESTIMATION | CAPACITY-FACTOR-V1
USA | United States of America | Stryker 22 L.L.C. |  | USA0061891 | 19.8 | 40.6654 | -75.1445 | Storage |  |  |  | 2019.0000000000002 | Stryker 22 L.L.C. | U.S. Energy Information Administration | http://www.eia.gov/electricity/data/browser/ | U.S. Energy Information Administration |  | 2019 | [5 empty] | 0.0 | -5.761 | U.S. Energy Information Administration | [5 empty] | NO-ESTIMATION | NO-ESTIMATION | NO-ESTIMATION | NO-ESTIMATION | CAPACITY-FACTOR-V1
USA | United States of America | Caldwell Wastewater Treatment Plant Hybrid |  | USA0062027 | 1.9 | 40.8386 | -74.3125 | Storage | Solar |  |  | 2017.0000000000002 | Caldwell Wastewater Treatment Plant | U.S. Energy Information Administration | http://www.eia.gov/electricity/data/browser/ | U.S. Energy Information Administration |  | 2019 | [5 empty] | 0.883 | 0.867 | U.S. Energy Information Administration | [5 empty] | NO-ESTIMATION | NO-ESTIMATION | NO-ESTIMATION | NO-ESTIMATION | CAPACITY-FACTOR-V1
USA | United States of America | AEP Bluffton NaS |  | USA0060618 | 2 | 40.8928 | -83.8863 | Storage |  |  |  | 2009.0 | Ohio Power Co | U.S. Energy Information Administration | http://www.eia.gov/electricity/data/browser/ | U.S. Energy Information Administration | 14689 | 2019 |  |  |  | 0.0 | 0.0 | -1.278 | -1.074 | U.S. Energy Information Administration | [5 empty] | NO-ESTIMATION | NO-ESTIMATION | NO-ESTIMATION | NO-ESTIMATION | CAPACITY-FACTOR-V1
USA | United States of America | Hazle Spindle |  | USA0057716 | 20 | 40.9495 | -76.0474 | Storage |  |  |  | 2013.0 | Convergent Energy and Power LP | U.S. Energy Information Administration | http://www.eia.gov/electricity/data/browser/ | U.S. Energy Information Administration |  | 2019 |  |  |  | 14.941 | 34.300000000000004 | -14.689 | -13.807 | U.S. Energy Information Administration | [5 empty] | NO-ESTIMATION | NO-ESTIMATION | NO-ESTIMATION | NO-ESTIMATION | CAPACITY-FACTOR-V1
USA | United States of America | East Hampton Energy Storage Center |  | USA0062733 | 5 | 40.9618 | -72.2099 | Storage |  |  |  | 2018.0 | East Hampton Energy Storage Center LLC | U.S. Energy Information Administration | http://www.eia.gov/electricity/data/browser/ | U.S. Energy Information Administration |  | 2019 | [6 empty] | -0.477 | U.S. Energy Information Administration | [5 empty] | NO-ESTIMATION | NO-ESTIMATION | NO-ESTIMATION | NO-ESTIMATION | CAPACITY-FACTOR-V1
USA | United States of America | Montauk Energy Storage Center |  | USA0062734 | 5 | 41.0399 | -71.9644 | Storage |  |  |  | 2019.0 | Montauk Energy Storage Center LLC | U.S. Energy Information Administration | http://www.eia.gov/electricity/data/browser/ | U.S. Energy Information Administration |  | 2019 | [6 empty] | -0.716 | U.S. Energy Information Administration | [5 empty] | NO-ESTIMATION | NO-ESTIMATION | NO-ESTIMATION | NO-ESTIMATION | CAPACITY-FACTOR-V1
USA | United States of America | Grand Ridge Battery Projects |  | USA0059957 | 33 | 41.2269 | -88.6836 | Storage |  |  |  | 2014.9545454545455 | Invenergy Services LLC | U.S. Energy Information Administration | http://www.eia.gov/electricity/data/browser/ | U.S. Energy Information Administration | 64965 | 2019 |  |  |  | -5.0760000000000005 | -7.674 | -5.386 | -3.564 | U.S. Energy Information Administration | [5 empty] | NO-ESTIMATION | NO-ESTIMATION | NO-ESTIMATION | NO-ESTIMATION | CAPACITY-FACTOR-V1
USA | United States of America | AEP Churubusco NaS |  | USA0060617 | 2 | 41.2326 | -85.3149 | Storage |  |  |  | 2009.0 | Indiana Michigan Power Co | U.S. Energy Information Administration | http://www.eia.gov/electricity/data/browser/ | U.S. Energy Information Administration |  | 2019 |  |  |  | 0.0 | 0.0 | -0.028 | 0 | U.S. Energy Information Administration | [5 empty] | NO-ESTIMATION | NO-ESTIMATION | NO-ESTIMATION | NO-ESTIMATION | CAPACITY-FACTOR-V1
USA | United States of America | Knoxville Battery Energy Storage |  | USA0062569 | 1.1 | 41.3160 | -93.0610 | Storage |  |  |  | 2019.0 | MidAmerican Energy Co | U.S. Energy Information Administration | http://www.eia.gov/electricity/data/browser/ | U.S. Energy Information Administration |  | 2019 | [5 empty] | 0.0 | -0.094 | U.S. Energy Information Administration | [5 empty] | NO-ESTIMATION | NO-ESTIMATION | NO-ESTIMATION | NO-ESTIMATION | CAPACITY-FACTOR-V1
USA | United States of America | Jake Energy Storage Center |  | USA0059960 | 19.8 | 41.4887 | -88.1088 | Storage |  |  |  | 2015.0 | Joliet Battery Storage LLC | U.S. Energy Information Administration | http://www.eia.gov/electricity/data/browser/ | U.S. Energy Information Administration |  | 2019 |  |  |  | -3.41 | -4.58 | -2.545 | -1.709 | U.S. Energy Information Administration | [5 empty] | NO-ESTIMATION | NO-ESTIMATION | NO-ESTIMATION | NO-ESTIMATION | CAPACITY-FACTOR-V1
USA | United States of America | Acushnet Ball Plant 2 |  | USA0062835 | 1.5 | 41.7197 | -70.9714 | Storage |  |  |  | 2019.0 | Acushnet | U.S. Energy Information Administration | http://www.eia.gov/electricity/data/browser/ | U.S. Energy Information Administration |  | 2019 | [6 empty] | -1.607 | U.S. Energy Information Administration | [5 empty] | NO-ESTIMATION | NO-ESTIMATION | NO-ESTIMATION | NO-ESTIMATION | CAPACITY-FACTOR-V1
USA | United States of America | Elwood Energy Storage Center |  | USA0059959 | 19.8 | 41.8969 | -88.2227 | Storage |  |  |  | 2015.0 | West Chicago Battery Storage LLC | U.S. Energy Information Administration | http://www.eia.gov/electricity/data/browser/ | U.S. Energy Information Administration | 41387 | 2019 |  |  |  | -3.964 | -5.695 | -4.142 | -2.252 | U.S. Energy Information Administration | [5 empty] | NO-ESTIMATION | NO-ESTIMATION | NO-ESTIMATION | NO-ESTIMATION | CAPACITY-FACTOR-V1
USA | United States of America | Station 9 Energy Storage System |  | USA0062257 | 2 | 42.1877 | -70.9764 | Storage |  |  |  | 2018.0 | Town of Braintree - (MA) | U.S. Energy Information Administration | http://www.eia.gov/electricity/data/browser/ | U.S. Energy Information Administration |  | 2019 | [5 empty] | -0.033 | -0.064 | U.S. Energy Information Administration | [5 empty] | NO-ESTIMATION | NO-ESTIMATION | NO-ESTIMATION | NO-ESTIMATION | CAPACITY-FACTOR-V1
USA | United States of America | Marengo Battery Storage LLC |  | USA0062856 | 20 | 42.2527 | -88.6400 | Storage |  |  |  | 2019.0 | Marengo Battery Storage LLC | U.S. Energy Information Administration | http://www.eia.gov/electricity/data/browser/ | U.S. Energy Information Administration |  | 2019 | [6 empty] | -1.52 | U.S. Energy Information Administration | [5 empty] | NO-ESTIMATION | NO-ESTIMATION | NO-ESTIMATION | NO-ESTIMATION | CAPACITY-FACTOR-V1
USA | United States of America | Parkview Battery |  | USA0061909 | 1.1 | 42.2600 | -85.6497 | Storage |  |  |  | 2018.0 | Consumers Energy Co | U.S. Energy Information Administration | http://www.eia.gov/electricity/data/browser/ | U.S. Energy Information Administration |  | 2019 | [5 empty] | -0.003 | -0.024 | U.S. Energy Information Administration | [5 empty] | NO-ESTIMATION | NO-ESTIMATION | NO-ESTIMATION | NO-ESTIMATION | CAPACITY-FACTOR-V1
USA | United States of America | McHenry Battery Storage |  | USA0060656 | 19.8 | 42.3314 | -88.2744 | Storage |  |  |  | 2016.0 | EDF Renewable Asset Holdings Inc. | U.S. Energy Information Administration | http://www.eia.gov/electricity/data/browser/ | U.S. Energy Information Administration |  | 2019 |  |  |  | 149.06 | -2.759 | -2.0020000000000002 | -0.17 | U.S. Energy Information Administration | [5 empty] | NO-ESTIMATION | NO-ESTIMATION | NO-ESTIMATION | NO-ESTIMATION | CAPACITY-FACTOR-V1
USA | United States of America | Chocksett Rd Energy Storage Project |  | USA0060959 | 2 | 42.4518 | -71.7377 | Storage |  |  |  | 2017.0 | Sterling Municipal Light Department | U.S. Energy Information Administration | http://www.eia.gov/electricity/data/browser/ | U.S. Energy Information Administration |  | 2019 |  |  |  | -0.003 | -0.14 | -0.169 | -0.036 | U.S. Energy Information Administration | [5 empty] | NO-ESTIMATION | NO-ESTIMATION | NO-ESTIMATION | NO-ESTIMATION | CAPACITY-FACTOR-V1
USA | United States of America | Beebe Substation Battery Storage |  | USA0062585 | 3 | 42.4879 | -71.0478 | Storage |  |  |  | 2019.0 | Massachusetts Mun Wholes Electric Co | U.S. Energy Information Administration | http://www.eia.gov/electricity/data/browser/ | U.S. Energy Information Administration |  | 2019 | [6 empty] | -0.035 | U.S. Energy Information Administration | [5 empty] | NO-ESTIMATION | NO-ESTIMATION | NO-ESTIMATION | NO-ESTIMATION | CAPACITY-FACTOR-V1
USA | United States of America | Stephentown Spindle |  | USA0057710 | 20 | 42.5565 | -73.3775 | Storage |  |  |  | 2011.0 | Convergent Energy and Power LP | U.S. Energy Information Administration | http://www.eia.gov/electricity/data/browser/ | U.S. Energy Information Administration |  | 2019 |  |  |  | 27.806 | 27.523 | -12.828 | -11.412 | U.S. Energy Information Administration | [5 empty] | NO-ESTIMATION | NO-ESTIMATION | NO-ESTIMATION | NO-ESTIMATION | CAPACITY-FACTOR-V1
USA | United States of America | Minuteman Energy Storage |  | USA0062644 | 5 | 42.5676 | -71.0981 | Storage |  |  |  | 2019.0 | Minuteman Eenergy Storage LLC | U.S. Energy Information Administration | http://www.eia.gov/electricity/data/browser/ | U.S. Energy Information Administration |  | 2019 | [6 empty] | -0.085 | U.S. Energy Information Administration | [5 empty] | NO-ESTIMATION | NO-ESTIMATION | NO-ESTIMATION | NO-ESTIMATION | CAPACITY-FACTOR-V1
USA | United States of America | Ashburnham Energy Storage Project |  | USA0062219 | 3 | 42.6714 | -71.9267 | Storage |  |  |  | 2019.0 | Massachusetts Mun Wholes Electric Co | U.S. Energy Information Administration | http://www.eia.gov/electricity/data/browser/ | U.S. Energy Information Administration |  | 2019 | [6 empty] | -0.003 | U.S. Energy Information Administration | [5 empty] | NO-ESTIMATION | NO-ESTIMATION | NO-ESTIMATION | NO-ESTIMATION | CAPACITY-FACTOR-V1
USA | United States of America | KCE NY 1 |  | USA0062147 | 20 | 42.9624 | -73.7465 | Storage |  |  |  | 2019.0 | KCE NY 1 LLC | U.S. Energy Information Administration | http://www.eia.gov/electricity/data/browser/ | U.S. Energy Information Administration |  | 2019 | [6 empty] | -1.834 | U.S. Energy Information Administration | [5 empty] | NO-ESTIMATION | NO-ESTIMATION | NO-ESTIMATION | NO-ESTIMATION | CAPACITY-FACTOR-V1
USA | United States of America | Lockheed Martin RMS Syracuse |  | USA0061739 | 1 | 43.1096 | -76.1892 | Storage |  |  |  | 2017.0 | Lockheed Martin RMS Syracuse | U.S. Energy Information Administration | http://www.eia.gov/electricity/data/browser/ | U.S. Energy Information Administration |  | 2019 |  |  |  |  | 0.0 | 0.0 | 0 | U.S. Energy Information Administration | [5 empty] | NO-ESTIMATION | NO-ESTIMATION | NO-ESTIMATION | NO-ESTIMATION | CAPACITY-FACTOR-V1
USA | United States of America | East Pulaski BESS |  | USA0062981 | 2 | 43.5466 | -76.1040 | Storage |  |  |  | 2019.0 | National Grid | U.S. Energy Information Administration | http://www.eia.gov/electricity/data/browser/ | U.S. Energy Information Administration |  | 2019 | [6 empty] | -0.284 | U.S. Energy Information Administration | [5 empty] | NO-ESTIMATION | NO-ESTIMATION | NO-ESTIMATION | NO-ESTIMATION | CAPACITY-FACTOR-V1
USA | United States of America | Stafford Hill Solar Hybrid |  | USA0060518 | 4 | 43.6194 | -72.9503 | Storage | Solar |  |  | 2015.0 | Green Mountain Power Corp | U.S. Energy Information Administration | http://www.eia.gov/electricity/data/browser/ | U.S. Energy Information Administration | 68428 | 2019 |  |  |  | 0.0 | 0.0 | 0.0 | 1.902 | U.S. Energy Information Administration | [5 empty] | NO-ESTIMATION | NO-ESTIMATION | NO-ESTIMATION | NO-ESTIMATION | CAPACITY-FACTOR-V1
USA | United States of America | Laverne Battery |  | USA0058579 | 1.1 | 43.6386 | -96.3900 | Storage |  |  |  | 2013.0 | Northern States Power Co - Minnesota | U.S. Energy Information Administration | http://www.eia.gov/electricity/data/browser/ | U.S. Energy Information Administration |  | 2019 |  |  |  | -0.647 | -0.715 | -0.807 | -0.531 | U.S. Energy Information Administration | [5 empty] | NO-ESTIMATION | NO-ESTIMATION | NO-ESTIMATION | NO-ESTIMATION | CAPACITY-FACTOR-V1
USA | United States of America | Hinesburg |  | USA0062907 | 1.9 | 44.3612 | -73.0708 | Storage |  |  |  | 2019.0 | Viridity Energy Solutions Inc. | U.S. Energy Information Administration | http://www.eia.gov/electricity/data/browser/ | U.S. Energy Information Administration |  | 2019 | [6 empty] | -0.034 | U.S. Energy Information Administration | [5 empty] | NO-ESTIMATION | NO-ESTIMATION | NO-ESTIMATION | NO-ESTIMATION | CAPACITY-FACTOR-V1
USA | United States of America | Salem Smart Power Center |  | USA0060441 | 5 | 44.9220 | -123.0183 | Storage |  |  |  | 2013.0 | Portland General Electric Co | U.S. Energy Information Administration | http://www.eia.gov/electricity/data/browser/ | U.S. Energy Information Administration |  | 2019 |  |  |  | -0.47200000000000003 | -0.515 | -0.545 | -0.526 | U.S. Energy Information Administration | [5 empty] | NO-ESTIMATION | NO-ESTIMATION | NO-ESTIMATION | NO-ESTIMATION | CAPACITY-FACTOR-V1
USA | United States of America | Anoka BESS |  | USA0062908 | 6 | 45.3200 | -93.4800 | Storage |  |  |  | 2019.0 | Gopher Energy Storage LLC | U.S. Energy Information Administration | http://www.eia.gov/electricity/data/browser/ | U.S. Energy Information Administration |  | 2019 | [6 empty] | -0.516 | U.S. Energy Information Administration | [5 empty] | NO-ESTIMATION | NO-ESTIMATION | NO-ESTIMATION | NO-ESTIMATION | CAPACITY-FACTOR-V1
USA | United States of America | Athens BESS |  | USA0062937 | 6 | 45.4500 | -93.2400 | Storage |  |  |  | 2019.0 | Gopher Energy Storage LLC | U.S. Energy Information Administration | http://www.eia.gov/electricity/data/browser/ | U.S. Energy Information Administration |  | 2019 | [6 empty] | -0.453 | U.S. Energy Information Administration | [5 empty] | NO-ESTIMATION | NO-ESTIMATION | NO-ESTIMATION | NO-ESTIMATION | CAPACITY-FACTOR-V1
USA | United States of America | Athens - Coopers Corner BESS |  | USA0063090 | 3 | 45.4581 | -93.2676 | Storage |  |  |  | 2019.0 | Gopher Energy Storage LLC | U.S. Energy Information Administration | http://www.eia.gov/electricity/data/browser/ | U.S. Energy Information Administration |  | 2019 | [6 empty] | -0.273 | U.S. Energy Information Administration | [5 empty] | NO-ESTIMATION | NO-ESTIMATION | NO-ESTIMATION | NO-ESTIMATION | CAPACITY-FACTOR-V1
USA | United States of America | MESA 1 |  | USA0060016 | 2 | 47.9362 | -122.2469 | Storage |  |  |  | 2015.5 | PUD 1 of Snohomish County | U.S. Energy Information Administration | http://www.eia.gov/electricity/data/browser/ | U.S. Energy Information Administration |  | 2019 |  |  |  | -0.056 | -0.081 | -0.067 | -0.065 | U.S. Energy Information Administration | [5 empty] | SOLAR-V1-NO-AGE | SOLAR-V1-NO-AGE | SOLAR-V1-NO-AGE | SOLAR-V1-NO-AGE | SOLAR-V1-NO-AGE
USA | United States of America | MESA 2 |  | USA0060021 | 2.4 | 47.9727 | -122.1987 | Storage |  |  |  | 2017.0000000000002 | PUD 1 of Snohomish County | U.S. Energy Information Administration | http://www.eia.gov/electricity/data/browser/ | U.S. Energy Information Administration |  | 2019 |  |  |  |  | -0.901 | -0.619 | -0.049 | U.S. Energy Information Administration | [5 empty] | SOLAR-V1-NO-AGE | SOLAR-V1-NO-AGE | SOLAR-V1-NO-AGE | SOLAR-V1-NO-AGE | SOLAR-V1-NO-AGE
USA | United States of America | Glacier Battery Storage |  | USA0060444 | 2 | 48.8880 | -121.9462 | Storage |  |  |  | 2016.0 | Puget Sound Energy Inc | U.S. Energy Information Administration | http://www.eia.gov/electricity/data/browser/ | U.S. Energy Information Administration |  | 2019 |  |  |  | 0.257 | 0.746 | -0.289 | -0.258 | U.S. Energy Information Administration | [5 empty] | SOLAR-V1-NO-AGE | SOLAR-V1-NO-AGE | SOLAR-V1-NO-AGE | SOLAR-V1-NO-AGE | SOLAR-V1-NO-AGE
USA | United States of America | Flywheel Energy Storage System Microgrid |  | USA0060563 | 2 | 57.7801 | -152.4438 | Storage |  |  |  | 2015.0 | Kodiak Electric Assn Inc | U.S. Energy Information Administration | http://www.eia.gov/electricity/data/browser/ | U.S. Energy Information Administration |  | 2019 |  |  |  | 0.0 | 0.0 | -0.342 | -0.375 | U.S. Energy Information Administration | [5 empty] | NO-ESTIMATION | NO-ESTIMATION | NO-ESTIMATION | NO-ESTIMATION | CAPACITY-FACTOR-V1
USA | United States of America | ESS Battery Microgrid |  | USA0058405 | 3 | 57.7992 | -152.4042 | Storage |  |  |  | 2012.0 | Kodiak Electric Assn Inc | U.S. Energy Information Administration | http://www.eia.gov/electricity/data/browser/ | U.S. Energy Information Administration |  | 2019 |  |  |  | 0.0 | 0.0 | -0.24 | -0.24 | U.S. Energy Information Administration | [5 empty] | NO-ESTIMATION | NO-ESTIMATION | NO-ESTIMATION | NO-ESTIMATION | CAPACITY-FACTOR-V1
USA | United States of America | Eyak Service Center BESS |  | USA0062714 | 1 | 60.5405 | -145.7408 | Storage |  |  |  | 2019.0 | Cordova Electric Coop Inc | U.S. Energy Information Administration | http://www.eia.gov/electricity/data/browser/ | U.S. Energy Information Administration |  | 2019 | [6 empty] | 0 | U.S. Energy Information Administration | [5 empty] | NO-ESTIMATION | NO-ESTIMATION | NO-ESTIMATION | NO-ESTIMATION | CAPACITY-FACTOR-V1
USA | United States of America | Battery Energy Storage System |  | USA0057583 | 40 | 64.8167 | -147.7250 | Storage |  |  |  | 2004.0 | Golden Valley Elec Assn Inc | U.S. Energy Information Administration | http://www.eia.gov/electricity/data/browser/ | U.S. Energy Information Administration |  | 2019 |  |  |  | -2.392 | -2.711 | -2.428 | -3.28 | U.S. Energy Information Administration | [5 empty] | NO-ESTIMATION | NO-ESTIMATION | NO-ESTIMATION | NO-ESTIMATION | CAPACITY-FACTOR-V1
AFG | Afghanistan | Kandahar JOL |  | WKS0071196 | 10 | 31.6230 | 65.7920 | Solar | [5 empty] | Wiki-Solar | https://www.wiki-solar.org | Wiki-Solar | [10 empty] | 18.64 | 17.58 | 19.10 | 17.62 | 18.72 | NO-ESTIMATION | NO-ESTIMATION | NO-ESTIMATION | NO-ESTIMATION | CAPACITY-FACTOR-V1
AFG | Afghanistan | Kandahar DOG |  | WKS0070144 | 10 | 31.6700 | 65.7950 | Solar | [5 empty] | Wiki-Solar | https://www.wiki-solar.org | Wiki-Solar | [10 empty] | 18.43 | 17.48 | 18.25 | 17.70 | 18.29 | NO-ESTIMATION | NO-ESTIMATION | NO-ESTIMATION | NO-ESTIMATION | CAPACITY-FACTOR-V1
ARE | United Arab Emirates | Shams |  | WRI1023591 | 100 | 23.5711 | 53.7143 | Solar |  |  |  | 2013.0 | Masdar (60%) Abengoa Solar (20%) Total SA (20%) | Arab Union of Electricity | http://www.auptde.org/NewsDetails.aspx?lang=en&NID=287 | WRI | 1073451 | [10 empty] | 177.12 | 179.07 | 178.34 | 176.02 | NO-ESTIMATION | NO-ESTIMATION | NO-ESTIMATION | NO-ESTIMATION | CAPACITY-FACTOR-V1
ARE | United Arab Emirates | Masdar City PV plant |  | WRI1008740 | 10 | 24.4345 | 54.6085 | Solar |  |  |  | 2013.0 | Masdar | Arab Union of Electricity | http://www.auptde.org/NewsDetails.aspx?lang=en&NID=291 | WRI | 1071980 | [10 empty] | 21.54 | 21.98 | 22.03 | 21.15 | NO-ESTIMATION | NO-ESTIMATION | NO-ESTIMATION | NO-ESTIMATION | CAPACITY-FACTOR-V1
ARE | United Arab Emirates | MBRSP} IIIA |  | WKS0069243 | 200 | 24.7470 | 55.3850 | Solar | [5 empty] | Wiki-Solar | https://www.wiki-solar.org | Wiki-Solar | [10 empty] | 424.11 | 461.26 | 470.15 | 470.13 | 469.74 | NO-ESTIMATION | NO-ESTIMATION | NO-ESTIMATION | NO-ESTIMATION | CAPACITY-FACTOR-V1
ARE | United Arab Emirates | MBRSP} II |  | WKS0065024 | 220 | 24.7590 | 55.3830 | Solar | [5 empty] | Wiki-Solar | https://www.wiki-solar.org | Wiki-Solar | [10 empty] | 477.90 | 549.27 | 523.78 | 524.16 | 516.29 | NO-ESTIMATION | NO-ESTIMATION | NO-ESTIMATION | NO-ESTIMATION | CAPACITY-FACTOR-V1
ARE | United Arab Emirates | MBRSP} IIIB |  | WKS0069244 | 300 | 24.7650 | 55.3700 | Solar | [5 empty] | Wiki-Solar | https://www.wiki-solar.org | Wiki-Solar | [10 empty] | 634.26 | 711.37 | 685.08 | 684.34 | 670.02 | NO-ESTIMATION | NO-ESTIMATION | NO-ESTIMATION | NO-ESTIMATION | CAPACITY-FACTOR-V1
ARE | United Arab Emirates | Sheikh Mohammed Bin Rashid Al Maktoum Solar Park Phase 1 |  | WRI1023588 | 10 | 24.7652 | 55.3733 | Solar |  |  |  | 2013.0 | DEWA | Arab Union of Electricity | http://www.auptde.org/NewsDetails.aspx?lang=en&NID=284 | WRI | 1093876 | [10 empty] | 21.12 | 21.73 | 21.33 | 20.41 | NO-ESTIMATION | NO-ESTIMATION | NO-ESTIMATION | NO-ESTIMATION | CAPACITY-FACTOR-V1
ARG | Argentina | Cauchari |  | WKS0068701 | 300 | -23.8000 | -66.8000 | Solar | [5 empty] | Wiki-Solar | https://www.wiki-solar.org | Wiki-Solar | [10 empty] | 646.68 | 646.68 | 643.87 | 645.64 | 643.87 | NO-ESTIMATION | NO-ESTIMATION | NO-ESTIMATION | NO-ESTIMATION | CAPACITY-FACTOR-V1
ARG | Argentina | Cafayate |  | WKS0071212 | 80 | -26.0400 | -65.9300 | Solar | [5 empty] | Wiki-Solar | https://www.wiki-solar.org | Wiki-Solar | [10 empty] | 194.88 | 194.26 | 192.67 | 193.31 | 192.96 | NO-ESTIMATION | NO-ESTIMATION | NO-ESTIMATION | NO-ESTIMATION | CAPACITY-FACTOR-V1
ARG | Argentina | Saujil |  | WKS0071209 | 22.5 | -28.1650 | -66.2250 | Solar | [5 empty] | Wiki-Solar | https://www.wiki-solar.org | Wiki-Solar | [10 empty] | 58.93 | 58.78 | 57.51 | 52.32 | 58.55 | NO-ESTIMATION | NO-ESTIMATION | NO-ESTIMATION | NO-ESTIMATION | CAPACITY-FACTOR-V1
ARG | Argentina | Iglesia-GuaÃ±izuil |  | WKS0072502 | 80 | -30.3400 | -69.2700 | Solar | [5 empty] | Wiki-Solar | https://www.wiki-solar.org | Wiki-Solar | [10 empty] | 189.55 | 189.42 | 190.82 | 188.69 | 188.51 | NO-ESTIMATION | NO-ESTIMATION | NO-ESTIMATION | NO-ESTIMATION | CAPACITY-FACTOR-V1
ARG | Argentina | PLANTA PILOTO FOTOVOLTAICA SAN JUAN 1 |  | ARG0000298 | 1.2 | -31.3891 | -68.6752 | Solar |  |  |  |  | EPSE - ENERGIA PROVINCIAL SOCIEDAD DEL ESTADO | Ministerio de EnergÃ­a y MinerÃ­a | http://energia3.mecon.gov.ar/contenidos/archivos/Reorganizacion/informacion_del_mercado/publicaciones/mercado_electrico/estadisticosectorelectrico/2015/A1.POT_GEN_COMB_POR_CENTRAL_2015.xlsx | Ministerio de EnergÃ­a y MinerÃ­a |  | 2015 | [8 empty] | 2.43 | 2.38 | 2.30 | 2.34 | 2.48 | NO-ESTIMATION | NO-ESTIMATION | NO-ESTIMATION | NO-ESTIMATION | CAPACITY-FACTOR-V1
ARG | Argentina | CHIMBERA 1 |  | ARG0000295 | 2 | -31.9881 | -68.5402 | Solar |  |  |  |  | ENARSA | Ministerio de EnergÃ­a y MinerÃ­a | http://energia3.mecon.gov.ar/contenidos/archivos/Reorganizacion/informacion_del_mercado/publicaciones/mercado_electrico/estadisticosectorelectrico/2015/A1.POT_GEN_COMB_POR_CENTRAL_2015.xlsx | Ministerio de EnergÃ­a y MinerÃ­a | 1082831 | 2015 | [8 empty] | 4.26 | 4.24 | 3.86 | 3.82 | 4.26 | NO-ESTIMATION | NO-ESTIMATION | NO-ESTIMATION | NO-ESTIMATION | CAPACITY-FACTOR-V1
ARG | Argentina | Caldenes del Oeste |  | WKS0072494 | 30 | -33.6100 | -65.4450 | Solar | [5 empty] | Wiki-Solar | https://www.wiki-solar.org | Wiki-Solar | [10 empty] | 76.39 | 72.14 | 63.71 | 70.03 | 75.31 | NO-ESTIMATION | NO-ESTIMATION | NO-ESTIMATION | NO-ESTIMATION | CAPACITY-FACTOR-V1
AUS | Australia | Darwin DRW |  | WKS0068285 | 4 | -12.4157 | 130.8908 | Solar | [5 empty] | Wiki-Solar | https://www.wiki-solar.org | Wiki-Solar | [10 empty] | 7.75 | 7.08 | 7.27 | 7.16 | 6.5 | NO-ESTIMATION | NO-ESTIMATION | NO-ESTIMATION | NO-ESTIMATION | CAPACITY-FACTOR-V1
AUS | Australia | Lakeland QLD |  | WKS0064540 | 10.9 | -15.8690 | 144.8620 | Solar | [5 empty] | Wiki-Solar | https://www.wiki-solar.org | Wiki-Solar | [10 empty] | 25.01 | 26.21 | 24.27 | 25.38 | 25.31 | NO-ESTIMATION | NO-ESTIMATION | NO-ESTIMATION | NO-ESTIMATION | CAPACITY-FACTOR-V1
AUS | Australia | Normanton |  | WKS0067635 | 4.5 | -17.6810 | 141.0500 | Solar | [5 empty] | Wiki-Solar | https://www.wiki-solar.org | Wiki-Solar | [10 empty] | 9.37 | 9.32 | 9.37 | 9.30 | 9.28 | NO-ESTIMATION | NO-ESTIMATION | NO-ESTIMATION | NO-ESTIMATION | CAPACITY-FACTOR-V1
AUS | Australia | Kidston I |  | WKS0066503 | 50 | -18.8900 | 144.1400 | Solar | [5 empty] | Wiki-Solar | https://www.wiki-solar.org | Wiki-Solar | [10 empty] | 119.05 | 122.14 | 119.47 | 121.26 | 120.93 | NO-ESTIMATION | NO-ESTIMATION | NO-ESTIMATION | NO-ESTIMATION | CAPACITY-FACTOR-V1
AUS | Australia | Rollingstone QLD |  | WKS0068501 | 125 | -19.0300 | 146.3940 | Solar | [5 empty] | Wiki-Solar | https://www.wiki-solar.org | Wiki-Solar | [10 empty] | 300.68 | 310.86 | 300.10 | 304.99 | 304.16 | NO-ESTIMATION | NO-ESTIMATION | NO-ESTIMATION | NO-ESTIMATION | CAPACITY-FACTOR-V1
AUS | Australia | Sun Metals Solar Farm |  | AUS0000623 | 124 | -19.3355 | 146.8885 | Solar |  |  |  |  | Sun Metals Corporation PTY | Australian Renewable Energy Mapping Infrastructure | https://www.nationalmap.gov.au/ | Australian Renewable Energy Mapping Infrastructure | [10 empty] | 297.70 | 298.28 | 298.02 | 302.55 | 301.72 | NO-ESTIMATION | NO-ESTIMATION | NO-ESTIMATION | NO-ESTIMATION | CAPACITY-FACTOR-V1
AUS | Australia | Ross River |  | WKS0068498 | 148 | -19.4240 | 146.7150 | Solar | [5 empty] | Wiki-Solar | https://www.wiki-solar.org | Wiki-Solar | [10 empty] | 355.69 | 356.38 | 356.07 | 361.48 | 360.49 | NO-ESTIMATION | NO-ESTIMATION | NO-ESTIMATION | NO-ESTIMATION | CAPACITY-FACTOR-V1
AUS | Australia | Haughton River Solar Farm |  | AUS0000592 | 500 | -19.7330 | 147.0483 | Solar |  |  |  |  | SPIC | Australian Renewable Energy Mapping Infrastructure | https://www.nationalmap.gov.au/ | Australian Renewable Energy Mapping Infrastructure | [10 empty] | 1157.27 | 1159.61 | 1158.56 | 1176.71 | 1173.5 | NO-ESTIMATION | NO-ESTIMATION | NO-ESTIMATION | NO-ESTIMATION | CAPACITY-FACTOR-V1
AUS | Australia | Clare Solar Farm |  | AUS0000528 | 130 | -19.8398 | 147.2105 | Solar |  |  |  |  | FRV-Fotowatio Renewable Ventures | Australian Renewable Energy Mapping Infrastructure | https://www.nationalmap.gov.au/ | Australian Renewable Energy Mapping Infrastructure | [10 empty] | 312.10 | 312.10 | 312.44 | 317.19 | 315.99 | NO-ESTIMATION | NO-ESTIMATION | NO-ESTIMATION | NO-ESTIMATION | CAPACITY-FACTOR-V1
AUS | Australia | Hayman Solar Farm |  | AUS0000532 | 180 | -20.4877 | 147.7449 | Solar |  |  |  |  | Edify Energy Blackrock | Australian Renewable Energy Mapping Infrastructure | https://www.nationalmap.gov.au/ | Australian Renewable Energy Mapping Infrastructure | [10 empty] | 433.44 | 431.92 | 432.60 | 439.18 | 451.48 | NO-ESTIMATION | NO-ESTIMATION | NO-ESTIMATION | NO-ESTIMATION | CAPACITY-FACTOR-V1
AUS | Australia | Daydream Solar Farm |  | AUS0000531 | 50 | -20.4947 | 147.7707 | Solar |  |  |  |  | Edify Energy | Australian Renewable Energy Mapping Infrastructure | https://www.nationalmap.gov.au/ | Australian Renewable Energy Mapping Infrastructure | [10 empty] | 119.47 | 119.05 | 119.24 | 121.13 | 121.95 | NO-ESTIMATION | NO-ESTIMATION | NO-ESTIMATION | NO-ESTIMATION | CAPACITY-FACTOR-V1
AUS | Australia | Whitsunday Solar Farm |  | AUS0000533 | 69 | -20.4949 | 147.7481 | Solar |  |  |  |  | Edify Energy | Australian Renewable Energy Mapping Infrastructure | https://www.nationalmap.gov.au/ | Australian Renewable Energy Mapping Infrastructure | [10 empty] | 165.30 | 164.71 | 164.97 | 167.49 | 172.21 | NO-ESTIMATION | NO-ESTIMATION | NO-ESTIMATION | NO-ESTIMATION | CAPACITY-FACTOR-V1
AUS | Australia | Hamilton Solar Farm |  | AUS0000530 | 69 | -20.5048 | 147.7671 | Solar |  |  |  |  | Edify Energy | Australian Renewable Energy Mapping Infrastructure | https://www.nationalmap.gov.au/ | Australian Renewable Energy Mapping Infrastructure | [10 empty] | 165.30 | 164.71 | 164.97 | 167.49 | 168.63 | NO-ESTIMATION | NO-ESTIMATION | NO-ESTIMATION | NO-ESTIMATION | CAPACITY-FACTOR-V1
AUS | Australia | Collinsville Solar Farm |  | AUS0000590 | 42 | -20.5411 | 147.8074 | Solar |  |  |  |  | RATCH Australia Corporation Limited | Australian Renewable Energy Mapping Infrastructure | https://www.nationalmap.gov.au/ | Australian Renewable Energy Mapping Infrastructure | [10 empty] | 100.69 | 100.33 | 100.49 | 102.08 | 102.8 | SOLAR-V1-NO-AGE | SOLAR-V1-NO-AGE | SOLAR-V1-NO-AGE | SOLAR-V1-NO-AGE | SOLAR-V1-NO-AGE
AUS | Australia | Hughendon |  | WKS0069764 | 20 | -20.8750 | 144.1700 | Solar | [5 empty] | Wiki-Solar | https://www.wiki-solar.org | Wiki-Solar | [10 empty] | 47.38 | 47.38 | 47.38 | 48.14 | 48.01 | SOLAR-V1-NO-AGE | SOLAR-V1-NO-AGE | SOLAR-V1-NO-AGE | SOLAR-V1-NO-AGE | SOLAR-V1-NO-AGE
AUS | Australia | Rugby Run Solar Farm |  | AUS0000618 | 65 | -22.1405 | 147.9188 | Solar |  |  |  |  | Adani Renewables | Australian Renewable Energy Mapping Infrastructure | https://www.nationalmap.gov.au/ | Australian Renewable Energy Mapping Infrastructure | [10 empty] | 161.27 | 158.58 | 155.16 | 164.14 | 160.56 | SOLAR-V1-NO-AGE | SOLAR-V1-NO-AGE | SOLAR-V1-NO-AGE | SOLAR-V1-NO-AGE | SOLAR-V1-NO-AGE
AUS | Australia | Clermont Solar Farm |  | AUS0000619 | 100 | -22.8446 | 147.5855 | Solar | [5 empty] | Australian Renewable Energy Mapping Infrastructure | https://www.nationalmap.gov.au/ | Australian Renewable Energy Mapping Infrastructure | [10 empty] | 243.23 | 247.91 | 235.55 | 249.84 | 253.93 | SOLAR-V1-NO-AGE | SOLAR-V1-NO-AGE | SOLAR-V1-NO-AGE | SOLAR-V1-NO-AGE | SOLAR-V1-NO-AGE
AUS | Australia | Lilyvale Solar Farm |  | AUS0000582 | 100 | -23.0875 | 148.4390 | Solar |  |  |  |  | FRV Fotowatio Renewable Ventures | Australian Renewable Energy Mapping Infrastructure | https://www.nationalmap.gov.au/ | Australian Renewable Energy Mapping Infrastructure | [10 empty] | 245.99 | 248.91 | 233.97 | 250.13 | 248.6 | NO-ESTIMATION | NO-ESTIMATION | NO-ESTIMATION | NO-ESTIMATION | CAPACITY-FACTOR-V1
AUS | Australia | Emerald Solar Farm |  | AUS0000581 | 68 | -23.5084 | 148.1347 | Solar |  |  |  |  | Lighthouse Solar Fund | Australian Renewable Energy Mapping Infrastructure | https://www.nationalmap.gov.au/ | Australian Renewable Energy Mapping Infrastructure | [10 empty] | 168.44 | 158.36 | 162.84 | 169.95 | 160.88 | NO-ESTIMATION | NO-ESTIMATION | NO-ESTIMATION | NO-ESTIMATION | CAPACITY-FACTOR-V1
AUS | Australia | Barcaldine YD |  | WKS0069521 | 10.9 | -23.5388 | 145.2732 | Solar | [5 empty] | Wiki-Solar | https://www.wiki-solar.org | Wiki-Solar | [10 empty] | 25.06 | 25.04 | 25.06 | 24.19 | 25.33 | NO-ESTIMATION | NO-ESTIMATION | NO-ESTIMATION | NO-ESTIMATION | CAPACITY-FACTOR-V1
AUS | Australia | Barcaldine KDB |  | WKS0065252 | 20 | -23.5490 | 145.3180 | Solar | [5 empty] | Wiki-Solar | https://www.wiki-solar.org | Wiki-Solar | [10 empty] | 47.33 | 47.42 | 47.33 | 46.26 | 48.01 | NO-ESTIMATION | NO-ESTIMATION | NO-ESTIMATION | NO-ESTIMATION | CAPACITY-FACTOR-V1
AUS | Australia | Uterne Solar |  | AUS0000470 | 1 | -23.7685 | 133.8682 | Solar |  |  |  |  | Epuron | Australian Renewable Energy Mapping Infrastructure | https://www.nationalmap.gov.au/ | Australian Renewable Energy Mapping Infrastructure | 1085078 | [9 empty] | 1.82 | 1.74 | 1.74 | 1.68 | 1.78 | NO-ESTIMATION | NO-ESTIMATION | NO-ESTIMATION | NO-ESTIMATION | CAPACITY-FACTOR-V1
AUS | Australia | Childers |  | WKS0068499 | 75 | -25.2800 | 152.3800 | Solar | [5 empty] | Wiki-Solar | https://www.wiki-solar.org | Wiki-Solar | [10 empty] | 181.88 | 182.68 | 182.44 | 186.66 | 186.48 | NO-ESTIMATION | NO-ESTIMATION | NO-ESTIMATION | NO-ESTIMATION | CAPACITY-FACTOR-V1
AUS | Australia | Susan River |  | WKS0068500 | 98 | -25.3200 | 152.4050 | Solar | [5 empty] | Wiki-Solar | https://www.wiki-solar.org | Wiki-Solar | [10 empty] | 237.47 | 238.51 | 238.20 | 243.72 | 242.9 | NO-ESTIMATION | NO-ESTIMATION | NO-ESTIMATION | NO-ESTIMATION | CAPACITY-FACTOR-V1
AUS | Australia | DeGrussa |  | WKS0065085 | 10.6 | -25.5500 | 119.3170 | Solar | [5 empty] | Wiki-Solar | https://www.wiki-solar.org | Wiki-Solar | [10 empty] | 24.17 | 24.98 | 24.82 | 24.65 | 24.59 | NO-ESTIMATION | NO-ESTIMATION | NO-ESTIMATION | NO-ESTIMATION | CAPACITY-FACTOR-V1
AUS | Australia | Valdora |  | WKS0065425 | 15 | -26.5600 | 153.0250 | Solar | [5 empty] | Wiki-Solar | https://www.wiki-solar.org | Wiki-Solar | [10 empty] | 35.66 | 35.75 | 34.62 | 36.61 | 36.33 | NO-ESTIMATION | NO-ESTIMATION | NO-ESTIMATION | NO-ESTIMATION | CAPACITY-FACTOR-V1
AUS | Australia | Darling Downs Solar Farm |  | AUS0000526 | 110 | -27.1169 | 150.8942 | Solar |  |  |  |  | APA Group | Australian Renewable Energy Mapping Infrastructure | https://www.nationalmap.gov.au/ | Australian Renewable Energy Mapping Infrastructure | [10 empty] | 266.79 | 249.41 | 250.62 | 264.70 | 271.07 | NO-ESTIMATION | NO-ESTIMATION | NO-ESTIMATION | NO-ESTIMATION | CAPACITY-FACTOR-V1
AUS | Australia | Brisbane BNE |  | WKS0070137 | 6 | -27.4040 | 153.1100 | Solar | [5 empty] | Wiki-Solar | https://www.wiki-solar.org | Wiki-Solar | [10 empty] | 12.63 | 13.07 | 12.14 | 13.28 | 12.53 | NO-ESTIMATION | NO-ESTIMATION | NO-ESTIMATION | NO-ESTIMATION | CAPACITY-FACTOR-V1
AUS | Australia | Oakey 1 |  | WKS0070607 | 25 | -27.4060 | 151.6470 | Solar | [5 empty] | Wiki-Solar | https://www.wiki-solar.org | Wiki-Solar | [10 empty] | 58.52 | 58.77 | 56.99 | 57.79 | 59.49 | NO-ESTIMATION | NO-ESTIMATION | NO-ESTIMATION | NO-ESTIMATION | CAPACITY-FACTOR-V1
AUS | Australia | Oakey 2 |  | WKS0070608 | 55 | -27.4120 | 151.6550 | Solar | [5 empty] | Wiki-Solar | https://www.wiki-solar.org | Wiki-Solar | [10 empty] | 128.79 | 129.33 | 125.41 | 127.18 | 130.92 | NO-ESTIMATION | NO-ESTIMATION | NO-ESTIMATION | NO-ESTIMATION | CAPACITY-FACTOR-V1
AUS | Australia | University of Queensland (St Lucia Campus) Solar Array |  | AUS0000425 | 1.2 | -27.4950 | 153.0101 | Solar |  |  |  |  | University of Queensland | Australian Renewable Energy Mapping Infrastructure | https://www.nationalmap.gov.au/ | Australian Renewable Energy Mapping Infrastructure | 1085836 | [9 empty] | 1.97 | 2.13 | 1.92 | 1.85 | 1.93 | NO-ESTIMATION | NO-ESTIMATION | NO-ESTIMATION | NO-ESTIMATION | CAPACITY-FACTOR-V1
AUS | Australia | Goondiwindi |  | WKS0069520 | 4.5 | -28.3250 | 150.3750 | Solar | [5 empty] | Wiki-Solar | https://www.wiki-solar.org | Wiki-Solar | [10 empty] | 8.53 | 8.22 | 8.35 | 8.25 | 8.25 | NO-ESTIMATION | NO-ESTIMATION | NO-ESTIMATION | NO-ESTIMATION | CAPACITY-FACTOR-V1
AUS | Australia | Greenough River Solar Farm |  | AUS0000474 | 10 | -28.9043 | 115.1119 | Solar |  |  |  |  | Verve Energy/GE Energy Financial Services JV | Australian Renewable Energy Mapping Infrastructure | https://www.nationalmap.gov.au/ | Australian Renewable Energy Mapping Infrastructure | 1088216 | [6 empty] | 21.815 |  | Australia Clean Energy Regulator | 20.80 | 20.96 | 20.87 | 21.41 | 20.6 | NO-ESTIMATION | NO-ESTIMATION | NO-ESTIMATION | NO-ESTIMATION | CAPACITY-FACTOR-V1
AUS | Australia | Moree |  | AUS0000491 | 60 | -29.5722 | 149.8669 | Solar |  |  |  |  | FRV-Fotowatio Renewable Ventures | Australian Renewable Energy Mapping Infrastructure | https://www.nationalmap.gov.au/ | Australian Renewable Energy Mapping Infrastructure | [5 empty] | 34.06944444444444 | 143.225 | 154.935 |  | Australia Clean Energy Regulator | 134.26 | 138.82 | 138.60 | 143.99 | 137.94 | NO-ESTIMATION | NO-ESTIMATION | NO-ESTIMATION | NO-ESTIMATION | CAPACITY-FACTOR-V1
AUS | Australia | White Rock |  | WKS0068286 | 20 | -29.7650 | 151.5530 | Solar | [5 empty] | Wiki-Solar | https://www.wiki-solar.org | Wiki-Solar | [10 empty] | 40.78 | 44.40 | 44.03 | 44.24 | 44.13 | NO-ESTIMATION | NO-ESTIMATION | NO-ESTIMATION | NO-ESTIMATION | CAPACITY-FACTOR-V1
AUS | Australia | Emu Downs |  | WKS0068582 | 20 | -30.4890 | 115.4160 | Solar | [5 empty] | Wiki-Solar | https://www.wiki-solar.org | Wiki-Solar | [10 empty] | 46.47 | 44.96 | 46.33 | 47.14 | 46.6 | NO-ESTIMATION | NO-ESTIMATION | NO-ESTIMATION | NO-ESTIMATION | CAPACITY-FACTOR-V1
AUS | Australia | Wilpena Solar Farm |  | AUS0000447 | 145 | -31.5234 | 138.6198 | Solar |  |  |  |  | AGL | Australian Renewable Energy Mapping Infrastructure | https://www.nationalmap.gov.au/ | Australian Renewable Energy Mapping Infrastructure |  |  | 0.8477777777777777 | 0.8452777777777778 | 0.8811111111111111 | 0.9563888888888888 | 0.9669444444444445 | 0.8738888888888889 |  | Australia Clean Energy Regulator | 346.83 | 350.34 | 336.35 | 344.83 | 349.5 | NO-ESTIMATION | NO-ESTIMATION | NO-ESTIMATION | NO-ESTIMATION | CAPACITY-FACTOR-V1
AUS | Australia | Nyngan Solar Plant |  | AUS0000476 | 102 | -31.5527 | 147.0854 | Solar |  |  |  |  | AGL Energy | Australian Renewable Energy Mapping Infrastructure | https://www.nationalmap.gov.au/ | Australian Renewable Energy Mapping Infrastructure | 1084785 |  |  |  | 9.380277777777778 | 229.54111111111112 | 232.18805555555556 | 250.73638888888888 |  | Australia Clean Energy Regulator | 243.96 | 243.36 | 236.37 | 242.89 | 248.11 | NO-ESTIMATION | NO-ESTIMATION | NO-ESTIMATION | NO-ESTIMATION | CAPACITY-FACTOR-V1
AUS | Australia | Northam |  | WKS0069241 | 10 | -31.6520 | 116.7110 | Solar | [5 empty] | Wiki-Solar | https://www.wiki-solar.org | Wiki-Solar | [10 empty] | 20.08 | 20.98 | 21.02 | 20.91 | 19.29 | NO-ESTIMATION | NO-ESTIMATION | NO-ESTIMATION | NO-ESTIMATION | CAPACITY-FACTOR-V1
AUS | Australia | Perth Zoo |  | AUS0000426 | 2.37 | -31.9767 | 115.8548 | Solar |  |  |  |  | Perth Zoo | Australian Renewable Energy Mapping Infrastructure | https://www.nationalmap.gov.au/ | Australian Renewable Energy Mapping Infrastructure | [10 empty] | 4.64 | 4.82 | 4.85 | 4.36 | 4.64 | NO-ESTIMATION | NO-ESTIMATION | NO-ESTIMATION | NO-ESTIMATION | CAPACITY-FACTOR-V1
AUS | Australia | Broken Hill Solar Plant |  | AUS0000477 | 53 | -31.9867 | 141.3915 | Solar |  |  |  |  | AGL Energy | Australian Renewable Energy Mapping Infrastructure | https://www.nationalmap.gov.au/ | Australian Renewable Energy Mapping Infrastructure | [5 empty] | 92.10472222222222 | 127.56472222222222 | 130.70694444444445 |  | Australia Clean Energy Regulator | 113.92 | 113.63 | 106.67 | 107.09 | 113.15 | NO-ESTIMATION | NO-ESTIMATION | NO-ESTIMATION | NO-ESTIMATION | CAPACITY-FACTOR-V1
AUS | Australia | Narromine |  | WKS0064625 | 15 | -32.2240 | 148.2560 | Solar | [5 empty] | Wiki-Solar | https://www.wiki-solar.org | Wiki-Solar | [10 empty] | 35.05 | 33.05 | 31.42 | 31.62 | 35.8 | NO-ESTIMATION | NO-ESTIMATION | NO-ESTIMATION | NO-ESTIMATION | CAPACITY-FACTOR-V1
AUS | Australia | Dubbo |  | WKS0064626 | 30 | -32.2730 | 148.6580 | Solar | [5 empty] | Wiki-Solar | https://www.wiki-solar.org | Wiki-Solar | [10 empty] | 68.35 | 66.53 | 63.37 | 64.02 | 70.67 | NO-ESTIMATION | NO-ESTIMATION | NO-ESTIMATION | NO-ESTIMATION | CAPACITY-FACTOR-V1
AUS | Australia | Beryl AU |  | WKS0069215 | 87 | -32.3530 | 149.4680 | Solar | [5 empty] | Wiki-Solar | https://www.wiki-solar.org | Wiki-Solar | [10 empty] | 192.94 | 192.94 | 183.30 | 190.53 | 199.78 | NO-ESTIMATION | NO-ESTIMATION | NO-ESTIMATION | NO-ESTIMATION | CAPACITY-FACTOR-V1
AUS | Australia | Liddell Solar Thermal |  | AUS0000473 | 9.3 | -32.3761 | 150.9797 | Solar |  |  |  |  | Macquarie Generation | Australian Renewable Energy Mapping Infrastructure | https://www.nationalmap.gov.au/ | Australian Renewable Energy Mapping Infrastructure | [10 empty] | 19.20 | 19.36 | 19.01 | 20.04 | 20.1 | NO-ESTIMATION | NO-ESTIMATION | NO-ESTIMATION | NO-ESTIMATION | CAPACITY-FACTOR-V1
AUS | Australia | Bungala II |  | WKS0070392 | 110 | -32.4080 | 137.8410 | Solar | [5 empty] | Wiki-Solar | https://www.wiki-solar.org | Wiki-Solar | [10 empty] | 259.65 | 260.09 | 254.38 | 247.29 | 267.03 | NO-ESTIMATION | NO-ESTIMATION | NO-ESTIMATION | NO-ESTIMATION | CAPACITY-FACTOR-V1
AUS | Australia | Bungala I |  | WKS0066021 | 110 | -32.4270 | 137.8380 | Solar | [5 empty] | Wiki-Solar | https://www.wiki-solar.org | Wiki-Solar | [10 empty] | 259.65 | 260.13 | 254.38 | 246.65 | 268.6 | SOLAR-V1-NO-AGE | SOLAR-V1-NO-AGE | SOLAR-V1-NO-AGE | SOLAR-V1-NO-AGE | SOLAR-V1-NO-AGE
AUS | Australia | CSIRO Energy Centre |  | AUS0000438 | 1.5 | -32.8835 | 151.7275 | Solar |  |  |  |  | CSIRO | Australian Renewable Energy Mapping Infrastructure | https://www.nationalmap.gov.au/ | Australian Renewable Energy Mapping Infrastructure | 1002121 | [9 empty] | 3.04 | 3.18 | 3.15 | 3.23 | 3.17 | NO-ESTIMATION | NO-ESTIMATION | NO-ESTIMATION | NO-ESTIMATION | CAPACITY-FACTOR-V1
AUS | Australia | Summerhill |  | WKS0069943 | 5 | -32.8910 | 151.6500 | Solar | [5 empty] | Wiki-Solar | https://www.wiki-solar.org | Wiki-Solar | [10 empty] | 10.63 | 10.69 | 10.49 | 11.15 | 10.85 | NO-ESTIMATION | NO-ESTIMATION | NO-ESTIMATION | NO-ESTIMATION | CAPACITY-FACTOR-V1
AUS | Australia | Peterborough SA |  | WKS0071194 | 4.9 | -32.9450 | 138.9050 | Solar | [5 empty] | Wiki-Solar | https://www.wiki-solar.org | Wiki-Solar | [10 empty] | 10.17 | 9.63 | 9.50 | 9.60 | 9.8 | NO-ESTIMATION | NO-ESTIMATION | NO-ESTIMATION | NO-ESTIMATION | CAPACITY-FACTOR-V1
AUS | Australia | Whyalla SSE |  | WKS0071501 | 6 | -33.0070 | 137.5580 | Solar | [5 empty] | Wiki-Solar | https://www.wiki-solar.org | Wiki-Solar | [10 empty] | 12.88 | 12.93 | 12.85 | 12.80 | 13.36 | NO-ESTIMATION | NO-ESTIMATION | NO-ESTIMATION | NO-ESTIMATION | CAPACITY-FACTOR-V1
AUS | Australia | Parkes Solar Farm |  | AUS0000516 | 66 | -33.1027 | 148.0750 | Solar |  |  |  |  | NEOEN | Australian Renewable Energy Mapping Infrastructure | https://www.nationalmap.gov.au/ | Australian Renewable Energy Mapping Infrastructure | [7 empty] | 4.635833333333333 |  | Australia Clean Energy Regulator | 139.11 | 137.98 | 131.15 | 134.35 | 145.29 | NO-ESTIMATION | NO-ESTIMATION | NO-ESTIMATION | NO-ESTIMATION | CAPACITY-FACTOR-V1
AUS | Australia | Manildra Solar Farm |  | AUS0000604 | 46 | -33.1733 | 148.7180 | Solar |  |  |  |  | First Solar Australia | Australian Renewable Energy Mapping Infrastructure | https://www.nationalmap.gov.au/ | Australian Renewable Energy Mapping Infrastructure | [10 empty] | 101.46 | 96.07 | 89.89 | 93.26 | 106.12 | NO-ESTIMATION | NO-ESTIMATION | NO-ESTIMATION | NO-ESTIMATION | CAPACITY-FACTOR-V1
AUS | Australia | Lake Cargelligo CSP |  | WKS0071027 | 3 | -33.3110 | 146.4092 | Solar | [5 empty] | Wiki-Solar | https://www.wiki-solar.org | Wiki-Solar | [10 empty] | 6.04 | 5.80 | 5.74 | 5.59 | 6.12 | NO-ESTIMATION | NO-ESTIMATION | NO-ESTIMATION | NO-ESTIMATION | CAPACITY-FACTOR-V1
AUS | Australia | Griffith Solar Farm |  | AUS0000511 | 36 | -34.3155 | 146.1094 | Solar |  |  |  |  | Neoen | Australian Renewable Energy Mapping Infrastructure | https://www.nationalmap.gov.au/ | Australian Renewable Energy Mapping Infrastructure | [7 empty] | 22.02722222222222 |  | Australia Clean Energy Regulator | 73.95 | 72.01 | 68.04 | 66.76 | 74.55 | NO-ESTIMATION | NO-ESTIMATION | NO-ESTIMATION | NO-ESTIMATION | CAPACITY-FACTOR-V1
AUS | Australia | Yatpool |  | WKS0072835 | 81 | -34.4070 | 142.1790 | Solar | [5 empty] | Wiki-Solar | https://www.wiki-solar.org | Wiki-Solar | [10 empty] | 166.73 | 165.19 | 167.08 | 169.22 | 171.53 | NO-ESTIMATION | NO-ESTIMATION | NO-ESTIMATION | NO-ESTIMATION | CAPACITY-FACTOR-V1
AUS | Australia | Karadoc Solar Farm |  | AUS0000448 | 112 | -34.4154 | 142.2521 | Solar |  |  |  |  | BayWa | Australian Renewable Energy Mapping Infrastructure | https://www.nationalmap.gov.au/ | Australian Renewable Energy Mapping Infrastructure | 1096003 | [9 empty] | 2.89 | 2.86 | 2.88 | 2.81 | 2.79 | NO-ESTIMATION | NO-ESTIMATION | NO-ESTIMATION | NO-ESTIMATION | CAPACITY-FACTOR-V1
AUS | Australia | Gullen |  | WKS0068350 | 10 | -34.6100 | 149.4760 | Solar | [5 empty] | Wiki-Solar | https://www.wiki-solar.org | Wiki-Solar | [10 empty] | 19.69 | 19.08 | 18.70 | 18.58 | 19.97 | NO-ESTIMATION | NO-ESTIMATION | NO-ESTIMATION | NO-ESTIMATION | CAPACITY-FACTOR-V1
AUS | Australia | Bannerton Solar Farm |  | AUS0000608 | 88 | -34.6899 | 142.7452 | Solar |  |  |  |  | Foresight Solar Australia | Australian Renewable Energy Mapping Infrastructure | https://www.nationalmap.gov.au/ | Australian Renewable Energy Mapping Infrastructure | [10 empty] | 181.99 | 179.75 | 178.58 | 181.12 | 185.63 | NO-ESTIMATION | NO-ESTIMATION | NO-ESTIMATION | NO-ESTIMATION | CAPACITY-FACTOR-V1
AUS | Australia | Wemen Solar Farm |  | AUS0000609 | 110 | -34.8027 | 142.5457 | Solar |  |  |  |  | CEFC | Australian Renewable Energy Mapping Infrastructure | https://www.nationalmap.gov.au/ | Australian Renewable Energy Mapping Infrastructure | [10 empty] | 210.99 | 221.88 | 220.08 | 210.73 | 226.67 | NO-ESTIMATION | NO-ESTIMATION | NO-ESTIMATION | NO-ESTIMATION | CAPACITY-FACTOR-V1
AUS | Australia | Sunraysia |  | WKS0069205 | 200 | -34.8040 | 143.4910 | Solar | [5 empty] | Wiki-Solar | https://www.wiki-solar.org | Wiki-Solar | [10 empty] | 404.06 | 397.79 | 402.69 | 377.70 | 424.56 | NO-ESTIMATION | NO-ESTIMATION | NO-ESTIMATION | NO-ESTIMATION | CAPACITY-FACTOR-V1
AUS | Australia | Adelaide Showgrounds |  | AUS0000432 | 1 | -34.9453 | 138.5882 | Solar |  |  |  |  | Adelaide Showgrounds | Australian Renewable Energy Mapping Infrastructure | https://www.nationalmap.gov.au/ | Australian Renewable Energy Mapping Infrastructure | 1078760 | [9 empty] | 1.63 | 1.72 | 1.70 | 1.65 | 1.52 | NO-ESTIMATION | NO-ESTIMATION | NO-ESTIMATION | NO-ESTIMATION | CAPACITY-FACTOR-V1
AUS | Australia | Tailem Bend Solar Farm |  | AUS0000599 | 95 | -35.2708 | 139.4924 | Solar |  |  |  |  | Vena Energy | Australian Renewable Energy Mapping Infrastructure | https://www.nationalmap.gov.au/ | Australian Renewable Energy Mapping Infrastructure | [10 empty] | 185.50 | 194.93 | 176.15 | 177.25 | 183.11 | NO-ESTIMATION | NO-ESTIMATION | NO-ESTIMATION | NO-ESTIMATION | CAPACITY-FACTOR-V1
AUS | Australia | Swan Hill |  | WKS0070787 | 19 | -35.3420 | 143.5180 | Solar | [5 empty] | Wiki-Solar | https://www.wiki-solar.org | Wiki-Solar | [10 empty] | 36.37 | 36.88 | 35.94 | 36.74 | 36.42 | NO-ESTIMATION | NO-ESTIMATION | NO-ESTIMATION | NO-ESTIMATION | CAPACITY-FACTOR-V1
AUS | Australia | Mugga Lane Solar Park |  | AUS0000617 | 13 | -35.3989 | 149.1460 | Solar |  |  |  |  | Maoneng Australia | Australian Renewable Energy Mapping Infrastructure | https://www.nationalmap.gov.au/ | Australian Renewable Energy Mapping Infrastructure | [10 empty] | 27.18 | 26.79 | 24.77 | 26.23 | 27.55 | NO-ESTIMATION | NO-ESTIMATION | NO-ESTIMATION | NO-ESTIMATION | CAPACITY-FACTOR-V1
AUS | Australia | Royalla Solar Farm |  | AUS0000485 | 20 | -35.4897 | 149.1435 | Solar |  |  |  |  | Abdul Latif Jameel Energy and Environment Services | Australian Renewable Energy Mapping Infrastructure | https://www.nationalmap.gov.au/ | Australian Renewable Energy Mapping Infrastructure |  |  |  |  | 13.743055555555555 | 38.568888888888885 | 37.19861111111111 | 39.208333333333336 |  | Australia Clean Energy Regulator | 42.32 | 42.36 | 39.21 | 40.95 | 42.82 | NO-ESTIMATION | NO-ESTIMATION | NO-ESTIMATION | NO-ESTIMATION | CAPACITY-FACTOR-V1
AUS | Australia | Williamsdale |  | WKS0062560 | 7 | -35.5710 | 149.1280 | Solar | [5 empty] | Wiki-Solar | https://www.wiki-solar.org | Wiki-Solar | [10 empty] | 14.06 | 13.91 | 13.38 | 13.52 | 13.92 | NO-ESTIMATION | NO-ESTIMATION | NO-ESTIMATION | NO-ESTIMATION | CAPACITY-FACTOR-V1
AUS | Australia | Gannawarra Solar Farm |  | AUS0000601 | 60 | -35.6762 | 143.4553 | Solar |  |  |  |  | Wirsol Edify Energy | Australian Renewable Energy Mapping Infrastructure | https://www.nationalmap.gov.au/ | Australian Renewable Energy Mapping Infrastructure | [10 empty] | 109.02 | 111.72 | 112.97 | 110.75 | 111.93 | NO-ESTIMATION | NO-ESTIMATION | NO-ESTIMATION | NO-ESTIMATION | CAPACITY-FACTOR-V1
AUS | Australia | Numurkah Solar Farm |  | AUS0000587 | 100 | -36.1592 | 145.4746 | Solar |  |  |  |  | Neoen | Australian Renewable Energy Mapping Infrastructure | https://www.nationalmap.gov.au/ | Australian Renewable Energy Mapping Infrastructure | [10 empty] | 183.10 | 184.06 | 182.72 | 170.70 | 185.29 | NO-ESTIMATION | NO-ESTIMATION | NO-ESTIMATION | NO-ESTIMATION | CAPACITY-FACTOR-V1
BDI | Burundi | Mubuga GWG |  | WKS0066495 | 7.6 | -3.4200 | 30.0300 | Solar | [5 empty] | Wiki-Solar | https://www.wiki-solar.org | Wiki-Solar | [10 empty] | 16.94 | 17.33 | 16.95 | 17.63 | 16.78 | NO-ESTIMATION | NO-ESTIMATION | NO-ESTIMATION | NO-ESTIMATION | CAPACITY-FACTOR-V1
BEL | Belgium | Kristal |  | WKS0071360 | 99.5 | 51.2030 | 5.2650 | Solar | [5 empty] | Wiki-Solar | https://www.wiki-solar.org | Wiki-Solar | [10 empty] | 144.74 | 144.39 | 143.19 | 145.85 | 143.44 | NO-ESTIMATION | NO-ESTIMATION | NO-ESTIMATION | NO-ESTIMATION | CAPACITY-FACTOR-V1
BEL | Belgium | Wilmarsdonk |  | WKS0062303 | 3.7 | 51.2709 | 4.3812 | Solar | [5 empty] | Wiki-Solar | https://www.wiki-solar.org | Wiki-Solar | [10 empty] | 5.41 | 5.33 | 5.30 | 5.31 | 5.37 | NO-ESTIMATION | NO-ESTIMATION | NO-ESTIMATION | NO-ESTIMATION | CAPACITY-FACTOR-V1
BEL | Belgium | Loghidden City |  | WKS0060089 | 13 | 51.2730 | 4.2880 | Solar | [5 empty] | Wiki-Solar | https://www.wiki-solar.org | Wiki-Solar | [10 empty] | 19.92 | 19.90 | 19.60 | 19.65 | 19.85 | NO-ESTIMATION | NO-ESTIMATION | NO-ESTIMATION | NO-ESTIMATION | CAPACITY-FACTOR-V1
BFA | Burkina Faso | Zagtouli |  | WKS0067803 | 33 | 12.3070 | -1.6370 | Solar | [5 empty] | Wiki-Solar | https://www.wiki-solar.org | Wiki-Solar | [10 empty] | 76.67 | 80.13 | 77.40 | 78.30 | 67.93 | NO-ESTIMATION | NO-ESTIMATION | NO-ESTIMATION | NO-ESTIMATION | CAPACITY-FACTOR-V1
BFA | Burkina Faso | Essakane |  | WKS0069194 | 19.9 | 14.3640 | 0.0780 | Solar | [5 empty] | Wiki-Solar | https://www.wiki-solar.org | Wiki-Solar | [10 empty] | 42.19 | 46.38 | 41.84 | 41.95 | 38.5 | NO-ESTIMATION | NO-ESTIMATION | NO-ESTIMATION | NO-ESTIMATION | CAPACITY-FACTOR-V1
BGD | Bangladesh | Teknaf |  | WKS0066662 | 28 | 20.9820 | 92.2560 | Solar | [5 empty] | Wiki-Solar | https://www.wiki-solar.org | Wiki-Solar | [10 empty] | 58.41 | 61.75 | 56.58 | 50.29 | 50.02 | NO-ESTIMATION | NO-ESTIMATION | NO-ESTIMATION | NO-ESTIMATION | CAPACITY-FACTOR-V1
BGD | Bangladesh | Gopalganj |  | WKS0070913 | 5 | 26.5850 | 84.1450 | Solar | [5 empty] | Wiki-Solar | https://www.wiki-solar.org | Wiki-Solar | [10 empty] | 9.56 | 9.59 | 9.68 | 9.30 | 9.28 | NO-ESTIMATION | NO-ESTIMATION | NO-ESTIMATION | NO-ESTIMATION | CAPACITY-FACTOR-V1
BGR | Bulgaria | Hadjidimovo |  | WKS0062173 | 11 | 41.5080 | 23.7960 | Solar | [5 empty] | Wiki-Solar | https://www.wiki-solar.org | Wiki-Solar | [10 empty] | 17.44 | 17.34 | 17.34 | 17.74 | 17.48 | NO-ESTIMATION | NO-ESTIMATION | NO-ESTIMATION | NO-ESTIMATION | CAPACITY-FACTOR-V1
BGR | Bulgaria | Yerusalimovo |  | WKS0063900 | 5.1 | 41.8650 | 26.0950 | Solar | [5 empty] | Wiki-Solar | https://www.wiki-solar.org | Wiki-Solar | [10 empty] | 8.21 | 8.40 | 8.38 | 8.24 | 8.32 | NO-ESTIMATION | NO-ESTIMATION | NO-ESTIMATION | NO-ESTIMATION | CAPACITY-FACTOR-V1
BGR | Bulgaria | Karadzhalovo |  | WKS0061215 | 50 | 42.1050 | 25.3220 | Solar | [5 empty] | Wiki-Solar | https://www.wiki-solar.org | Wiki-Solar | [10 empty] | 77.29 | 77.77 | 77.29 | 77.59 | 75.98 | NO-ESTIMATION | NO-ESTIMATION | NO-ESTIMATION | NO-ESTIMATION | CAPACITY-FACTOR-V1
BGR | Bulgaria | Zdravets |  | WKS0061142 | 16.2 | 42.1250 | 25.6350 | Solar | [5 empty] | Wiki-Solar | https://www.wiki-solar.org | Wiki-Solar | [10 empty] | 26.50 | 26.45 | 26.26 | 26.54 | 26.03 | NO-ESTIMATION | NO-ESTIMATION | NO-ESTIMATION | NO-ESTIMATION | CAPACITY-FACTOR-V1
BGR | Bulgaria | Solsbor |  | WKS0063901 | 10 | 42.3200 | 24.3010 | Solar | [5 empty] | Wiki-Solar | https://www.wiki-solar.org | Wiki-Solar | [10 empty] | 15.58 | 14.98 | 15.65 | 15.36 | 15.89 | NO-ESTIMATION | NO-ESTIMATION | NO-ESTIMATION | NO-ESTIMATION | CAPACITY-FACTOR-V1
BGR | Bulgaria | Hanovo |  | WKS0065236 | 4.5 | 42.3960 | 26.5260 | Solar | [5 empty] | Wiki-Solar | https://www.wiki-solar.org | Wiki-Solar | [10 empty] | 6.56 | 6.65 | 6.89 | 6.87 | 6.86 | NO-ESTIMATION | NO-ESTIMATION | NO-ESTIMATION | NO-ESTIMATION | CAPACITY-FACTOR-V1
BGR | Bulgaria | Bezmer |  | WKS0065238 | 10 | 42.4630 | 26.4080 | Solar | [5 empty] | Wiki-Solar | https://www.wiki-solar.org | Wiki-Solar | [10 empty] | 15.72 | 15.87 | 16.20 | 16.23 | 16.07 | NO-ESTIMATION | NO-ESTIMATION | NO-ESTIMATION | NO-ESTIMATION | CAPACITY-FACTOR-V1
BGR | Bulgaria | Skobelevo |  | WKS0065235 | 5 | 42.4673 | 26.3610 | Solar | [5 empty] | Wiki-Solar | https://www.wiki-solar.org | Wiki-Solar | [10 empty] | 8.04 | 7.91 | 7.96 | 8.04 | 7.96 | NO-ESTIMATION | NO-ESTIMATION | NO-ESTIMATION | NO-ESTIMATION | CAPACITY-FACTOR-V1
BGR | Bulgaria | Yambol |  | WKS0065237 | 10 | 42.4730 | 26.4540 | Solar | [5 empty] | Wiki-Solar | https://www.wiki-solar.org | Wiki-Solar | [10 empty] | 15.21 | 15.87 | 16.34 | 16.21 | 16.03 | NO-ESTIMATION | NO-ESTIMATION | NO-ESTIMATION | NO-ESTIMATION | CAPACITY-FACTOR-V1
BGR | Bulgaria | Palauzovo |  | WKS0065231 | 5 | 42.5160 | 26.7550 | Solar | [5 empty] | Wiki-Solar | https://www.wiki-solar.org | Wiki-Solar | [10 empty] | 8.02 | 8.13 | 7.99 | 8.10 | 7.93 | NO-ESTIMATION | NO-ESTIMATION | NO-ESTIMATION | NO-ESTIMATION | CAPACITY-FACTOR-V1
BGR | Bulgaria | Karlovo |  | WKS0061847 | 4.9 | 42.5810 | 24.8030 | Solar | [5 empty] | Wiki-Solar | https://www.wiki-solar.org | Wiki-Solar | [10 empty] | 7.26 | 7.20 | 7.37 | 7.43 | 7.37 | NO-ESTIMATION | NO-ESTIMATION | NO-ESTIMATION | NO-ESTIMATION | CAPACITY-FACTOR-V1
BGR | Bulgaria | Cherganovo |  | WKS0061330 | 29.3 | 42.5880 | 25.4840 | Solar | [5 empty] | Wiki-Solar | https://www.wiki-solar.org | Wiki-Solar | [10 empty] | 44.15 | 42.98 | 45.06 | 44.93 | 45.09 | NO-ESTIMATION | NO-ESTIMATION | NO-ESTIMATION | NO-ESTIMATION | CAPACITY-FACTOR-V1
BGR | Bulgaria | Chervenako |  | WKS0065232 | 4 | 42.6320 | 26.0370 | Solar | [5 empty] | Wiki-Solar | https://www.wiki-solar.org | Wiki-Solar | [10 empty] | 5.98 | 5.88 | 5.98 | 6.07 | 5.95 | NO-ESTIMATION | NO-ESTIMATION | NO-ESTIMATION | NO-ESTIMATION | CAPACITY-FACTOR-V1
BGR | Bulgaria | Devnya |  | WKS0060369 | 4.8 | 43.2072 | 27.6054 | Solar | [5 empty] | Wiki-Solar | https://www.wiki-solar.org | Wiki-Solar | [10 empty] | 8.16 | 8.41 | 8.46 | 8.51 | 8.25 | NO-ESTIMATION | NO-ESTIMATION | NO-ESTIMATION | NO-ESTIMATION | CAPACITY-FACTOR-V1
BGR | Bulgaria | Vratsa |  | WKS0061195 | 18 | 43.2420 | 23.5440 | Solar | [5 empty] | Wiki-Solar | https://www.wiki-solar.org | Wiki-Solar | [10 empty] | 28.66 | 27.75 | 28.23 | 29.52 | 28.24 | NO-ESTIMATION | NO-ESTIMATION | NO-ESTIMATION | NO-ESTIMATION | CAPACITY-FACTOR-V1
BGR | Bulgaria | Vratsa N |  | WKS0061136 | 5 | 43.2466 | 23.5397 | Solar | [5 empty] | Wiki-Solar | https://www.wiki-solar.org | Wiki-Solar | [10 empty] | 7.90 | 7.64 | 7.79 | 8.13 | 7.82 | NO-ESTIMATION | NO-ESTIMATION | NO-ESTIMATION | NO-ESTIMATION | CAPACITY-FACTOR-V1
BGR | Bulgaria | Letnitsa |  | WKS0061196 | 11 | 43.3080 | 25.0320 | Solar | [5 empty] | Wiki-Solar | https://www.wiki-solar.org | Wiki-Solar | [10 empty] | 18.38 | 17.19 | 18.22 | 17.79 | 18.35 | NO-ESTIMATION | NO-ESTIMATION | NO-ESTIMATION | NO-ESTIMATION | CAPACITY-FACTOR-V1
BGR | Bulgaria | Pobeda |  | WKS0061329 | 50.6 | 43.5190 | 24.5460 | Solar | [5 empty] | Wiki-Solar | https://www.wiki-solar.org | Wiki-Solar | [10 empty] | 82.12 | 72.80 | 78.86 | 79.61 | 82.46 | NO-ESTIMATION | NO-ESTIMATION | NO-ESTIMATION | NO-ESTIMATION | CAPACITY-FACTOR-V1
BGR | Bulgaria | Mokresh |  | WKS0064143 | 4.1 | 43.7491 | 23.3858 | Solar | [5 empty] | Wiki-Solar | https://www.wiki-solar.org | Wiki-Solar | [10 empty] | 6.31 | 5.75 | 6.08 | 5.85 | 6.04 | NO-ESTIMATION | NO-ESTIMATION | NO-ESTIMATION | NO-ESTIMATION | CAPACITY-FACTOR-V1
BGR | Bulgaria | Kolarovo |  | WKS0061331 | 5.9 | 44.0350 | 26.9080 | Solar | [5 empty] | Wiki-Solar | https://www.wiki-solar.org | Wiki-Solar | [10 empty] | 9.97 | 8.94 | 9.28 | 9.23 | 9.41 | NO-ESTIMATION | NO-ESTIMATION | NO-ESTIMATION | NO-ESTIMATION | CAPACITY-FACTOR-V1
BGR | Bulgaria | Vilo |  | WKS0061406 | 3.9 | 44.0420 | 27.0160 | Solar | [5 empty] | Wiki-Solar | https://www.wiki-solar.org | Wiki-Solar | [10 empty] | 6.21 | 5.57 | 5.70 | 5.69 | 5.82 | NO-ESTIMATION | NO-ESTIMATION | NO-ESTIMATION | NO-ESTIMATION | CAPACITY-FACTOR-V1
BGR | Bulgaria | Kalipetrovo |  | WKS0061402 | 3.9 | 44.0587 | 27.2568 | Solar | [5 empty] | Wiki-Solar | https://www.wiki-solar.org | Wiki-Solar | [10 empty] | 6.16 | 5.53 | 5.73 | 5.70 | 6.06 | NO-ESTIMATION | NO-ESTIMATION | NO-ESTIMATION | NO-ESTIMATION | CAPACITY-FACTOR-V1
BGR | Bulgaria | Montan-Renar |  | WKS0061405 | 7 | 44.1070 | 27.1740 | Solar | [5 empty] | Wiki-Solar | https://www.wiki-solar.org | Wiki-Solar | [10 empty] | 11.98 | 10.70 | 11.05 | 11.05 | 11.3 | NO-ESTIMATION | NO-ESTIMATION | NO-ESTIMATION | NO-ESTIMATION | CAPACITY-FACTOR-V1
BHR | Bahrain | Awali |  | WKS0063150 | 5 | 26.1000 | 50.5800 | Solar | [5 empty] | Wiki-Solar | https://www.wiki-solar.org | Wiki-Solar | [10 empty] | 9.98 | 10.37 | 10.06 | 10.00 | 9.76 | NO-ESTIMATION | NO-ESTIMATION | NO-ESTIMATION | NO-ESTIMATION | CAPACITY-FACTOR-V1
BLR | Belarus | Elsk |  | WKS0069850 | 16.3 | 51.7700 | 29.1550 | Solar | [5 empty] | Wiki-Solar | https://www.wiki-solar.org | Wiki-Solar | [10 empty] | 24.87 | 23.18 | 24.79 | 22.69 | 23.36 | NO-ESTIMATION | NO-ESTIMATION | NO-ESTIMATION | NO-ESTIMATION | CAPACITY-FACTOR-V1
BLR | Belarus | Bragin EP |  | WKS0069842 | 4.1 | 51.7840 | 30.2559 | Solar | [5 empty] | Wiki-Solar | https://www.wiki-solar.org | Wiki-Solar | [10 empty] | 6.25 | 5.79 | 6.05 | 5.68 | 5.86 | NO-ESTIMATION | NO-ESTIMATION | NO-ESTIMATION | NO-ESTIMATION | CAPACITY-FACTOR-V1
BLR | Belarus | Brahin |  | WKS0068456 | 18.5 | 51.7970 | 30.2090 | Solar | [5 empty] | Wiki-Solar | https://www.wiki-solar.org | Wiki-Solar | [10 empty] | 28.21 | 26.70 | 28.22 | 25.95 | 26.81 | NO-ESTIMATION | NO-ESTIMATION | NO-ESTIMATION | NO-ESTIMATION | CAPACITY-FACTOR-V1
BLR | Belarus | Chechevicy |  | WKS0069849 | 11.3 | 52.9200 | 30.8500 | Solar | [5 empty] | Wiki-Solar | https://www.wiki-solar.org | Wiki-Solar | [10 empty] | 17.24 | 16.96 | 15.79 | 16.72 | 16.91 | NO-ESTIMATION | NO-ESTIMATION | NO-ESTIMATION | NO-ESTIMATION | CAPACITY-FACTOR-V1
BLR | Belarus | Blizhnyaya Rechitsa 2 |  | WKS0070614 | 109 | 53.6250 | 31.6000 | Solar | [5 empty] | Wiki-Solar | https://www.wiki-solar.org | Wiki-Solar | [10 empty] | 162.19 | 160.88 | 160.11 | 161.32 | 161.99 | NO-ESTIMATION | NO-ESTIMATION | NO-ESTIMATION | NO-ESTIMATION | CAPACITY-FACTOR-V1
BLR | Belarus | Blizhnyaya Rechitsa |  | WKS0067624 | 55 | 53.6400 | 31.5500 | Solar | [5 empty] | Wiki-Solar | https://www.wiki-solar.org | Wiki-Solar | [10 empty] | 81.48 | 80.48 | 78.19 | 81.04 | 81.37 | NO-ESTIMATION | NO-ESTIMATION | NO-ESTIMATION | NO-ESTIMATION | CAPACITY-FACTOR-V1
BLR | Belarus | Smorgon |  | WKS0069844 | 18.7 | 54.4100 | 26.4800 | Solar | [5 empty] | Wiki-Solar | https://www.wiki-solar.org | Wiki-Solar | [10 empty] | 29.33 | 28.25 | 28.13 | 28.33 | 29.29 | NO-ESTIMATION | NO-ESTIMATION | NO-ESTIMATION | NO-ESTIMATION | CAPACITY-FACTOR-V1
BOL | Bolivia | Cobija |  | WKS0064693 | 5 | -11.0250 | -68.8150 | Solar | [5 empty] | Wiki-Solar | https://www.wiki-solar.org | Wiki-Solar | [10 empty] | 9.66 | 9.78 | 9.74 | 9.98 | 9.7 | NO-ESTIMATION | NO-ESTIMATION | NO-ESTIMATION | NO-ESTIMATION | CAPACITY-FACTOR-V1
BOL | Bolivia | Uyuni Colcha K |  | WKS0065925 | 50 | -20.7500 | -67.6500 | Solar | [5 empty] | Wiki-Solar | https://www.wiki-solar.org | Wiki-Solar | [10 empty] | 98.44 | 101.51 | 99.89 | 106.26 | 104.15 | NO-ESTIMATION | NO-ESTIMATION | NO-ESTIMATION | NO-ESTIMATION | CAPACITY-FACTOR-V1
BOL | Bolivia | Yunchara |  | WKS0067804 | 5.6 | -21.8300 | -65.2300 | Solar | [5 empty] | Wiki-Solar | https://www.wiki-solar.org | Wiki-Solar | [10 empty] | 10.95 | 11.17 | 11.16 | 11.29 | 11.26 | NO-ESTIMATION | NO-ESTIMATION | NO-ESTIMATION | NO-ESTIMATION | CAPACITY-FACTOR-V1
BRA | Brazil | SÃ£o Pedro |  | WKS0066309 | 59.7 | -12.2600 | -44.3000 | Solar | [5 empty] | Wiki-Solar | https://www.wiki-solar.org | Wiki-Solar | [10 empty] | 158.76 | 159.51 | 159.51 | 159.36 | 143.33 | NO-ESTIMATION | NO-ESTIMATION | NO-ESTIMATION | NO-ESTIMATION | CAPACITY-FACTOR-V1
BRA | Brazil | Ituverava |  | WKS0066301 | 210 | -12.5940 | -44.1120 | Solar | [5 empty] | Wiki-Solar | https://www.wiki-solar.org | Wiki-Solar | [10 empty] | 556.97 | 559.60 | 559.60 | 558.38 | 511.51 | NO-ESTIMATION | NO-ESTIMATION | NO-ESTIMATION | NO-ESTIMATION | CAPACITY-FACTOR-V1
BRA | Brazil | BJL ENEL |  | WKS0063214 | 158 | -12.5970 | -44.1070 | Solar | [5 empty] | Wiki-Solar | https://www.wiki-solar.org | Wiki-Solar | [10 empty] | 419.06 | 421.03 | 421.03 | 420.11 | 384.85 | NO-ESTIMATION | NO-ESTIMATION | NO-ESTIMATION | NO-ESTIMATION | CAPACITY-FACTOR-V1
BRA | Brazil | Horizonte |  | WKS0066302 | 80 | -12.7050 | -43.9900 | Solar | [5 empty] | Wiki-Solar | https://www.wiki-solar.org | Wiki-Solar | [10 empty] | 213.63 | 213.63 | 213.63 | 213.43 | 194.89 | NO-ESTIMATION | NO-ESTIMATION | NO-ESTIMATION | NO-ESTIMATION | CAPACITY-FACTOR-V1
BRA | Brazil | Verde Vale III |  | WKS0066241 | 15.1 | -14.1560 | -42.7350 | Solar | [5 empty] | Wiki-Solar | https://www.wiki-solar.org | Wiki-Solar | [10 empty] | 39.67 | 39.67 | 39.67 | 39.68 | 35.74 | NO-ESTIMATION | NO-ESTIMATION | NO-ESTIMATION | NO-ESTIMATION | CAPACITY-FACTOR-V1
BRA | Brazil | Paracatu |  | WKS0071304 | 120 | -17.3400 | -47.2500 | Solar | [5 empty] | Wiki-Solar | https://www.wiki-solar.org | Wiki-Solar | [10 empty] | 313.53 | 319.88 | 316.08 | 310.94 | 301.98 | NO-ESTIMATION | NO-ESTIMATION | NO-ESTIMATION | NO-ESTIMATION | CAPACITY-FACTOR-V1
BRA | Brazil | Pirapora II |  | WKS0069515 | 115 | -17.4000 | -44.8800 | Solar | [5 empty] | Wiki-Solar | https://www.wiki-solar.org | Wiki-Solar | [10 empty] | 298.56 | 298.46 | 277.98 | 278.87 | 268.06 | NO-ESTIMATION | NO-ESTIMATION | NO-ESTIMATION | NO-ESTIMATION | CAPACITY-FACTOR-V1
BRA | Brazil | Pirapora III |  | WKS0069781 | 72 | -17.4000 | -44.8800 | Solar | [5 empty] | Wiki-Solar | https://www.wiki-solar.org | Wiki-Solar | [10 empty] | 187.39 | 187.62 | 174.44 | 175.00 | 166.76 | NO-ESTIMATION | NO-ESTIMATION | NO-ESTIMATION | NO-ESTIMATION | CAPACITY-FACTOR-V1
BRA | Brazil | Pirapora I |  | WKS0066308 | 150 | -17.4160 | -44.9200 | Solar | [5 empty] | Wiki-Solar | https://www.wiki-solar.org | Wiki-Solar | [10 empty] | 379.44 | 390.16 | 361.81 | 362.74 | 350.02 | NO-ESTIMATION | NO-ESTIMATION | NO-ESTIMATION | NO-ESTIMATION | CAPACITY-FACTOR-V1
BRA | Brazil | Vazante |  | WKS0064689 | 90 | -18.0000 | -46.8700 | Solar | [5 empty] | Wiki-Solar | https://www.wiki-solar.org | Wiki-Solar | [10 empty] | 232.76 | 216.76 | 228.91 | 232.19 | 225.62 | NO-ESTIMATION | NO-ESTIMATION | NO-ESTIMATION | NO-ESTIMATION | CAPACITY-FACTOR-V1
BRA | Brazil | Guimarania 1 |  | WKS0071256 | 30 | -18.8800 | -46.7400 | Solar | [5 empty] | Wiki-Solar | https://www.wiki-solar.org | Wiki-Solar | [10 empty] | 75.60 | 79.88 | 73.72 | 79.64 | 71.12 | NO-ESTIMATION | NO-ESTIMATION | NO-ESTIMATION | NO-ESTIMATION | CAPACITY-FACTOR-V1
BRA | Brazil | Guimarania 2 |  | WKS0071258 | 30 | -18.8800 | -46.7400 | Solar | [5 empty] | Wiki-Solar | https://www.wiki-solar.org | Wiki-Solar | [10 empty] | 75.60 | 79.88 | 73.72 | 79.64 | 71.12 | NO-ESTIMATION | NO-ESTIMATION | NO-ESTIMATION | NO-ESTIMATION | CAPACITY-FACTOR-V1
BRA | Brazil | Central MineirÃ£o |  | BRA0031760 | 1.4184 | -19.8656 | -43.9711 | Solar |  |  |  | 2014 |  | AgÃªncia Nacional de Energia ElÃ©trica (Brazil) | http://www2.aneel.gov.br/aplicacoes/capacidadebrasil/capacidadebrasil.cfm | AgÃªncia Nacional de Energia ElÃ©trica (Brazil) | 1084597 | 2017 | [10 empty] | 3.21 | 3.05 | 2.2 | NO-ESTIMATION | NO-ESTIMATION | NO-ESTIMATION | NO-ESTIMATION | CAPACITY-FACTOR-V1
BRA | Brazil | Guaimbe |  | WKS0066300 | 150 | -21.9100 | -49.8500 | Solar | [5 empty] | Wiki-Solar | https://www.wiki-solar.org | Wiki-Solar | [10 empty] | 355.24 | 346.29 | 319.13 | 342.25 | 314.87 | NO-ESTIMATION | NO-ESTIMATION | NO-ESTIMATION | NO-ESTIMATION | CAPACITY-FACTOR-V1
BRA | Brazil | Tanquinho |  | BRA0030977 | 1.082 | -22.8838 | -47.0438 | Solar | [5 empty] | AgÃªncia Nacional de Energia ElÃ©trica (Brazil) | http://www2.aneel.gov.br/aplicacoes/capacidadebrasil/capacidadebrasil.cfm | AgÃªncia Nacional de Energia ElÃ©trica (Brazil) | 1103057 | 2017 | [8 empty] | 1.92 | 2.10 | 1.67 | 1.94 | 1.67 | NO-ESTIMATION | NO-ESTIMATION | NO-ESTIMATION | NO-ESTIMATION | CAPACITY-FACTOR-V1
BRA | Brazil | Nova Aurora |  | BRA0031430 | 3.0682 | -28.4480 | -48.9749 | Solar |  |  |  | 2014 |  | AgÃªncia Nacional de Energia ElÃ©trica (Brazil) | http://www2.aneel.gov.br/aplicacoes/capacidadebrasil/capacidadebrasil.cfm | AgÃªncia Nacional de Energia ElÃ©trica (Brazil) | 1112386 | 2017 | [10 empty] | 6.05 | 6.61 | 6.02 | NO-ESTIMATION | NO-ESTIMATION | NO-ESTIMATION | NO-ESTIMATION | CAPACITY-FACTOR-V1
BRA | Brazil | Apodi |  | WKS0068579 | 120 | -5.0600 | -37.7550 | Solar | [5 empty] | Wiki-Solar | https://www.wiki-solar.org | Wiki-Solar | [10 empty] | 319.08 | 319.08 | 319.08 | 318.77 | 291.99 | HYDRO-V1 | HYDRO-V1 | HYDRO-V1 | HYDRO-V1 | HYDRO-V1
BRA | Brazil | Assu V |  | WKS0066653 | 30 | -5.5550 | -37.0150 | Solar | [5 empty] | Wiki-Solar | https://www.wiki-solar.org | Wiki-Solar | [10 empty] | 80.85 | 80.85 | 80.85 | 80.87 | 72.48 | SOLAR-V1-NO-AGE | SOLAR-V1-NO-AGE | SOLAR-V1-NO-AGE | SOLAR-V1-NO-AGE | SOLAR-V1-NO-AGE
BRA | Brazil | TauÃ¡ |  | BRA0030060 | 1 | -6.0039 | -40.2747 | Solar |  |  |  | 2011 |  | AgÃªncia Nacional de Energia ElÃ©trica (Brazil) | http://www2.aneel.gov.br/aplicacoes/capacidadebrasil/capacidadebrasil.cfm | AgÃªncia Nacional de Energia ElÃ©trica (Brazil) |  | 2017 | [8 empty] | 1.89 | 1.99 | 1.95 | 1.81 | 1.74 | NO-ESTIMATION | NO-ESTIMATION | NO-ESTIMATION | NO-ESTIMATION | CAPACITY-FACTOR-V1
BRA | Brazil | Nova Olinda |  | WKS0066304 | 210 | -8.2130 | -42.5450 | Solar | [5 empty] | Wiki-Solar | https://www.wiki-solar.org | Wiki-Solar | [10 empty] | 559.60 | 559.60 | 559.60 | 558.38 | 511.51 | NO-ESTIMATION | NO-ESTIMATION | NO-ESTIMATION | NO-ESTIMATION | CAPACITY-FACTOR-V1
BRA | Brazil | Tacaimbo |  | WKS0069784 | 91 | -8.3430 | -36.2350 | Solar | [5 empty] | Wiki-Solar | https://www.wiki-solar.org | Wiki-Solar | [10 empty] | 242.27 | 241.55 | 242.27 | 242.04 | 221.5 | NO-ESTIMATION | NO-ESTIMATION | NO-ESTIMATION | NO-ESTIMATION | CAPACITY-FACTOR-V1
BRA | Brazil | Sobral 1 |  | WKS0066263 | 30 | -8.4650 | -42.5650 | Solar | [5 empty] | Wiki-Solar | https://www.wiki-solar.org | Wiki-Solar | [10 empty] | 80.85 | 80.85 | 80.85 | 80.87 | 72.48 | HYDRO-V1 | HYDRO-V1 | HYDRO-V1 | HYDRO-V1 | HYDRO-V1
BRA | Brazil | SertÃ£o 1 |  | WKS0066262 | 30 | -8.5100 | -42.5050 | Solar | [5 empty] | Wiki-Solar | https://www.wiki-solar.org | Wiki-Solar | [10 empty] | 80.85 | 80.85 | 80.85 | 80.87 | 72.48 | HYDRO-V1 | HYDRO-V1 | HYDRO-V1 | HYDRO-V1 | HYDRO-V1
BRA | Brazil | Fontes I+II |  | WKS0063682 | 10 | -9.0550 | -38.1200 | Solar | [5 empty] | Wiki-Solar | https://www.wiki-solar.org | Wiki-Solar | [10 empty] | 21.95 | 21.95 | 21.95 | 22.09 | 21.85 | SOLAR-V1-NO-AGE | SOLAR-V1-NO-AGE | SOLAR-V1-NO-AGE | SOLAR-V1-NO-AGE | SOLAR-V1-NO-AGE
CAN | Canada | Amherstburg Solar |  | CAN0007613 | 10 | 42.1449 | -83.0769 | Solar |  |  |  |  | Ge Energy Financial (90%) / Fiera Axium Infrastructure (10%) | Natural Resources Canada | ftp://ftp.maps.canada.ca/pub/nacei_cnaie/energy_infrastructure/PowerPlantsRenewGE1MW_NorthAmerica_201708.xlsx | Natural Resources Canada | 66330 | 2013 | [8 empty] | 14.93 | 14.48 | 15.03 | 15.83 | 15.2 | NO-ESTIMATION | NO-ESTIMATION | NO-ESTIMATION | NO-ESTIMATION | CAPACITY-FACTOR-V1
CAN | Canada | Amherstburg-1 |  | CAN0007614 | 20 | 42.1637 | -83.0807 | Solar |  |  |  |  | Capstone Infrastructure Corp | Natural Resources Canada | ftp://ftp.maps.canada.ca/pub/nacei_cnaie/energy_infrastructure/PowerPlantsRenewGE1MW_NorthAmerica_201708.xlsx | Natural Resources Canada |  | 2016 | [8 empty] | 30.42 | 30.25 | 30.11 | 31.76 | 30.78 | NO-ESTIMATION | NO-ESTIMATION | NO-ESTIMATION | NO-ESTIMATION | CAPACITY-FACTOR-V1
CAN | Canada | Amherstburg-2 |  | CAN0007615 | 15 | 42.1690 | -83.0876 | Solar |  |  |  |  | Enbridge | Natural Resources Canada | ftp://ftp.maps.canada.ca/pub/nacei_cnaie/energy_infrastructure/PowerPlantsRenewGE1MW_NorthAmerica_201708.xlsx | Natural Resources Canada |  | 2016 | [8 empty] | 22.81 | 22.48 | 22.68 | 23.88 | 23.12 | HYDRO-V1 | HYDRO-V1 | HYDRO-V1 | HYDRO-V1 | HYDRO-V1
CAN | Canada | Enbridge Tilbury |  | CAN0007844 | 5 | 42.2741 | -82.4267 | Solar |  |  |  |  | Enbridge Inc | Natural Resources Canada | ftp://ftp.maps.canada.ca/pub/nacei_cnaie/energy_infrastructure/PowerPlantsRenewGE1MW_NorthAmerica_201708.xlsx | Natural Resources Canada | 62244 | 2016 | [8 empty] | 7.12 | 7.02 | 7.45 | 7.71 | 7.47 | NO-ESTIMATION | NO-ESTIMATION | NO-ESTIMATION | NO-ESTIMATION | CAPACITY-FACTOR-V1
CAN | Canada | Windsor Airport SF |  | CAN0008643 | 50 | 42.2810 | -82.9351 | Solar |  |  |  |  | Windsor Solar LP | Natural Resources Canada | ftp://ftp.maps.canada.ca/pub/nacei_cnaie/energy_infrastructure/PowerPlantsRenewGE1MW_NorthAmerica_201708.xlsx | Natural Resources Canada | 65458 | 2017 | [8 empty] | 68.83 | 67.08 | 70.51 | 74.24 | 74.36 | HYDRO-V1 | HYDRO-V1 | HYDRO-V1 | HYDRO-V1 | HYDRO-V1
CAN | Canada | Erie Ridge |  | CAN0007845 | 9.4 | 42.4454 | -81.8504 | Solar |  |  |  |  | Sunedison / Skypower Ltd | Natural Resources Canada | ftp://ftp.maps.canada.ca/pub/nacei_cnaie/energy_infrastructure/PowerPlantsRenewGE1MW_NorthAmerica_201708.xlsx | Natural Resources Canada |  | 2013 | [8 empty] | 13.57 | 13.18 | 13.90 | 14.59 | 13.84 | NO-ESTIMATION | NO-ESTIMATION | NO-ESTIMATION | NO-ESTIMATION | CAPACITY-FACTOR-V1
CAN | Canada | Silvercreek |  | CAN0008364 | 10 | 42.6950 | -80.9791 | Solar |  |  |  |  | Silvercreek Nominee Inc | Natural Resources Canada | ftp://ftp.maps.canada.ca/pub/nacei_cnaie/energy_infrastructure/PowerPlantsRenewGE1MW_NorthAmerica_201708.xlsx | Natural Resources Canada | 67733 | 2017 | [8 empty] | 14.40 | 14.01 | 14.59 | 15.88 | 14.69 | NO-ESTIMATION | NO-ESTIMATION | NO-ESTIMATION | NO-ESTIMATION | CAPACITY-FACTOR-V1
CAN | Canada | St. Clair Sombra |  | CAN0008416 | 20 | 42.7113 | -82.4619 | Solar |  |  |  |  | Nextera Energy Partners LP | Natural Resources Canada | ftp://ftp.maps.canada.ca/pub/nacei_cnaie/energy_infrastructure/PowerPlantsRenewGE1MW_NorthAmerica_201708.xlsx | Natural Resources Canada |  | 2016 | [8 empty] | 28.86 | 28.35 | 29.75 | 30.38 | 30.15 | HYDRO-V1 | HYDRO-V1 | HYDRO-V1 | HYDRO-V1 | HYDRO-V1
CAN | Canada | Ryerse |  | CAN0008314 | 9.1 | 42.7841 | -80.2655 | Solar |  |  |  |  | Skypower Ltd / Sunedison | Natural Resources Canada | ftp://ftp.maps.canada.ca/pub/nacei_cnaie/energy_infrastructure/PowerPlantsRenewGE1MW_NorthAmerica_201708.xlsx | Natural Resources Canada | 65448 | 2013 | [8 empty] | 12.90 | 12.36 | 13.08 | 14.15 | 13.17 | SOLAR-V1-NO-AGE | SOLAR-V1-NO-AGE | SOLAR-V1-NO-AGE | SOLAR-V1-NO-AGE | SOLAR-V1-NO-AGE
CAN | Canada | Nanticoke |  | WKS0067638 | 44 | 42.8100 | -80.0350 | Solar | [5 empty] | Wiki-Solar | https://www.wiki-solar.org | Wiki-Solar | [10 empty] | 61.69 | 58.73 | 61.57 | 67.01 | 62.44 | NO-ESTIMATION | NO-ESTIMATION | NO-ESTIMATION | NO-ESTIMATION | CAPACITY-FACTOR-V1
CAN | Canada | 13th Side Road |  | CAN0007595 | 9.5 | 42.8550 | -80.3607 | Solar |  |  |  |  | Skypower Ltd / Sunedison | Natural Resources Canada | ftp://ftp.maps.canada.ca/pub/nacei_cnaie/energy_infrastructure/PowerPlantsRenewGE1MW_NorthAmerica_201708.xlsx | Natural Resources Canada | 62914 | 2013 | [8 empty] | 12.98 | 13.15 | 13.77 | 14.21 | 13.75 | NO-ESTIMATION | NO-ESTIMATION | NO-ESTIMATION | NO-ESTIMATION | CAPACITY-FACTOR-V1
CAN | Canada | St. Clair Moore |  | CAN0008415 | 20 | 42.8692 | -82.4207 | Solar |  |  |  |  | Nextera Energy Inc | Natural Resources Canada | ftp://ftp.maps.canada.ca/pub/nacei_cnaie/energy_infrastructure/PowerPlantsRenewGE1MW_NorthAmerica_201708.xlsx | Natural Resources Canada |  | 2016 | [8 empty] | 28.70 | 30.65 | 29.40 | 30.31 | 29.48 | NO-ESTIMATION | NO-ESTIMATION | NO-ESTIMATION | NO-ESTIMATION | CAPACITY-FACTOR-V1
CAN | Canada | Norfolk Bloomsburg |  | CAN0008167 | 10 | 42.8745 | -80.2972 | Solar |  |  |  |  | Sune Norfolk Bloomsburg LP | Natural Resources Canada | ftp://ftp.maps.canada.ca/pub/nacei_cnaie/energy_infrastructure/PowerPlantsRenewGE1MW_NorthAmerica_201708.xlsx | Natural Resources Canada | 68790 | 2017 | [8 empty] | 13.76 | 13.69 | 14.39 | 14.78 | 14.45 | NO-ESTIMATION | NO-ESTIMATION | NO-ESTIMATION | NO-ESTIMATION | CAPACITY-FACTOR-V1
CAN | Canada | Grand Renewable Energy Park |  | CAN0002150 | 100 | 42.8883 | -79.8190 | Solar |  |  |  |  | Grand Renewable Solar LP | Natural Resources Canada | http://ftp.maps.canada.ca/pub/nacei_cnaie/energy_infrastructure/PowerPlantsAllGE100MW_NorthAmerica_201708.xlsx | Natural Resources Canada |  | 2017 | [8 empty] | 141.32 | 134.16 | 141.70 | 152.96 | 143.08 | NO-ESTIMATION | NO-ESTIMATION | NO-ESTIMATION | NO-ESTIMATION | CAPACITY-FACTOR-V1
CAN | Canada | Belmont |  | CAN0007664 | 20 | 42.8913 | -81.1134 | Solar |  |  |  |  | Ge Energy Financial (90%) / Fiera Axium Infrastructure (10%) | Natural Resources Canada | ftp://ftp.maps.canada.ca/pub/nacei_cnaie/energy_infrastructure/PowerPlantsRenewGE1MW_NorthAmerica_201708.xlsx | Natural Resources Canada | 62240 | 2013 | [8 empty] | 28.70 | 29.13 | 29.50 | 29.97 | 29.58 | HYDRO-V1 | HYDRO-V1 | HYDRO-V1 | HYDRO-V1 | HYDRO-V1
CAN | Canada | Walpole |  | CAN0008518 | 20 | 42.9359 | -80.1435 | Solar |  |  |  |  | Ge Energy Financial (90%) / Fiera Axium Infrastructure (10%) | Natural Resources Canada | ftp://ftp.maps.canada.ca/pub/nacei_cnaie/energy_infrastructure/PowerPlantsRenewGE1MW_NorthAmerica_201708.xlsx | Natural Resources Canada | 62242 | 2013 | [8 empty] | 28.51 | 28.55 | 29.83 | 30.86 | 29.51 | HYDRO-V1 | HYDRO-V1 | HYDRO-V1 | HYDRO-V1 | HYDRO-V1
CAN | Canada | Sarnia 1 |  | CAN0008336 | 20 | 42.9417 | -82.3394 | Solar |  |  |  |  | Enbridge | Natural Resources Canada | ftp://ftp.maps.canada.ca/pub/nacei_cnaie/energy_infrastructure/PowerPlantsRenewGE1MW_NorthAmerica_201708.xlsx | Natural Resources Canada | 57181 | 2015 | [8 empty] | 28.70 | 30.65 | 29.35 | 30.31 | 29.5 | HYDRO-V1 | HYDRO-V1 | HYDRO-V1 | HYDRO-V1 | HYDRO-V1
CAN | Canada | Sarnia 2 |  | CAN0008337 | 60 | 42.9498 | -82.3199 | Solar |  |  |  |  | Enbridge | Natural Resources Canada | ftp://ftp.maps.canada.ca/pub/nacei_cnaie/energy_infrastructure/PowerPlantsRenewGE1MW_NorthAmerica_201708.xlsx | Natural Resources Canada | 57181 | 2015 | [8 empty] | 83.54 | 87.12 | 83.47 | 87.75 | 85.54 | HYDRO-V1 | HYDRO-V1 | HYDRO-V1 | HYDRO-V1 | HYDRO-V1
CAN | Canada | Ruby Farms |  | CAN0008309 | 2 | 42.9548 | -81.6693 | Solar |  |  |  |  | Vine Fresh Produce Limited | Natural Resources Canada | ftp://ftp.maps.canada.ca/pub/nacei_cnaie/energy_infrastructure/PowerPlantsRenewGE1MW_NorthAmerica_201708.xlsx | Natural Resources Canada |  | 2017 | [8 empty] | 2.61 | 2.81 | 2.74 | 2.72 | 2.6 | HYDRO-V1 | HYDRO-V1 | HYDRO-V1 | HYDRO-V1 | HYDRO-V1
CAN | Canada | Adelaide 1 |  | CAN0007602 | 10 | 42.9585 | -81.6708 | Solar |  |  |  |  | Met Fiera Solar Adelaide 1 LP | Natural Resources Canada | ftp://ftp.maps.canada.ca/pub/nacei_cnaie/energy_infrastructure/PowerPlantsRenewGE1MW_NorthAmerica_201708.xlsx | Natural Resources Canada |  | 2017 | [8 empty] | 13.76 | 14.01 | 14.07 | 14.71 | 14.3 | HYDRO-V1 | HYDRO-V1 | HYDRO-V1 | HYDRO-V1 | HYDRO-V1
CAN | Canada | Welland Ridge Road |  | CAN0008539 | 10 | 42.9743 | -79.1965 | Solar |  |  |  |  | Sune Welland Ridge LP | Natural Resources Canada | ftp://ftp.maps.canada.ca/pub/nacei_cnaie/energy_infrastructure/PowerPlantsRenewGE1MW_NorthAmerica_201708.xlsx | Natural Resources Canada | 68414 | 2017 | [8 empty] | 14.42 | 13.67 | 14.22 | 15.60 | 14.44 | NO-ESTIMATION | NO-ESTIMATION | NO-ESTIMATION | NO-ESTIMATION | CAPACITY-FACTOR-V1
CAN | Canada | Breen 2 |  | CAN0007697 | 10 | 42.9854 | -80.9604 | Solar |  |  |  |  | Met Fiera Solar Breen 2 LP | Natural Resources Canada | ftp://ftp.maps.canada.ca/pub/nacei_cnaie/energy_infrastructure/PowerPlantsRenewGE1MW_NorthAmerica_201708.xlsx | Natural Resources Canada | 64973 | 2017 | [8 empty] | 13.83 | 14.01 | 14.12 | 14.74 | 14.04 | HYDRO-V1 | HYDRO-V1 | HYDRO-V1 | HYDRO-V1 | HYDRO-V1
CAN | Canada | Penn Energy - Brantgate |  | CAN0008215 | 8 | 43.0490 | -80.3883 | Solar |  |  |  |  | Brantgate Solar Farm Partnership | Natural Resources Canada | ftp://ftp.maps.canada.ca/pub/nacei_cnaie/energy_infrastructure/PowerPlantsRenewGE1MW_NorthAmerica_201708.xlsx | Natural Resources Canada | 67946 | 2017 | [8 empty] | 10.93 | 11.11 | 11.22 | 11.81 | 11.21 | HYDRO-V1 | HYDRO-V1 | HYDRO-V1 | HYDRO-V1 | HYDRO-V1
CAN | Canada | Sunningdale 1 |  | CAN0008449 | 7 | 43.0711 | -81.1582 | Solar |  |  |  |  | Re Sunningdale LP | Natural Resources Canada | ftp://ftp.maps.canada.ca/pub/nacei_cnaie/energy_infrastructure/PowerPlantsRenewGE1MW_NorthAmerica_201708.xlsx | Natural Resources Canada | 64974 | 2017 | [8 empty] | 9.27 | 10.23 | 9.69 | 10.28 | 9.98 | NO-ESTIMATION | NO-ESTIMATION | NO-ESTIMATION | NO-ESTIMATION | CAPACITY-FACTOR-V1
CAN | Canada | Ingersoll 1 |  | CAN0007965 | 9.5 | 43.0880 | -80.8462 | Solar |  |  |  |  | Fiera Solar Ingersoll 1 LP | Natural Resources Canada | ftp://ftp.maps.canada.ca/pub/nacei_cnaie/energy_infrastructure/PowerPlantsRenewGE1MW_NorthAmerica_201708.xlsx | Natural Resources Canada |  | 2017 | [8 empty] | 12.83 | 13.33 | 13.41 | 13.95 | 13.74 | HYDRO-V1 | HYDRO-V1 | HYDRO-V1 | HYDRO-V1 | HYDRO-V1
CAN | Canada | HPG Site A |  | CAN0007956 | 2 | 43.9294 | -78.5454 | Solar |  |  |  |  | Potentia Solar 14 LP | Natural Resources Canada | ftp://ftp.maps.canada.ca/pub/nacei_cnaie/energy_infrastructure/PowerPlantsRenewGE1MW_NorthAmerica_201708.xlsx | Natural Resources Canada |  | 2017 | [8 empty] | 2.54 | 3.02 | 2.78 | 3.03 | 2.63 | NO-ESTIMATION | NO-ESTIMATION | NO-ESTIMATION | NO-ESTIMATION | CAPACITY-FACTOR-V1
CAN | Canada | Penn Energy - Vandorp |  | CAN0008221 | 10 | 43.9459 | -78.3877 | Solar |  |  |  |  | Port Hope Solar Farm Partnership | Natural Resources Canada | ftp://ftp.maps.canada.ca/pub/nacei_cnaie/energy_infrastructure/PowerPlantsRenewGE1MW_NorthAmerica_201708.xlsx | Natural Resources Canada |  | 2017 | [8 empty] | 14.08 | 14.01 | 14.55 | 15.70 | 14.39 | HYDRO-V1 | HYDRO-V1 | HYDRO-V1 | HYDRO-V1 | HYDRO-V1
CAN | Canada | Fotolight |  | CAN0007864 | 10 | 44.0199 | -77.0940 | Solar |  |  |  |  | Axium Foto Light LP | Natural Resources Canada | ftp://ftp.maps.canada.ca/pub/nacei_cnaie/energy_infrastructure/PowerPlantsRenewGE1MW_NorthAmerica_201708.xlsx | Natural Resources Canada | 68407 | 2017 | [8 empty] | 14.64 | 13.82 | 14.38 | 15.43 | 14.26 | HYDRO-V1 | HYDRO-V1 | HYDRO-V1 | HYDRO-V1 | HYDRO-V1
CAN | Canada | Penn Energy - Hamilton Port Hope-4 |  | CAN0008217 | 10 | 44.0246 | -78.1208 | Solar |  |  |  |  | Hamilton Solar Farm Partnership | Natural Resources Canada | ftp://ftp.maps.canada.ca/pub/nacei_cnaie/energy_infrastructure/PowerPlantsRenewGE1MW_NorthAmerica_201708.xlsx | Natural Resources Canada |  | 2017 | [8 empty] | 14.07 | 14.01 | 14.58 | 15.63 | 14.34 | HYDRO-V1 | HYDRO-V1 | HYDRO-V1 | HYDRO-V1 | HYDRO-V1
CAN | Canada | Sunny Shores |  | CAN0008450 | 10 | 44.0561 | -77.1519 | Solar |  |  |  |  | Sunny Shores LP | Natural Resources Canada | ftp://ftp.maps.canada.ca/pub/nacei_cnaie/energy_infrastructure/PowerPlantsRenewGE1MW_NorthAmerica_201708.xlsx | Natural Resources Canada | 68821 | 2017 | [8 empty] | 14.33 | 13.82 | 14.13 | 15.43 | 14.4 | HYDRO-V1 | HYDRO-V1 | HYDRO-V1 | HYDRO-V1 | HYDRO-V1
CAN | Canada | Northland Power Solar Belleville North |  | CAN0008175 | 10 | 44.0590 | -77.3315 | Solar |  |  |  |  | Northland Power Solar Belleville North LP | Natural Resources Canada | ftp://ftp.maps.canada.ca/pub/nacei_cnaie/energy_infrastructure/PowerPlantsRenewGE1MW_NorthAmerica_201708.xlsx | Natural Resources Canada | 63700 | 2017 | [8 empty] | 14.28 | 14.01 | 14.51 | 15.65 | 14.4 | HYDRO-V1 | HYDRO-V1 | HYDRO-V1 | HYDRO-V1 | HYDRO-V1
CAN | Canada | Penn Energy - Roseplain |  | CAN0008219 | 6.5 | 44.0616 | -79.1816 | Solar |  |  |  |  | Roseplain Solar Farm Partnership | Natural Resources Canada | ftp://ftp.maps.canada.ca/pub/nacei_cnaie/energy_infrastructure/PowerPlantsRenewGE1MW_NorthAmerica_201708.xlsx | Natural Resources Canada |  | 2017 | [8 empty] | 8.51 | 9.16 | 8.57 | 9.70 | 8.71 | HYDRO-V1 | HYDRO-V1 | HYDRO-V1 | HYDRO-V1 | HYDRO-V1
CAN | Canada | Illumination |  | CAN0007963 | 10 | 44.0636 | -78.8664 | Solar |  |  |  |  | Illumination LP | Natural Resources Canada | ftp://ftp.maps.canada.ca/pub/nacei_cnaie/energy_infrastructure/PowerPlantsRenewGE1MW_NorthAmerica_201708.xlsx | Natural Resources Canada | 68874 | 2017 | [8 empty] | 13.49 | 14.93 | 14.04 | 15.05 | 13.77 | HYDRO-V1 | HYDRO-V1 | HYDRO-V1 | HYDRO-V1 | HYDRO-V1
CAN | Canada | Belleville TS Demorestville |  | CAN0007662 | 10 | 44.0652 | -77.2579 | Solar |  |  |  |  | Sune Demorestville LP | Natural Resources Canada | ftp://ftp.maps.canada.ca/pub/nacei_cnaie/energy_infrastructure/PowerPlantsRenewGE1MW_NorthAmerica_201708.xlsx | Natural Resources Canada |  | 2017 | [8 empty] | 14.23 | 14.01 | 14.46 | 15.60 | 14.4 | NO-ESTIMATION | NO-ESTIMATION | NO-ESTIMATION | NO-ESTIMATION | CAPACITY-FACTOR-V1
CAN | Canada | Northland Power Solar Belleville South |  | CAN0008176 | 10 | 44.0660 | -77.3151 | Solar |  |  |  |  | Northland Power Solar Belleville South LP | Natural Resources Canada | ftp://ftp.maps.canada.ca/pub/nacei_cnaie/energy_infrastructure/PowerPlantsRenewGE1MW_NorthAmerica_201708.xlsx | Natural Resources Canada | 63712 | 2017 | [8 empty] | 14.12 | 14.01 | 14.51 | 15.60 | 14.4 | HYDRO-V1 | HYDRO-V1 | HYDRO-V1 | HYDRO-V1 | HYDRO-V1
CAN | Canada | Southgate Solar |  | CAN0008634 | 50 | 44.1020 | -80.7472 | Solar |  |  |  |  | Southgate Solar LP | Natural Resources Canada | ftp://ftp.maps.canada.ca/pub/nacei_cnaie/energy_infrastructure/PowerPlantsRenewGE1MW_NorthAmerica_201708.xlsx | Natural Resources Canada | 68720 | 2017 | [8 empty] | 70.81 | 74.83 | 70.93 | 68.46 | 66.7 | SOLAR-V1-NO-AGE | SOLAR-V1-NO-AGE | SOLAR-V1-NO-AGE | SOLAR-V1-NO-AGE | SOLAR-V1-NO-AGE
CAN | Canada | Solray Energy Epsom |  | CAN0008397 | 10 | 44.1479 | -79.0504 | Solar |  |  |  |  | Marsh Hill III LP | Natural Resources Canada | ftp://ftp.maps.canada.ca/pub/nacei_cnaie/energy_infrastructure/PowerPlantsRenewGE1MW_NorthAmerica_201708.xlsx | Natural Resources Canada |  | 2017 | [8 empty] | 13.50 | 14.57 | 13.99 | 15.02 | 13.77 | SOLAR-V1-NO-AGE | SOLAR-V1-NO-AGE | SOLAR-V1-NO-AGE | SOLAR-V1-NO-AGE | SOLAR-V1-NO-AGE
CAN | Canada | Alderville 3 |  | CAN0007607 | 5 | 44.1939 | -78.0946 | Solar |  |  |  |  | Alderville Solar LP | Natural Resources Canada | ftp://ftp.maps.canada.ca/pub/nacei_cnaie/energy_infrastructure/PowerPlantsRenewGE1MW_NorthAmerica_201708.xlsx | Natural Resources Canada |  | 2017 | [8 empty] | 7.14 | 7.43 | 7.13 | 7.97 | 6.98 | SOLAR-V1-NO-AGE | SOLAR-V1-NO-AGE | SOLAR-V1-NO-AGE | SOLAR-V1-NO-AGE | SOLAR-V1-NO-AGE
CAN | Canada | Bluearth Little Creek |  | CAN0007684 | 8.5 | 44.2044 | -76.9251 | Solar |  |  |  |  | Bluearth Renewables Inc | Natural Resources Canada | ftp://ftp.maps.canada.ca/pub/nacei_cnaie/energy_infrastructure/PowerPlantsRenewGE1MW_NorthAmerica_201708.xlsx | Natural Resources Canada |  | 2016 | [8 empty] | 11.15 | 11.51 | 11.53 | 12.89 | 11.77 | SOLAR-V1-NO-AGE | SOLAR-V1-NO-AGE | SOLAR-V1-NO-AGE | SOLAR-V1-NO-AGE | SOLAR-V1-NO-AGE
CAN | Canada | Napanee TS Taylor Kidd |  | CAN0008155 | 10 | 44.2175 | -76.7082 | Solar |  |  |  |  | Sune Taylor Kidd LP | Natural Resources Canada | ftp://ftp.maps.canada.ca/pub/nacei_cnaie/energy_infrastructure/PowerPlantsRenewGE1MW_NorthAmerica_201708.xlsx | Natural Resources Canada |  | 2017 | [8 empty] | 13.67 | 14.01 | 14.02 | 15.79 | 14.3 | HYDRO-V1 | HYDRO-V1 | HYDRO-V1 | HYDRO-V1 | HYDRO-V1
CAN | Canada | Solar Spirit 4 |  | CAN0008395 | 10 | 44.2320 | -77.3566 | Solar |  |  |  |  | Sune Solar Spirit LP | Natural Resources Canada | ftp://ftp.maps.canada.ca/pub/nacei_cnaie/energy_infrastructure/PowerPlantsRenewGE1MW_NorthAmerica_201708.xlsx | Natural Resources Canada | 68410 | 2017 | [8 empty] | 14.02 | 14.75 | 14.10 | 15.64 | 14.16 | NO-ESTIMATION | NO-ESTIMATION | NO-ESTIMATION | NO-ESTIMATION | CAPACITY-FACTOR-V1
CAN | Canada | Beamlight |  | CAN0007650 | 10 | 44.2588 | -79.2930 | Solar |  |  |  |  | Beamlight LP | Natural Resources Canada | ftp://ftp.maps.canada.ca/pub/nacei_cnaie/energy_infrastructure/PowerPlantsRenewGE1MW_NorthAmerica_201708.xlsx | Natural Resources Canada | 68875 | 2017 | [8 empty] | 13.22 | 15.19 | 14.59 | 14.15 | 13.36 | SOLAR-V1-NO-AGE | SOLAR-V1-NO-AGE | SOLAR-V1-NO-AGE | SOLAR-V1-NO-AGE | SOLAR-V1-NO-AGE
CAN | Canada | Kingston Gardiner TS Odessa |  | CAN0008005 | 10 | 44.2653 | -76.7686 | Solar |  |  |  |  | Sune Odessa LP | Natural Resources Canada | ftp://ftp.maps.canada.ca/pub/nacei_cnaie/energy_infrastructure/PowerPlantsRenewGE1MW_NorthAmerica_201708.xlsx | Natural Resources Canada |  | 2017 | [8 empty] | 12.95 | 14.27 | 13.97 | 14.61 | 13.39 | NO-ESTIMATION | NO-ESTIMATION | NO-ESTIMATION | NO-ESTIMATION | CAPACITY-FACTOR-V1
CAN | Canada | Kingston Gardiner Hwy2 South |  | CAN0008004 | 10 | 44.2712 | -76.6719 | Solar |  |  |  |  | Sune Hwy 2 S LP | Natural Resources Canada | ftp://ftp.maps.canada.ca/pub/nacei_cnaie/energy_infrastructure/PowerPlantsRenewGE1MW_NorthAmerica_201708.xlsx | Natural Resources Canada |  | 2017 | [8 empty] | 12.95 | 14.27 | 13.97 | 14.55 | 13.39 | NO-ESTIMATION | NO-ESTIMATION | NO-ESTIMATION | NO-ESTIMATION | CAPACITY-FACTOR-V1
CAN | Canada | Solray Energy Sunderland |  | CAN0008398 | 10 | 44.2808 | -79.0347 | Solar |  |  |  |  | Sunderland Solar Farm LP | Natural Resources Canada | ftp://ftp.maps.canada.ca/pub/nacei_cnaie/energy_infrastructure/PowerPlantsRenewGE1MW_NorthAmerica_201708.xlsx | Natural Resources Canada |  | 2017 | [8 empty] | 13.22 | 15.10 | 14.00 | 14.35 | 13.36 | SOLAR-V1-NO-AGE | SOLAR-V1-NO-AGE | SOLAR-V1-NO-AGE | SOLAR-V1-NO-AGE | SOLAR-V1-NO-AGE
CAN | Canada | Earthlight |  | CAN0007826 | 10 | 44.2875 | -79.2834 | Solar |  |  |  |  | Concord Earthlight Partnership | Natural Resources Canada | ftp://ftp.maps.canada.ca/pub/nacei_cnaie/energy_infrastructure/PowerPlantsRenewGE1MW_NorthAmerica_201708.xlsx | Natural Resources Canada | 69972 | 2017 | [8 empty] | 13.22 | 15.19 | 14.59 | 14.15 | 13.36 | SOLAR-V1-NO-AGE | SOLAR-V1-NO-AGE | SOLAR-V1-NO-AGE | SOLAR-V1-NO-AGE | SOLAR-V1-NO-AGE
CAN | Canada | Goldlight |  | CAN0007895 | 10 | 44.2878 | -79.2936 | Solar |  |  |  |  | Goldlight LP | Natural Resources Canada | ftp://ftp.maps.canada.ca/pub/nacei_cnaie/energy_infrastructure/PowerPlantsRenewGE1MW_NorthAmerica_201708.xlsx | Natural Resources Canada | 67200 | 2017 | [8 empty] | 13.22 | 15.19 | 14.59 | 14.15 | 13.36 | SOLAR-V1-NO-AGE | SOLAR-V1-NO-AGE | SOLAR-V1-NO-AGE | SOLAR-V1-NO-AGE | SOLAR-V1-NO-AGE
CAN | Canada | First Light I |  | CAN0007857 | 9.1 | 44.2904 | -76.9257 | Solar |  |  |  |  | Sunedison / Skypower Ltd | Natural Resources Canada | ftp://ftp.maps.canada.ca/pub/nacei_cnaie/energy_infrastructure/PowerPlantsRenewGE1MW_NorthAmerica_201708.xlsx | Natural Resources Canada |  | 2013 | [8 empty] | 11.68 | 13.02 | 12.75 | 13.26 | 12.17 | SOLAR-V1-NO-AGE | SOLAR-V1-NO-AGE | SOLAR-V1-NO-AGE | SOLAR-V1-NO-AGE | SOLAR-V1-NO-AGE
CAN | Canada | Stone Mills |  | CAN0008435 | 11 | 44.2959 | -76.8975 | Solar |  |  |  |  | Dif Infrastructure III | Natural Resources Canada | ftp://ftp.maps.canada.ca/pub/nacei_cnaie/energy_infrastructure/PowerPlantsRenewGE1MW_NorthAmerica_201708.xlsx | Natural Resources Canada |  | 2016 | [8 empty] | 14.53 | 16.12 | 15.80 | 16.28 | 15.12 | NO-ESTIMATION | NO-ESTIMATION | NO-ESTIMATION | NO-ESTIMATION | CAPACITY-FACTOR-V1
CAN | Canada | Kingston Gardiner Hwy2 North |  | CAN0008003 | 10 | 44.2966 | -76.6330 | Solar |  |  |  |  | Sune Westbrook LP | Natural Resources Canada | ftp://ftp.maps.canada.ca/pub/nacei_cnaie/energy_infrastructure/PowerPlantsRenewGE1MW_NorthAmerica_201708.xlsx | Natural Resources Canada |  | 2017 | [8 empty] | 12.95 | 14.27 | 13.97 | 14.47 | 13.4 | NO-ESTIMATION | NO-ESTIMATION | NO-ESTIMATION | NO-ESTIMATION | CAPACITY-FACTOR-V1
CAN | Canada | First Light II |  | CAN0007858 | 10.4 | 44.2984 | -76.9425 | Solar |  |  |  |  | Sunedison / Skypower Ltd | Natural Resources Canada | ftp://ftp.maps.canada.ca/pub/nacei_cnaie/energy_infrastructure/PowerPlantsRenewGE1MW_NorthAmerica_201708.xlsx | Natural Resources Canada |  | 2013 | [8 empty] | 13.81 | 15.29 | 15.01 | 15.46 | 14.37 | NO-ESTIMATION | NO-ESTIMATION | NO-ESTIMATION | NO-ESTIMATION | CAPACITY-FACTOR-V1
CAN | Canada | Sol-Luce Kingston |  | CAN0002241 | 100 | 44.3118 | -76.6511 | Solar |  |  |  |  | Kingston Solar LP | Natural Resources Canada | http://ftp.maps.canada.ca/pub/nacei_cnaie/energy_infrastructure/PowerPlantsAllGE100MW_NorthAmerica_201708.xlsx | Natural Resources Canada |  | 2017 | [8 empty] | 131.48 | 142.94 | 139.34 | 145.36 | 136.63 | NO-ESTIMATION | NO-ESTIMATION | NO-ESTIMATION | NO-ESTIMATION | CAPACITY-FACTOR-V1
CAN | Canada | Lily Lake |  | CAN0008047 | 10 | 44.3136 | -78.3926 | Solar |  |  |  |  | Peterborough Utilities Inc | Natural Resources Canada | ftp://ftp.maps.canada.ca/pub/nacei_cnaie/energy_infrastructure/PowerPlantsRenewGE1MW_NorthAmerica_201708.xlsx | Natural Resources Canada | 63905 | 2015 | [8 empty] | 13.24 | 14.79 | 14.24 | 14.46 | 12.95 | NO-ESTIMATION | NO-ESTIMATION | NO-ESTIMATION | NO-ESTIMATION | CAPACITY-FACTOR-V1
CAN | Canada | Lunarlight |  | CAN0008074 | 10 | 44.3145 | -77.4320 | Solar |  |  |  |  | Lunarlight LP | Natural Resources Canada | ftp://ftp.maps.canada.ca/pub/nacei_cnaie/energy_infrastructure/PowerPlantsRenewGE1MW_NorthAmerica_201708.xlsx | Natural Resources Canada | 68405 | 2017 | [8 empty] | 13.22 | 14.69 | 14.24 | 14.63 | 12.95 | NO-ESTIMATION | NO-ESTIMATION | NO-ESTIMATION | NO-ESTIMATION | CAPACITY-FACTOR-V1
CAN | Canada | Kingston Gardiner TS Unity Road |  | CAN0008006 | 10 | 44.3201 | -76.5667 | Solar |  |  |  |  | Sune Unity LP | Natural Resources Canada | ftp://ftp.maps.canada.ca/pub/nacei_cnaie/energy_infrastructure/PowerPlantsRenewGE1MW_NorthAmerica_201708.xlsx | Natural Resources Canada |  | 2017 | [8 empty] | 12.82 | 14.27 | 14.00 | 14.42 | 13.36 | SOLAR-V1-NO-AGE | SOLAR-V1-NO-AGE | SOLAR-V1-NO-AGE | SOLAR-V1-NO-AGE | SOLAR-V1-NO-AGE
CAN | Canada | Loyalist |  | WKS0067649 | 54 | 44.3700 | -76.9750 | Solar | [5 empty] | Wiki-Solar | https://www.wiki-solar.org | Wiki-Solar | [10 empty] | 71.87 | 78.80 | 74.66 | 77.74 | 71.37 | HYDRO-V1 | HYDRO-V1 | HYDRO-V1 | HYDRO-V1 | HYDRO-V1
CAN | Canada | Simcoe Solar Energy Centre III |  | CAN0008366 | 10 | 44.4166 | -78.8859 | Solar |  |  |  |  | Terraform Ontario Solar LP | Natural Resources Canada | ftp://ftp.maps.canada.ca/pub/nacei_cnaie/energy_infrastructure/PowerPlantsRenewGE1MW_NorthAmerica_201708.xlsx | Natural Resources Canada |  | 2017 | [8 empty] | 13.24 | 15.19 | 14.45 | 14.44 | 12.95 | NO-ESTIMATION | NO-ESTIMATION | NO-ESTIMATION | NO-ESTIMATION | CAPACITY-FACTOR-V1
CAN | Canada | Perpetual Cleanpower Lindsay |  | CAN0008224 | 10 | 44.4307 | -78.6940 | Solar |  |  |  |  | Lindsay Solar LP | Natural Resources Canada | ftp://ftp.maps.canada.ca/pub/nacei_cnaie/energy_infrastructure/PowerPlantsRenewGE1MW_NorthAmerica_201708.xlsx | Natural Resources Canada |  | 2017 | [8 empty] | 13.24 | 15.10 | 14.08 | 14.32 | 12.95 | NO-ESTIMATION | NO-ESTIMATION | NO-ESTIMATION | NO-ESTIMATION | CAPACITY-FACTOR-V1
CAN | Canada | Discoverylight |  | CAN0007811 | 10 | 44.4384 | -79.0681 | Solar |  |  |  |  | Axium Discovery Light LP | Natural Resources Canada | ftp://ftp.maps.canada.ca/pub/nacei_cnaie/energy_infrastructure/PowerPlantsRenewGE1MW_NorthAmerica_201708.xlsx | Natural Resources Canada | 68409 | 2017 | [8 empty] | 13.24 | 15.19 | 14.80 | 14.42 | 13.33 | NO-ESTIMATION | NO-ESTIMATION | NO-ESTIMATION | NO-ESTIMATION | CAPACITY-FACTOR-V1
CAN | Canada | Penn Energy - Ridgefield |  | CAN0008218 | 8 | 44.4433 | -78.6864 | Solar |  |  |  |  | Ridgefield Solar Farm Partnership | Natural Resources Canada | ftp://ftp.maps.canada.ca/pub/nacei_cnaie/energy_infrastructure/PowerPlantsRenewGE1MW_NorthAmerica_201708.xlsx | Natural Resources Canada |  | 2017 | [8 empty] | 10.48 | 12.06 | 11.16 | 11.36 | 10.23 | NO-ESTIMATION | NO-ESTIMATION | NO-ESTIMATION | NO-ESTIMATION | CAPACITY-FACTOR-V1
CAN | Canada | Sparklelight |  | CAN0008407 | 10 | 44.4631 | -79.0662 | Solar |  |  |  |  | Sparklelight LP | Natural Resources Canada | ftp://ftp.maps.canada.ca/pub/nacei_cnaie/energy_infrastructure/PowerPlantsRenewGE1MW_NorthAmerica_201708.xlsx | Natural Resources Canada | 68403 | 2017 | [8 empty] | 13.24 | 15.19 | 14.80 | 14.42 | 13.22 | NO-ESTIMATION | NO-ESTIMATION | NO-ESTIMATION | NO-ESTIMATION | CAPACITY-FACTOR-V1
CAN | Canada | Glenarm |  | CAN0007891 | 10 | 44.4633 | -78.9662 | Solar |  |  |  |  | Csi Glenarm LP | Natural Resources Canada | ftp://ftp.maps.canada.ca/pub/nacei_cnaie/energy_infrastructure/PowerPlantsRenewGE1MW_NorthAmerica_201708.xlsx | Natural Resources Canada | 68873 | 2017 | [8 empty] | 13.24 | 15.19 | 14.58 | 14.44 | 12.95 | NO-ESTIMATION | NO-ESTIMATION | NO-ESTIMATION | NO-ESTIMATION | CAPACITY-FACTOR-V1
CAN | Canada | Midhurst 4 |  | CAN0008123 | 6.5 | 44.4696 | -79.5615 | Solar |  |  |  |  | Met Fiera Solar Midhurst 4 LP | Natural Resources Canada | ftp://ftp.maps.canada.ca/pub/nacei_cnaie/energy_infrastructure/PowerPlantsRenewGE1MW_NorthAmerica_201708.xlsx | Natural Resources Canada | 64970 | 2017 | [8 empty] | 8.44 | 9.78 | 9.52 | 9.11 | 8.51 | HYDRO-V1 | HYDRO-V1 | HYDRO-V1 | HYDRO-V1 | HYDRO-V1
CAN | Canada | Midhurst 3 |  | CAN0008122 | 3.5 | 44.4724 | -79.5693 | Solar |  |  |  |  | Met Fiera Solar Midhurst 3 LP | Natural Resources Canada | ftp://ftp.maps.canada.ca/pub/nacei_cnaie/energy_infrastructure/PowerPlantsRenewGE1MW_NorthAmerica_201708.xlsx | Natural Resources Canada |  | 2017 | [8 empty] | 4.61 | 5.32 | 5.31 | 4.87 | 4.52 | HYDRO-V1 | HYDRO-V1 | HYDRO-V1 | HYDRO-V1 | HYDRO-V1
CAN | Canada | Simcoe Solar Energy Centre I |  | CAN0008365 | 10 | 44.4761 | -78.9752 | Solar |  |  |  |  | Terraform Ontario Solar LP | Natural Resources Canada | ftp://ftp.maps.canada.ca/pub/nacei_cnaie/energy_infrastructure/PowerPlantsRenewGE1MW_NorthAmerica_201708.xlsx | Natural Resources Canada |  | 2017 | [8 empty] | 13.24 | 15.19 | 14.58 | 14.44 | 12.95 | HYDRO-V1 | HYDRO-V1 | HYDRO-V1 | HYDRO-V1 | HYDRO-V1
CAN | Canada | Midhurst 6 |  | CAN0008124 | 8.5 | 44.4762 | -79.7194 | Solar |  |  |  |  | Met Fiera Solar Midhurst 6 LP | Natural Resources Canada | ftp://ftp.maps.canada.ca/pub/nacei_cnaie/energy_infrastructure/PowerPlantsRenewGE1MW_NorthAmerica_201708.xlsx | Natural Resources Canada |  | 2017 | [8 empty] | 10.83 | 12.52 | 12.16 | 11.70 | 10.67 | HYDRO-V1 | HYDRO-V1 | HYDRO-V1 | HYDRO-V1 | HYDRO-V1
CAN | Canada | Perpetual Cleanpower Oro 4 Line |  | CAN0008225 | 10 | 44.5006 | -79.6133 | Solar |  |  |  |  | Oro-Medonte Solar Farm Inc | Natural Resources Canada | ftp://ftp.maps.canada.ca/pub/nacei_cnaie/energy_infrastructure/PowerPlantsRenewGE1MW_NorthAmerica_201708.xlsx | Natural Resources Canada |  | 2017 | [8 empty] | 13.24 | 15.20 | 14.97 | 14.29 | 13.36 | HYDRO-V1 | HYDRO-V1 | HYDRO-V1 | HYDRO-V1 | HYDRO-V1
CAN | Canada | Goodlight |  | CAN0007896 | 10 | 44.5117 | -78.9920 | Solar |  |  |  |  | Goodlight LP | Natural Resources Canada | ftp://ftp.maps.canada.ca/pub/nacei_cnaie/energy_infrastructure/PowerPlantsRenewGE1MW_NorthAmerica_201708.xlsx | Natural Resources Canada | 68404 | 2017 | [8 empty] | 13.24 | 15.19 | 14.73 | 14.32 | 12.95 | HYDRO-V1 | HYDRO-V1 | HYDRO-V1 | HYDRO-V1 | HYDRO-V1
CAN | Canada | Midhurst 2 |  | CAN0008121 | 3.5 | 44.5392 | -79.7650 | Solar |  |  |  |  | Met Fiera Solar Midhurst 2 LP | Natural Resources Canada | ftp://ftp.maps.canada.ca/pub/nacei_cnaie/energy_infrastructure/PowerPlantsRenewGE1MW_NorthAmerica_201708.xlsx | Natural Resources Canada |  | 2017 | [8 empty] | 4.61 | 5.31 | 5.17 | 4.87 | 4.37 | NO-ESTIMATION | NO-ESTIMATION | NO-ESTIMATION | NO-ESTIMATION | CAPACITY-FACTOR-V1
CAN | Canada | Midhurst II |  | WKS0062168 | 3.5 | 44.5397 | -79.7620 | Solar | [5 empty] | Wiki-Solar | https://www.wiki-solar.org | Wiki-Solar | [10 empty] | 4.61 | 5.31 | 5.17 | 4.87 | 4.37 | HYDRO-V1 | HYDRO-V1 | HYDRO-V1 | HYDRO-V1 | HYDRO-V1
CAN | Canada | Orillia 2 |  | CAN0008199 | 10 | 44.5809 | -79.4984 | Solar |  |  |  |  | Met Fiera Solar Orillia 2 LP | Natural Resources Canada | ftp://ftp.maps.canada.ca/pub/nacei_cnaie/energy_infrastructure/PowerPlantsRenewGE1MW_NorthAmerica_201708.xlsx | Natural Resources Canada |  | 2017 | [8 empty] | 13.22 | 15.22 | 14.94 | 14.33 | 13.36 | HYDRO-V1 | HYDRO-V1 | HYDRO-V1 | HYDRO-V1 | HYDRO-V1
CAN | Canada | Orillia 1 |  | CAN0008198 | 10 | 44.5825 | -79.4981 | Solar |  |  |  |  | Met Fiera Solar Orillia 1 LP | Natural Resources Canada | ftp://ftp.maps.canada.ca/pub/nacei_cnaie/energy_infrastructure/PowerPlantsRenewGE1MW_NorthAmerica_201708.xlsx | Natural Resources Canada |  | 2017 | [8 empty] | 13.22 | 15.22 | 14.94 | 14.33 | 13.36 | HYDRO-V1 | HYDRO-V1 | HYDRO-V1 | HYDRO-V1 | HYDRO-V1
CAN | Canada | Orillia 3 |  | CAN0008200 | 6.5 | 44.5860 | -79.4995 | Solar |  |  |  |  | Fiera Solar Orillia 3 LP | Natural Resources Canada | ftp://ftp.maps.canada.ca/pub/nacei_cnaie/energy_infrastructure/PowerPlantsRenewGE1MW_NorthAmerica_201708.xlsx | Natural Resources Canada |  | 2017 | [8 empty] | 8.44 | 9.78 | 9.61 | 9.17 | 8.51 | HYDRO-V1 | HYDRO-V1 | HYDRO-V1 | HYDRO-V1 | HYDRO-V1
CAN | Canada | Brockville Solar |  | CAN0007706 | 10 | 44.5939 | -75.7354 | Solar |  |  |  |  | Brockville Solar Inc | Natural Resources Canada | ftp://ftp.maps.canada.ca/pub/nacei_cnaie/energy_infrastructure/PowerPlantsRenewGE1MW_NorthAmerica_201708.xlsx | Natural Resources Canada |  | 2017 | [8 empty] | 14.39 | 14.69 | 14.93 | 13.38 | 13.22 | HYDRO-V1 | HYDRO-V1 | HYDRO-V1 | HYDRO-V1 | HYDRO-V1
CAN | Canada | Aria |  | CAN0007621 | 9 | 44.6290 | -79.8493 | Solar |  |  |  |  | Concord Aria Partnership | Natural Resources Canada | ftp://ftp.maps.canada.ca/pub/nacei_cnaie/energy_infrastructure/PowerPlantsRenewGE1MW_NorthAmerica_201708.xlsx | Natural Resources Canada | 67202 | 2017 | [8 empty] | 11.93 | 13.72 | 13.15 | 12.88 | 11.67 | NO-ESTIMATION | NO-ESTIMATION | NO-ESTIMATION | NO-ESTIMATION | CAPACITY-FACTOR-V1
CAN | Canada | Brockville 2 |  | CAN0007705 | 9 | 44.6301 | -75.8033 | Solar |  |  |  |  | TransCanada Energy Ltd | Natural Resources Canada | ftp://ftp.maps.canada.ca/pub/nacei_cnaie/energy_infrastructure/PowerPlantsRenewGE1MW_NorthAmerica_201708.xlsx | Natural Resources Canada | 67433 | 2017 | [8 empty] | 12.96 | 13.26 | 13.33 | 12.06 | 11.93 | NO-ESTIMATION | NO-ESTIMATION | NO-ESTIMATION | NO-ESTIMATION | CAPACITY-FACTOR-V1
CAN | Canada | Spring Valley ON |  | WKS0062199 | 9 | 44.6320 | -75.8050 | Solar | [5 empty] | Wiki-Solar | https://www.wiki-solar.org | Wiki-Solar | [10 empty] | 12.96 | 13.26 | 13.33 | 12.06 | 11.93 | HYDRO-V1 | HYDRO-V1 | HYDRO-V1 | HYDRO-V1 | HYDRO-V1
CAN | Canada | Brockville 1 |  | CAN0007704 | 10 | 44.6329 | -75.6982 | Solar |  |  |  |  | TransCanada Energy Ltd | Natural Resources Canada | ftp://ftp.maps.canada.ca/pub/nacei_cnaie/energy_infrastructure/PowerPlantsRenewGE1MW_NorthAmerica_201708.xlsx | Natural Resources Canada |  | 2017 | [8 empty] | 14.39 | 14.69 | 14.93 | 13.38 | 13.24 | HYDRO-V1 | HYDRO-V1 | HYDRO-V1 | HYDRO-V1 | HYDRO-V1
CAN | Canada | Sune Newboro 4 |  | CAN0008447 | 10 | 44.6490 | -76.3555 | Solar |  |  |  |  | Sune Newboro 4 LP | Natural Resources Canada | ftp://ftp.maps.canada.ca/pub/nacei_cnaie/energy_infrastructure/PowerPlantsRenewGE1MW_NorthAmerica_201708.xlsx | Natural Resources Canada |  | 2017 | [8 empty] | 13.24 | 14.27 | 14.75 | 13.97 | 12.82 | NO-ESTIMATION | NO-ESTIMATION | NO-ESTIMATION | NO-ESTIMATION | CAPACITY-FACTOR-V1
CAN | Canada | Balsam Lake |  | CAN0007640 | 3 | 44.6510 | -78.7587 | Solar |  |  |  |  | Balsam Lake LP | Natural Resources Canada | ftp://ftp.maps.canada.ca/pub/nacei_cnaie/energy_infrastructure/PowerPlantsRenewGE1MW_NorthAmerica_201708.xlsx | Natural Resources Canada | 69513 | 2017 | [8 empty] | 4.04 | 4.56 | 4.54 | 4.15 | 3.77 | HYDRO-V1 | HYDRO-V1 | HYDRO-V1 | HYDRO-V1 | HYDRO-V1
CAN | Canada | Waubaushene 3 |  | CAN0008530 | 10 | 44.6575 | -79.8048 | Solar |  |  |  |  | Aurora Waubaushene 3 LP | Natural Resources Canada | ftp://ftp.maps.canada.ca/pub/nacei_cnaie/energy_infrastructure/PowerPlantsRenewGE1MW_NorthAmerica_201708.xlsx | Natural Resources Canada |  | 2017 | [8 empty] | 13.24 | 15.20 | 14.57 | 14.30 | 12.95 | HYDRO-V1 | HYDRO-V1 | HYDRO-V1 | HYDRO-V1 | HYDRO-V1
CAN | Canada | Northland Power Solar Rideau Lakes |  | CAN0008185 | 10 | 44.6692 | -76.2740 | Solar |  |  |  |  | Northland Power Solar Rideau Lakes LP | Natural Resources Canada | ftp://ftp.maps.canada.ca/pub/nacei_cnaie/energy_infrastructure/PowerPlantsRenewGE1MW_NorthAmerica_201708.xlsx | Natural Resources Canada |  | 2017 | [8 empty] | 13.37 | 14.27 | 14.80 | 13.92 | 12.82 | HYDRO-V1 | HYDRO-V1 | HYDRO-V1 | HYDRO-V1 | HYDRO-V1
CAN | Canada | Northland Power Solar Crosby |  | CAN0008178 | 10 | 44.6707 | -76.3044 | Solar |  |  |  |  | Northland Power Solar Crosby LP | Natural Resources Canada | ftp://ftp.maps.canada.ca/pub/nacei_cnaie/energy_infrastructure/PowerPlantsRenewGE1MW_NorthAmerica_201708.xlsx | Natural Resources Canada |  | 2017 | [8 empty] | 13.37 | 14.69 | 14.80 | 13.92 | 12.82 | HYDRO-V1 | HYDRO-V1 | HYDRO-V1 | HYDRO-V1 | HYDRO-V1
CAN | Canada | Sune Newboro 1 |  | CAN0008446 | 10 | 44.6712 | -76.2730 | Solar |  |  |  |  | Sune Ray LP | Natural Resources Canada | ftp://ftp.maps.canada.ca/pub/nacei_cnaie/energy_infrastructure/PowerPlantsRenewGE1MW_NorthAmerica_201708.xlsx | Natural Resources Canada |  | 2017 | [8 empty] | 13.37 | 14.27 | 14.80 | 13.92 | 12.82 | HYDRO-V1 | HYDRO-V1 | HYDRO-V1 | HYDRO-V1 | HYDRO-V1
CAN | Canada | Northland Power Solar Mccann LP |  | CAN0008183 | 10 | 44.6824 | -76.2727 | Solar |  |  |  |  | Northland Power Solar Mccann LP | Natural Resources Canada | ftp://ftp.maps.canada.ca/pub/nacei_cnaie/energy_infrastructure/PowerPlantsRenewGE1MW_NorthAmerica_201708.xlsx | Natural Resources Canada |  | 2017 | [8 empty] | 13.37 | 14.69 | 14.80 | 13.92 | 12.82 | HYDRO-V1 | HYDRO-V1 | HYDRO-V1 | HYDRO-V1 | HYDRO-V1
CAN | Canada | Raylight |  | CAN0008280 | 10 | 44.6982 | -79.8423 | Solar |  |  |  |  | Concord Raylight Partnership | Natural Resources Canada | ftp://ftp.maps.canada.ca/pub/nacei_cnaie/energy_infrastructure/PowerPlantsRenewGE1MW_NorthAmerica_201708.xlsx | Natural Resources Canada | 68415 | 2017 | [8 empty] | 13.24 | 15.20 | 14.57 | 14.30 | 12.98 | HYDRO-V1 | HYDRO-V1 | HYDRO-V1 | HYDRO-V1 | HYDRO-V1
CAN | Canada | Penn Energy - Edwardsburgh Morrisburg-1 |  | CAN0008216 | 9.3 | 44.7257 | -75.4928 | Solar |  |  |  |  | Edwardsburgh Solar Farm Partnership | Natural Resources Canada | ftp://ftp.maps.canada.ca/pub/nacei_cnaie/energy_infrastructure/PowerPlantsRenewGE1MW_NorthAmerica_201708.xlsx | Natural Resources Canada |  | 2017 | [8 empty] | 13.03 | 13.71 | 13.59 | 12.08 | 12.45 | HYDRO-V1 | HYDRO-V1 | HYDRO-V1 | HYDRO-V1 | HYDRO-V1
CAN | Canada | Waubaushene 5 |  | CAN0008532 | 3.5 | 44.7706 | -79.6018 | Solar |  |  |  |  | Aurora Waubaushene 5 LP | Natural Resources Canada | ftp://ftp.maps.canada.ca/pub/nacei_cnaie/energy_infrastructure/PowerPlantsRenewGE1MW_NorthAmerica_201708.xlsx | Natural Resources Canada | 64971 | 2017 | [8 empty] | 5.09 | 5.33 | 5.06 | 4.76 | 4.61 | HYDRO-V1 | HYDRO-V1 | HYDRO-V1 | HYDRO-V1 | HYDRO-V1
CAN | Canada | Waubaushene 4 |  | CAN0008531 | 8 | 44.7713 | -79.6416 | Solar |  |  |  |  | Aurora Waubaushene 4 LP | Natural Resources Canada | ftp://ftp.maps.canada.ca/pub/nacei_cnaie/energy_infrastructure/PowerPlantsRenewGE1MW_NorthAmerica_201708.xlsx | Natural Resources Canada |  | 2017 | [8 empty] | 11.42 | 12.10 | 11.32 | 11.06 | 10.47 | HYDRO-V1 | HYDRO-V1 | HYDRO-V1 | HYDRO-V1 | HYDRO-V1
CAN | Canada | Northland Power Solar North Burgess |  | CAN0008184 | 10 | 44.8206 | -76.3070 | Solar |  |  |  |  | Northland Power Solar North Burgess LP | Natural Resources Canada | ftp://ftp.maps.canada.ca/pub/nacei_cnaie/energy_infrastructure/PowerPlantsRenewGE1MW_NorthAmerica_201708.xlsx | Natural Resources Canada |  | 2017 | [8 empty] | 14.13 | 15.20 | 14.27 | 13.18 | 14 | HYDRO-V1 | HYDRO-V1 | HYDRO-V1 | HYDRO-V1 | HYDRO-V1
CAN | Canada | Elmsley East / West |  | CAN0007843 | 24 | 44.8406 | -76.0866 | Solar |  |  |  |  | EDF Energies Nouvelles | Natural Resources Canada | ftp://ftp.maps.canada.ca/pub/nacei_cnaie/energy_infrastructure/PowerPlantsRenewGE1MW_NorthAmerica_201708.xlsx | Natural Resources Canada | 62105 | 2017 | [8 empty] | 34.16 | 35.99 | 34.02 | 31.89 | 33.59 | HYDRO-V1 | HYDRO-V1 | HYDRO-V1 | HYDRO-V1 | HYDRO-V1
CAN | Canada | Smiths Falls 6 |  | CAN0008383 | 10 | 44.8547 | -75.9818 | Solar |  |  |  |  | Aurora Smiths Falls 6 LP | Natural Resources Canada | ftp://ftp.maps.canada.ca/pub/nacei_cnaie/energy_infrastructure/PowerPlantsRenewGE1MW_NorthAmerica_201708.xlsx | Natural Resources Canada |  | 2017 | [8 empty] | 14.12 | 15.20 | 14.69 | 13.27 | 14 | HYDRO-V1 | HYDRO-V1 | HYDRO-V1 | HYDRO-V1 | HYDRO-V1
CAN | Canada | Smiths Falls 1 |  | CAN0008378 | 6 | 44.8769 | -76.0070 | Solar |  |  |  |  | Aurora Smiths Falls 1 LP | Natural Resources Canada | ftp://ftp.maps.canada.ca/pub/nacei_cnaie/energy_infrastructure/PowerPlantsRenewGE1MW_NorthAmerica_201708.xlsx | Natural Resources Canada |  | 2017 | [8 empty] | 8.36 | 9.02 | 8.71 | 7.82 | 8.28 | HYDRO-V1 | HYDRO-V1 | HYDRO-V1 | HYDRO-V1 | HYDRO-V1
CAN | Canada | Smiths Falls 5 |  | CAN0008382 | 10 | 44.9207 | -76.1348 | Solar |  |  |  |  | Aurora Smiths Falls 5 LP | Natural Resources Canada | ftp://ftp.maps.canada.ca/pub/nacei_cnaie/energy_infrastructure/PowerPlantsRenewGE1MW_NorthAmerica_201708.xlsx | Natural Resources Canada |  | 2017 | [8 empty] | 14.13 | 15.20 | 14.68 | 13.26 | 14 | HYDRO-V1 | HYDRO-V1 | HYDRO-V1 | HYDRO-V1 | HYDRO-V1
CAN | Canada | Smiths Falls 3 |  | CAN0008380 | 6.5 | 44.9279 | -76.1158 | Solar |  |  |  |  | Aurora Smiths Falls 3 LP | Natural Resources Canada | ftp://ftp.maps.canada.ca/pub/nacei_cnaie/energy_infrastructure/PowerPlantsRenewGE1MW_NorthAmerica_201708.xlsx | Natural Resources Canada |  | 2017 | [8 empty] | 9.06 | 9.76 | 9.43 | 8.47 | 8.97 | HYDRO-V1 | HYDRO-V1 | HYDRO-V1 | HYDRO-V1 | HYDRO-V1
CAN | Canada | Smiths Falls 4 |  | CAN0008381 | 10 | 44.9479 | -76.1422 | Solar |  |  |  |  | Aurora Smiths Falls 4 LP | Natural Resources Canada | ftp://ftp.maps.canada.ca/pub/nacei_cnaie/energy_infrastructure/PowerPlantsRenewGE1MW_NorthAmerica_201708.xlsx | Natural Resources Canada |  | 2017 | [8 empty] | 14.13 | 15.20 | 14.68 | 13.26 | 13.61 | HYDRO-V1 | HYDRO-V1 | HYDRO-V1 | HYDRO-V1 | HYDRO-V1
CAN | Canada | Smiths Falls 2 |  | CAN0008379 | 10 | 44.9500 | -76.1139 | Solar |  |  |  |  | Aurora Smiths Falls 2 LP | Natural Resources Canada | ftp://ftp.maps.canada.ca/pub/nacei_cnaie/energy_infrastructure/PowerPlantsRenewGE1MW_NorthAmerica_201708.xlsx | Natural Resources Canada |  | 2017 | [8 empty] | 14.13 | 15.20 | 14.68 | 13.26 | 13.61 | HYDRO-V1 | HYDRO-V1 | HYDRO-V1 | HYDRO-V1 | HYDRO-V1
CAN | Canada | Burritts Rapids |  | CAN0007716 | 7 | 44.9778 | -75.8198 | Solar |  |  |  |  | TransCanada Energy Ltd | Natural Resources Canada | ftp://ftp.maps.canada.ca/pub/nacei_cnaie/energy_infrastructure/PowerPlantsRenewGE1MW_NorthAmerica_201708.xlsx | Natural Resources Canada | 64789 | 2017 | [8 empty] | 9.77 | 10.51 | 10.15 | 9.25 | 9.67 | HYDRO-V1 | HYDRO-V1 | HYDRO-V1 | HYDRO-V1 | HYDRO-V1
CAN | Canada | Sune Bruining 1 |  | CAN0008445 | 10 | 44.9856 | -75.0130 | Solar |  |  |  |  | Sune South Stormont LP | Natural Resources Canada | ftp://ftp.maps.canada.ca/pub/nacei_cnaie/energy_infrastructure/PowerPlantsRenewGE1MW_NorthAmerica_201708.xlsx | Natural Resources Canada |  | 2017 | [8 empty] | 13.69 | 15.10 | 14.57 | 13.26 | 14.39 | HYDRO-V1 | HYDRO-V1 | HYDRO-V1 | HYDRO-V1 | HYDRO-V1
CAN | Canada | William Rutley |  | CAN0008561 | 10 | 45.0076 | -74.9746 | Solar |  |  |  |  | TransCanada Energy Ltd | Natural Resources Canada | ftp://ftp.maps.canada.ca/pub/nacei_cnaie/energy_infrastructure/PowerPlantsRenewGE1MW_NorthAmerica_201708.xlsx | Natural Resources Canada | 64787 | 2017 | [8 empty] | 14.13 | 15.10 | 14.27 | 13.27 | 14.39 | HYDRO-V1 | HYDRO-V1 | HYDRO-V1 | HYDRO-V1 | HYDRO-V1
CAN | Canada | David Brown Solar Park |  | CAN0007798 | 10 | 45.0085 | -74.9996 | Solar |  |  |  |  | Saturn Solar 2 LP | Natural Resources Canada | ftp://ftp.maps.canada.ca/pub/nacei_cnaie/energy_infrastructure/PowerPlantsRenewGE1MW_NorthAmerica_201708.xlsx | Natural Resources Canada | 68413 | 2017 | [8 empty] | 13.69 | 14.69 | 14.57 | 12.75 | 14.22 | HYDRO-V1 | HYDRO-V1 | HYDRO-V1 | HYDRO-V1 | HYDRO-V1
CAN | Canada | Sune Rutley |  | CAN0008448 | 10 | 45.0170 | -74.9659 | Solar |  |  |  |  | Sune Rutley LP | Natural Resources Canada | ftp://ftp.maps.canada.ca/pub/nacei_cnaie/energy_infrastructure/PowerPlantsRenewGE1MW_NorthAmerica_201708.xlsx | Natural Resources Canada | 64613 | 2017 | [8 empty] | 14.12 | 15.19 | 14.27 | 13.27 | 14.35 | HYDRO-V1 | HYDRO-V1 | HYDRO-V1 | HYDRO-V1 | HYDRO-V1
CAN | Canada | Effisolar Beckwith |  | CAN0007839 | 10 | 45.0564 | -76.0795 | Solar |  |  |  |  | Beckwith Solar Inc | Natural Resources Canada | ftp://ftp.maps.canada.ca/pub/nacei_cnaie/energy_infrastructure/PowerPlantsRenewGE1MW_NorthAmerica_201708.xlsx | Natural Resources Canada | 67866 | 2017 | [8 empty] | 14.13 | 15.20 | 14.69 | 13.41 | 13.69 | HYDRO-V1 | HYDRO-V1 | HYDRO-V1 | HYDRO-V1 | HYDRO-V1
CAN | Canada | Northland Power Solar Glendale |  | CAN0008180 | 10 | 45.0965 | -74.7167 | Solar |  |  |  |  | Northland Power Solar Glendale LP | Natural Resources Canada | ftp://ftp.maps.canada.ca/pub/nacei_cnaie/energy_infrastructure/PowerPlantsRenewGE1MW_NorthAmerica_201708.xlsx | Natural Resources Canada |  | 2017 | [8 empty] | 14.63 | 15.20 | 14.79 | 14.43 | 13.69 | HYDRO-V1 | HYDRO-V1 | HYDRO-V1 | HYDRO-V1 | HYDRO-V1
CAN | Canada | Cornwall |  | CAN0007782 | 10 | 45.1024 | -74.6899 | Solar |  |  |  |  | Cornwall Solar Inc | Natural Resources Canada | ftp://ftp.maps.canada.ca/pub/nacei_cnaie/energy_infrastructure/PowerPlantsRenewGE1MW_NorthAmerica_201708.xlsx | Natural Resources Canada | 64674 | 2017 | [8 empty] | 14.63 | 15.20 | 14.79 | 14.39 | 13.69 | HYDRO-V1 | HYDRO-V1 | HYDRO-V1 | HYDRO-V1 | HYDRO-V1
CAN | Canada | Penn Energy - S. Glengarry St. Lawrence-1 |  | CAN0008220 | 9.3 | 45.1066 | -74.6822 | Solar |  |  |  |  | South Glengarry Solar Farm Partnership | Natural Resources Canada | ftp://ftp.maps.canada.ca/pub/nacei_cnaie/energy_infrastructure/PowerPlantsRenewGE1MW_NorthAmerica_201708.xlsx | Natural Resources Canada |  | 2017 | [8 empty] | 13.62 | 14.18 | 14.08 | 13.40 | 12.76 | HYDRO-V1 | HYDRO-V1 | HYDRO-V1 | HYDRO-V1 | HYDRO-V1
CAN | Canada | Mightysolar |  | CAN0008125 | 10 | 45.1276 | -75.2581 | Solar |  |  |  |  | Concord Mightysolar Partnership | Natural Resources Canada | ftp://ftp.maps.canada.ca/pub/nacei_cnaie/energy_infrastructure/PowerPlantsRenewGE1MW_NorthAmerica_201708.xlsx | Natural Resources Canada | 67201 | 2017 | [8 empty] | 14.63 | 15.20 | 14.79 | 14.43 | 13.69 | NO-ESTIMATION | NO-ESTIMATION | NO-ESTIMATION | NO-ESTIMATION | CAPACITY-FACTOR-V1
CAN | Canada | Citylights |  | CAN0007772 | 10 | 45.1563 | -75.2245 | Solar |  |  |  |  | Axium City Light LP | Natural Resources Canada | ftp://ftp.maps.canada.ca/pub/nacei_cnaie/energy_infrastructure/PowerPlantsRenewGE1MW_NorthAmerica_201708.xlsx | Natural Resources Canada | 68408 | 2017 | [8 empty] | 14.63 | 15.20 | 14.79 | 14.43 | 13.69 | SOLAR-V1-NO-AGE | SOLAR-V1-NO-AGE | SOLAR-V1-NO-AGE | SOLAR-V1-NO-AGE | SOLAR-V1-NO-AGE
CAN | Canada | Mississippi Mills |  | CAN0008135 | 10 | 45.3092 | -76.2435 | Solar |  |  |  |  | TransCanada Energy Ltd | Natural Resources Canada | ftp://ftp.maps.canada.ca/pub/nacei_cnaie/energy_infrastructure/PowerPlantsRenewGE1MW_NorthAmerica_201708.xlsx | Natural Resources Canada | 64788 | 2017 | [8 empty] | 14.68 | 15.24 | 15.24 | 14.17 | 14.64 | SOLAR-V1-NO-AGE | SOLAR-V1-NO-AGE | SOLAR-V1-NO-AGE | SOLAR-V1-NO-AGE | SOLAR-V1-NO-AGE
CAN | Canada | St. Isidore B |  | CAN0008420 | 12 | 45.3637 | -74.9092 | Solar |  |  |  |  | EDF Energies Nouvelles | Natural Resources Canada | ftp://ftp.maps.canada.ca/pub/nacei_cnaie/energy_infrastructure/PowerPlantsRenewGE1MW_NorthAmerica_201708.xlsx | Natural Resources Canada | 62106 | 2017 | [8 empty] | 17.89 | 18.60 | 18.60 | 17.87 | 17.84 | NO-ESTIMATION | NO-ESTIMATION | NO-ESTIMATION | NO-ESTIMATION | CAPACITY-FACTOR-V1
CAN | Canada | Arnprior Solar |  | CAN0007625 | 23.4 | 45.4083 | -76.2750 | Solar |  |  |  |  | EDF Energies Nouvelles | Natural Resources Canada | ftp://ftp.maps.canada.ca/pub/nacei_cnaie/energy_infrastructure/PowerPlantsRenewGE1MW_NorthAmerica_201708.xlsx | Natural Resources Canada | 60014 | 2017 | [8 empty] | 34.80 | 35.64 | 35.64 | 34.54 | 34.8 | NO-ESTIMATION | NO-ESTIMATION | NO-ESTIMATION | NO-ESTIMATION | CAPACITY-FACTOR-V1
CAN | Canada | St. Isidore A |  | CAN0008419 | 12 | 45.4289 | -74.9374 | Solar |  |  |  |  | EDF Energies Nouvelles | Natural Resources Canada | ftp://ftp.maps.canada.ca/pub/nacei_cnaie/energy_infrastructure/PowerPlantsRenewGE1MW_NorthAmerica_201708.xlsx | Natural Resources Canada |  | 2017 | [8 empty] | 17.89 | 18.60 | 18.60 | 17.91 | 17.84 | SOLAR-V1-NO-AGE | SOLAR-V1-NO-AGE | SOLAR-V1-NO-AGE | SOLAR-V1-NO-AGE | SOLAR-V1-NO-AGE
CAN | Canada | Stardale |  | CAN0008429 | 33.2 | 45.5035 | -74.5278 | Solar |  |  |  |  | Innergex Inc | Natural Resources Canada | ftp://ftp.maps.canada.ca/pub/nacei_cnaie/energy_infrastructure/PowerPlantsRenewGE1MW_NorthAmerica_201708.xlsx | Natural Resources Canada | 64561 | 2017 | [8 empty] | 49.50 | 50.21 | 50.21 | 49.46 | 49.36 | SOLAR-V1-NO-AGE | SOLAR-V1-NO-AGE | SOLAR-V1-NO-AGE | SOLAR-V1-NO-AGE | SOLAR-V1-NO-AGE
CAN | Canada | Alfred |  | CAN0007609 | 10 | 45.5400 | -74.8878 | Solar |  |  |  |  | 2225228 Ontario Inc | Natural Resources Canada | ftp://ftp.maps.canada.ca/pub/nacei_cnaie/energy_infrastructure/PowerPlantsRenewGE1MW_NorthAmerica_201708.xlsx | Natural Resources Canada | 68416 | 2017 | [8 empty] | 14.68 | 15.24 | 15.24 | 14.68 | 14.68 | NO-ESTIMATION | NO-ESTIMATION | NO-ESTIMATION | NO-ESTIMATION | CAPACITY-FACTOR-V1
CAN | Canada | Longueil TS Malbouef |  | CAN0008063 | 10 | 45.5740 | -74.8192 | Solar |  |  |  |  | Sune Alfred LP | Natural Resources Canada | ftp://ftp.maps.canada.ca/pub/nacei_cnaie/energy_infrastructure/PowerPlantsRenewGE1MW_NorthAmerica_201708.xlsx | Natural Resources Canada |  | 2017 | [8 empty] | 14.68 | 15.24 | 15.24 | 14.68 | 14.68 | NO-ESTIMATION | NO-ESTIMATION | NO-ESTIMATION | NO-ESTIMATION | CAPACITY-FACTOR-V1
CAN | Canada | Northland Power Burks Falls West |  | CAN0008173 | 10 | 45.6081 | -79.4262 | Solar |  |  |  |  | Northland Power Solar Burks Falls West LP | Natural Resources Canada | ftp://ftp.maps.canada.ca/pub/nacei_cnaie/energy_infrastructure/PowerPlantsRenewGE1MW_NorthAmerica_201708.xlsx | Natural Resources Canada | 63714 | 2017 | [8 empty] | 14.68 | 15.24 | 15.24 | 13.85 | 14.63 | SOLAR-V1-NO-AGE | SOLAR-V1-NO-AGE | SOLAR-V1-NO-AGE | SOLAR-V1-NO-AGE | SOLAR-V1-NO-AGE
CAN | Canada | Northland Power Solar Burks Falls East |  | CAN0008177 | 10 | 45.6120 | -79.3572 | Solar |  |  |  |  | Northland Power Solar Burks Falls East LP | Natural Resources Canada | ftp://ftp.maps.canada.ca/pub/nacei_cnaie/energy_infrastructure/PowerPlantsRenewGE1MW_NorthAmerica_201708.xlsx | Natural Resources Canada | 63713 | 2017 | [8 empty] | 14.68 | 15.24 | 15.24 | 13.85 | 14.63 | NO-ESTIMATION | NO-ESTIMATION | NO-ESTIMATION | NO-ESTIMATION | CAPACITY-FACTOR-V1
CAN | Canada | SSM 1 (Leigh's Bay Rd.) |  | CAN0008413 | 12 | 46.5171 | -84.4261 | Solar |  |  |  |  | Starwood Energy | Natural Resources Canada | ftp://ftp.maps.canada.ca/pub/nacei_cnaie/energy_infrastructure/PowerPlantsRenewGE1MW_NorthAmerica_201708.xlsx | Natural Resources Canada |  | 2015 | [8 empty] | 17.89 | 18.60 | 18.60 | 17.52 | 17.89 | SOLAR-V1-NO-AGE | SOLAR-V1-NO-AGE | SOLAR-V1-NO-AGE | SOLAR-V1-NO-AGE | SOLAR-V1-NO-AGE
CAN | Canada | SSM 1 (Carpin Rd.) |  | CAN0008412 | 12 | 46.5236 | -84.4456 | Solar |  |  |  |  | Starwood Energy | Natural Resources Canada | ftp://ftp.maps.canada.ca/pub/nacei_cnaie/energy_infrastructure/PowerPlantsRenewGE1MW_NorthAmerica_201708.xlsx | Natural Resources Canada |  | 2015 | [8 empty] | 17.89 | 18.60 | 18.60 | 17.41 | 17.89 | NO-ESTIMATION | NO-ESTIMATION | NO-ESTIMATION | NO-ESTIMATION | CAPACITY-FACTOR-V1
CAN | Canada | SSM 2/3 |  | CAN0008414 | 45 | 46.5473 | -84.2796 | Solar |  |  |  |  | Starwood Energy | Natural Resources Canada | ftp://ftp.maps.canada.ca/pub/nacei_cnaie/energy_infrastructure/PowerPlantsRenewGE1MW_NorthAmerica_201708.xlsx | Natural Resources Canada |  | 2015 | [8 empty] | 66.21 | 66.98 | 66.98 | 65.73 | 66.21 | NO-ESTIMATION | NO-ESTIMATION | NO-ESTIMATION | NO-ESTIMATION | CAPACITY-FACTOR-V1
CAN | Canada | Val Caron |  | CAN0008504 | 10 | 46.6692 | -80.9214 | Solar |  |  |  |  | Concord Val Caron Partnership | Natural Resources Canada | ftp://ftp.maps.canada.ca/pub/nacei_cnaie/energy_infrastructure/PowerPlantsRenewGE1MW_NorthAmerica_201708.xlsx | Natural Resources Canada | 67928 | 2017 | [8 empty] | 14.68 | 15.24 | 15.24 | 14.72 | 14.68 | NO-ESTIMATION | NO-ESTIMATION | NO-ESTIMATION | NO-ESTIMATION | CAPACITY-FACTOR-V1
CAN | Canada | Liskeard 3 |  | CAN0008052 | 10 | 47.4900 | -79.7115 | Solar |  |  |  |  | TransCanada Energy Ltd | Natural Resources Canada | ftp://ftp.maps.canada.ca/pub/nacei_cnaie/energy_infrastructure/PowerPlantsRenewGE1MW_NorthAmerica_201708.xlsx | Natural Resources Canada | 64791 | 2017 | [8 empty] | 14.68 | 15.24 | 15.24 | 14.72 | 14.68 | SOLAR-V1-NO-AGE | SOLAR-V1-NO-AGE | SOLAR-V1-NO-AGE | SOLAR-V1-NO-AGE | SOLAR-V1-NO-AGE
CAN | Canada | Liskeard 4 |  | CAN0008053 | 10 | 47.5049 | -79.7115 | Solar |  |  |  |  | TransCanada Energy Ltd | Natural Resources Canada | ftp://ftp.maps.canada.ca/pub/nacei_cnaie/energy_infrastructure/PowerPlantsRenewGE1MW_NorthAmerica_201708.xlsx | Natural Resources Canada | 64791 | 2017 | [8 empty] | 14.68 | 15.24 | 15.24 | 14.72 | 14.68 | NO-ESTIMATION | NO-ESTIMATION | NO-ESTIMATION | NO-ESTIMATION | CAPACITY-FACTOR-V1
CAN | Canada | Liskeard 1 |  | CAN0008051 | 10 | 47.5126 | -79.7080 | Solar |  |  |  |  | TransCanada Energy Ltd | Natural Resources Canada | ftp://ftp.maps.canada.ca/pub/nacei_cnaie/energy_infrastructure/PowerPlantsRenewGE1MW_NorthAmerica_201708.xlsx | Natural Resources Canada |  | 2017 | [8 empty] | 14.68 | 15.24 | 15.24 | 14.72 | 14.68 | NO-ESTIMATION | NO-ESTIMATION | NO-ESTIMATION | NO-ESTIMATION | CAPACITY-FACTOR-V1
CAN | Canada | Fort William |  | CAN0007863 | 10.9 | 48.3603 | -89.2536 | Solar |  |  |  |  | Not Reported | Natural Resources Canada | ftp://ftp.maps.canada.ca/pub/nacei_cnaie/energy_infrastructure/PowerPlantsRenewGE1MW_NorthAmerica_201708.xlsx | Natural Resources Canada |  | 2013 | [8 empty] | 16.25 | 16.90 | 16.90 | 16.30 | 16.25 | NO-ESTIMATION | NO-ESTIMATION | NO-ESTIMATION | NO-ESTIMATION | CAPACITY-FACTOR-V1
CAN | Canada | Thunder Bay Airport |  | CAN0008470 | 8.5 | 48.3653 | -89.3208 | Solar |  |  |  |  | Skypower / Canadian Solar | Natural Resources Canada | ftp://ftp.maps.canada.ca/pub/nacei_cnaie/energy_infrastructure/PowerPlantsRenewGE1MW_NorthAmerica_201708.xlsx | Natural Resources Canada | 62913 | 2013 | [8 empty] | 12.06 | 12.55 | 12.55 | 12.09 | 12.06 | NO-ESTIMATION | NO-ESTIMATION | NO-ESTIMATION | NO-ESTIMATION | CAPACITY-FACTOR-V1
CAN | Canada | Ramore |  | CAN0008266 | 8 | 48.4393 | -80.3256 | Solar |  |  |  |  | New Ospvf 11 LP | Natural Resources Canada | ftp://ftp.maps.canada.ca/pub/nacei_cnaie/energy_infrastructure/PowerPlantsRenewGE1MW_NorthAmerica_201708.xlsx | Natural Resources Canada |  | 2017 | [8 empty] | 11.66 | 12.10 | 12.10 | 11.69 | 11.66 | NO-ESTIMATION | NO-ESTIMATION | NO-ESTIMATION | NO-ESTIMATION | CAPACITY-FACTOR-V1
CAN | Canada | Morley |  | CAN0008146 | 10 | 48.7069 | -94.2503 | Solar |  |  |  |  | Rainy River First Nations Solar 1 LP | Natural Resources Canada | ftp://ftp.maps.canada.ca/pub/nacei_cnaie/energy_infrastructure/PowerPlantsRenewGE1MW_NorthAmerica_201708.xlsx | Natural Resources Canada |  | 2017 | [8 empty] | 14.68 | 15.24 | 15.24 | 14.72 | 14.68 | NO-ESTIMATION | NO-ESTIMATION | NO-ESTIMATION | NO-ESTIMATION | CAPACITY-FACTOR-V1
CAN | Canada | Vanzwolf |  | CAN0008508 | 5 | 48.7078 | -94.2516 | Solar |  |  |  |  | Rainy River First Nations Solar 2 LP | Natural Resources Canada | ftp://ftp.maps.canada.ca/pub/nacei_cnaie/energy_infrastructure/PowerPlantsRenewGE1MW_NorthAmerica_201708.xlsx | Natural Resources Canada |  | 2017 | [8 empty] | 7.34 | 7.61 | 7.61 | 7.36 | 7.34 | NO-ESTIMATION | NO-ESTIMATION | NO-ESTIMATION | NO-ESTIMATION | CAPACITY-FACTOR-V1
CAN | Canada | Dave Rampel Solar Park |  | CAN0007797 | 10 | 48.7152 | -94.2518 | Solar |  |  |  |  | Rainy River First Nations Solar 3 LP | Natural Resources Canada | ftp://ftp.maps.canada.ca/pub/nacei_cnaie/energy_infrastructure/PowerPlantsRenewGE1MW_NorthAmerica_201708.xlsx | Natural Resources Canada |  | 2017 | [8 empty] | 14.68 | 15.24 | 15.24 | 14.72 | 14.68 | NO-ESTIMATION | NO-ESTIMATION | NO-ESTIMATION | NO-ESTIMATION | CAPACITY-FACTOR-V1
CAN | Canada | Black Bay 2 |  | CAN0007680 | 1 | 48.9428 | -88.3141 | Solar |  |  |  |  | 2397995 Ontario Inc | Natural Resources Canada | ftp://ftp.maps.canada.ca/pub/nacei_cnaie/energy_infrastructure/PowerPlantsRenewGE1MW_NorthAmerica_201708.xlsx | Natural Resources Canada |  | 2017 | [8 empty] | 1.31 | 1.39 | 1.39 | 1.31 | 1.31 | NO-ESTIMATION | NO-ESTIMATION | NO-ESTIMATION | NO-ESTIMATION | CAPACITY-FACTOR-V1
CAN | Canada | Northland Power Solar Empire |  | CAN0008179 | 10 | 49.1258 | -80.9915 | Solar |  |  |  |  | Northland Power Solar Empire LP | Natural Resources Canada | ftp://ftp.maps.canada.ca/pub/nacei_cnaie/energy_infrastructure/PowerPlantsRenewGE1MW_NorthAmerica_201708.xlsx | Natural Resources Canada |  | 2017 | [8 empty] | 14.68 | 15.24 | 15.24 | 14.72 | 14.68 | NO-ESTIMATION | NO-ESTIMATION | NO-ESTIMATION | NO-ESTIMATION | CAPACITY-FACTOR-V1
CAN | Canada | Northland Power Solar Long Lake |  | CAN0008181 | 10 | 49.1402 | -81.2854 | Solar |  |  |  |  | Northland Power Solar Long Lake LP | Natural Resources Canada | ftp://ftp.maps.canada.ca/pub/nacei_cnaie/energy_infrastructure/PowerPlantsRenewGE1MW_NorthAmerica_201708.xlsx | Natural Resources Canada |  | 2017 | [8 empty] | 14.68 | 15.24 | 15.24 | 14.72 | 14.68 | NO-ESTIMATION | NO-ESTIMATION | NO-ESTIMATION | NO-ESTIMATION | CAPACITY-FACTOR-V1
CAN | Canada | Northland Power Solar Martin's Meadows |  | CAN0008182 | 10 | 49.1433 | -80.9888 | Solar |  |  |  |  | Northland Power Solar Martin's Meadows LP | Natural Resources Canada | ftp://ftp.maps.canada.ca/pub/nacei_cnaie/energy_infrastructure/PowerPlantsRenewGE1MW_NorthAmerica_201708.xlsx | Natural Resources Canada |  | 2017 | [8 empty] | 14.68 | 15.24 | 15.24 | 14.72 | 14.68 | NO-ESTIMATION | NO-ESTIMATION | NO-ESTIMATION | NO-ESTIMATION | CAPACITY-FACTOR-V1
CAN | Canada | Northland Power Solar Abitibi |  | CAN0008174 | 10 | 49.1444 | -80.9717 | Solar |  |  |  |  | Northland Power Solar Abitibi LP | Natural Resources Canada | ftp://ftp.maps.canada.ca/pub/nacei_cnaie/energy_infrastructure/PowerPlantsRenewGE1MW_NorthAmerica_201708.xlsx | Natural Resources Canada |  | 2017 | [8 empty] | 14.68 | 15.24 | 15.24 | 14.72 | 14.68 | NO-ESTIMATION | NO-ESTIMATION | NO-ESTIMATION | NO-ESTIMATION | CAPACITY-FACTOR-V1
CAN | Canada | Kap Solar Park |  | CAN0007991 | 6 | 49.3750 | -82.3928 | Solar |  |  |  |  | New Ospvf 7 LP | Natural Resources Canada | ftp://ftp.maps.canada.ca/pub/nacei_cnaie/energy_infrastructure/PowerPlantsRenewGE1MW_NorthAmerica_201708.xlsx | Natural Resources Canada | 67157 | 2017 | [8 empty] | 8.70 | 9.04 | 9.04 | 8.72 | 8.7 | NO-ESTIMATION | NO-ESTIMATION | NO-ESTIMATION | NO-ESTIMATION | CAPACITY-FACTOR-V1
CAN | Canada | Kimberley |  | CAN0008001 | 1 | 49.6690 | -115.9476 | Solar |  |  |  |  | City of Kimberley | Natural Resources Canada | ftp://ftp.maps.canada.ca/pub/nacei_cnaie/energy_infrastructure/PowerPlantsRenewGE1MW_NorthAmerica_201708.xlsx | Natural Resources Canada |  | 2017 | [8 empty] | 1.31 | 1.39 | 1.39 | 1.31 | 1.31 | NO-ESTIMATION | NO-ESTIMATION | NO-ESTIMATION | NO-ESTIMATION | CAPACITY-FACTOR-V1
CAN | Canada | Mattawishkwia |  | CAN0008096 | 10 | 49.6807 | -83.6816 | Solar |  |  |  |  | New Ospvf 10 LP | Natural Resources Canada | ftp://ftp.maps.canada.ca/pub/nacei_cnaie/energy_infrastructure/PowerPlantsRenewGE1MW_NorthAmerica_201708.xlsx | Natural Resources Canada | 67158 | 2017 | [8 empty] | 14.68 | 15.24 | 15.24 | 14.72 | 14.68 | NO-ESTIMATION | NO-ESTIMATION | NO-ESTIMATION | NO-ESTIMATION | CAPACITY-FACTOR-V1
CAN | Canada | Wainwright |  | CAN0008515 | 10 | 49.8395 | -92.8467 | Solar |  |  |  |  | New Ospvf 1 LP | Natural Resources Canada | ftp://ftp.maps.canada.ca/pub/nacei_cnaie/energy_infrastructure/PowerPlantsRenewGE1MW_NorthAmerica_201708.xlsx | Natural Resources Canada | 67159 | 2017 | [8 empty] | 14.68 | 15.24 | 15.24 | 14.72 | 14.68 | NO-ESTIMATION | NO-ESTIMATION | NO-ESTIMATION | NO-ESTIMATION | CAPACITY-FACTOR-V1
CAN | Canada | Solar Concentrating Steam Power Plant |  | CAN0008394 | 1 | 50.0378 | -110.7199 | Solar | [5 empty] | Natural Resources Canada | ftp://ftp.maps.canada.ca/pub/nacei_cnaie/energy_infrastructure/PowerPlantsRenewGE1MW_NorthAmerica_201708.xlsx | Natural Resources Canada |  | 2016 | [8 empty] | 1.31 | 1.39 | 1.26 | 1.18 | 1.27 | NO-ESTIMATION | NO-ESTIMATION | NO-ESTIMATION | NO-ESTIMATION | CAPACITY-FACTOR-V1
CAN | Canada | Brooks |  | WKS0065459 | 13 | 50.5770 | -111.8660 | Solar | [5 empty] | Wiki-Solar | https://www.wiki-solar.org | Wiki-Solar | [10 empty] | 18.76 | 20.04 | 18.41 | 17.00 | 18.76 | NO-ESTIMATION | NO-ESTIMATION | NO-ESTIMATION | NO-ESTIMATION | CAPACITY-FACTOR-V1
CAN | Canada | Bassano |  | CAN0007647 | 2 | 50.7807 | -112.4600 | Solar | [5 empty] | Natural Resources Canada | ftp://ftp.maps.canada.ca/pub/nacei_cnaie/energy_infrastructure/PowerPlantsRenewGE1MW_NorthAmerica_201708.xlsx | Natural Resources Canada |  | 2016 | [8 empty] | 2.88 | 3.03 | 2.90 | 2.82 | 2.88 | NO-ESTIMATION | NO-ESTIMATION | NO-ESTIMATION | NO-ESTIMATION | CAPACITY-FACTOR-V1
CAN | Canada | Green Acres |  | CAN0007914 | 2 | 50.9061 | -112.7080 | Solar |  |  |  |  | Private | Natural Resources Canada | ftp://ftp.maps.canada.ca/pub/nacei_cnaie/energy_infrastructure/PowerPlantsRenewGE1MW_NorthAmerica_201708.xlsx | Natural Resources Canada |  | 2015 | [8 empty] | 2.88 | 3.03 | 2.94 | 2.76 | 2.88 | NO-ESTIMATION | NO-ESTIMATION | NO-ESTIMATION | NO-ESTIMATION | CAPACITY-FACTOR-V1
CHE | Switzerland | Neuendorf |  | WKS0062283 | 5.2 | 47.3086 | 7.7847 | Solar | [5 empty] | Wiki-Solar | https://www.wiki-solar.org | Wiki-Solar | [10 empty] | 7.38 | 7.55 | 7.60 | 7.40 | 7.5 | SOLAR-V1-NO-AGE | SOLAR-V1-NO-AGE | SOLAR-V1-NO-AGE | SOLAR-V1-NO-AGE | SOLAR-V1-NO-AGE
CHE | Switzerland | Courgenay |  | WKS0066360 | 15 | 47.4100 | 7.1300 | Solar | [5 empty] | Wiki-Solar | https://www.wiki-solar.org | Wiki-Solar | [10 empty] | 20.96 | 22.96 | 22.81 | 22.07 | 22.53 | NO-ESTIMATION | NO-ESTIMATION | NO-ESTIMATION | NO-ESTIMATION | CAPACITY-FACTOR-V1
CHL | Chile | Arica I |  | WKS0067483 | 18 | -18.4950 | -70.1200 | Solar | [5 empty] | Wiki-Solar | https://www.wiki-solar.org | Wiki-Solar | [10 empty] | 40.02 | 46.90 | 48.02 | 47.98 | 47.02 | NO-ESTIMATION | NO-ESTIMATION | NO-ESTIMATION | NO-ESTIMATION | CAPACITY-FACTOR-V1
CHL | Chile | Arica I p2 |  | WKS0067509 | 8 | -18.4950 | -70.1200 | Solar | [5 empty] | Wiki-Solar | https://www.wiki-solar.org | Wiki-Solar | [10 empty] | 16.22 | 17.20 | 17.72 | 17.47 | 17.21 | NO-ESTIMATION | NO-ESTIMATION | NO-ESTIMATION | NO-ESTIMATION | CAPACITY-FACTOR-V1
CHL | Chile | Arica I p3 |  | WKS0067763 | 14 | -18.4950 | -70.1200 | Solar | [5 empty] | Wiki-Solar | https://www.wiki-solar.org | Wiki-Solar | [10 empty] | 30.21 | 35.05 | 36.18 | 36.15 | 35.14 | NO-ESTIMATION | NO-ESTIMATION | NO-ESTIMATION | NO-ESTIMATION | CAPACITY-FACTOR-V1
CHL | Chile | Pampa Camarones 1 |  | WKS0063023 | 6 | -18.8860 | -70.1130 | Solar | [5 empty] | Wiki-Solar | https://www.wiki-solar.org | Wiki-Solar | [10 empty] | 12.79 | 13.37 | 13.69 | 13.70 | 13.45 | NO-ESTIMATION | NO-ESTIMATION | NO-ESTIMATION | NO-ESTIMATION | CAPACITY-FACTOR-V1
CHL | Chile | Pozo Almonte 2+3 |  | WKS0061952 | 23.5 | -20.2480 | -69.7470 | Solar | [5 empty] | Wiki-Solar | https://www.wiki-solar.org | Wiki-Solar | [10 empty] | 55.31 | 62.21 | 63.66 | 63.87 | 63.02 | NO-ESTIMATION | NO-ESTIMATION | NO-ESTIMATION | NO-ESTIMATION | CAPACITY-FACTOR-V1
CHL | Chile | POZO ALMONTE SOLAR 3 |  | CHL0004011 | 16 | -20.2517 | -69.7588 | Solar | [5 empty] | EnergÃ­a Abierta | http://energiaabierta.cl/electricidad/ | EnergÃ­a Abierta |  | 2016 | [8 empty] | 37.55 | 42.61 | 43.49 | 43.68 | 43.08 | NO-ESTIMATION | NO-ESTIMATION | NO-ESTIMATION | NO-ESTIMATION | CAPACITY-FACTOR-V1
CHL | Chile | Salar de Huasco |  | WKS0061784 | 30 | -20.2680 | -69.4250 | Solar | [5 empty] | Wiki-Solar | https://www.wiki-solar.org | Wiki-Solar | [10 empty] | 64.45 | 74.65 | 75.59 | 76.91 | 75.15 | NO-ESTIMATION | NO-ESTIMATION | NO-ESTIMATION | NO-ESTIMATION | CAPACITY-FACTOR-V1
CHL | Chile | Pozo Almonte 1 |  | WKS0067465 | 9 | -20.2680 | -69.7530 | Solar | [5 empty] | Wiki-Solar | https://www.wiki-solar.org | Wiki-Solar | [10 empty] | 19.71 | 20.46 | 21.06 | 21.16 | 20.73 | NO-ESTIMATION | NO-ESTIMATION | NO-ESTIMATION | NO-ESTIMATION | CAPACITY-FACTOR-V1
CHL | Chile | POZO ALMONTE SOLAR 2 |  | CHL0004010 | 7.5 | -20.2717 | -69.7559 | Solar | [5 empty] | EnergÃ­a Abierta | http://energiaabierta.cl/electricidad/ | EnergÃ­a Abierta |  | 2016 | [8 empty] | 16.37 | 17.13 | 17.58 | 17.67 | 17.3 | NO-ESTIMATION | NO-ESTIMATION | NO-ESTIMATION | NO-ESTIMATION | CAPACITY-FACTOR-V1
CHL | Chile | La Tirana |  | WKS0061955 | 30.2 | -20.2740 | -69.7540 | Solar | [5 empty] | Wiki-Solar | https://www.wiki-solar.org | Wiki-Solar | [10 empty] | 71.93 | 82.68 | 84.30 | 84.67 | 83.51 | NO-ESTIMATION | NO-ESTIMATION | NO-ESTIMATION | NO-ESTIMATION | CAPACITY-FACTOR-V1
CHL | Chile | La Huayca II |  | WKS0067484 | 7.6 | -20.4532 | -69.5376 | Solar | [5 empty] | Wiki-Solar | https://www.wiki-solar.org | Wiki-Solar | [10 empty] | 15.63 | 17.00 | 17.25 | 17.41 | 17.13 | NO-ESTIMATION | NO-ESTIMATION | NO-ESTIMATION | NO-ESTIMATION | CAPACITY-FACTOR-V1
CHL | Chile | La Huayca III |  | WKS0063243 | 21 | -20.4560 | -69.5330 | Solar | [5 empty] | Wiki-Solar | https://www.wiki-solar.org | Wiki-Solar | [10 empty] | 45.81 | 52.28 | 53.07 | 53.61 | 52.81 | NO-ESTIMATION | NO-ESTIMATION | NO-ESTIMATION | NO-ESTIMATION | CAPACITY-FACTOR-V1
CHL | Chile | Crucero |  | WKS0064173 | 72.8 | -22.2200 | -69.5760 | Solar | [5 empty] | Wiki-Solar | https://www.wiki-solar.org | Wiki-Solar | [10 empty] | 159.65 | 186.70 | 194.31 | 196.40 | 189.6 | NO-ESTIMATION | NO-ESTIMATION | NO-ESTIMATION | NO-ESTIMATION | CAPACITY-FACTOR-V1
CHL | Chile | Blue Sky |  | WKS0067487 | 127.9 | -22.3300 | -69.5200 | Solar | [5 empty] | Wiki-Solar | https://www.wiki-solar.org | Wiki-Solar | [10 empty] | 291.52 | 333.59 | 338.31 | 338.84 | 335.5 | NO-ESTIMATION | NO-ESTIMATION | NO-ESTIMATION | NO-ESTIMATION | CAPACITY-FACTOR-V1
CHL | Chile | Finis Terrae |  | WKS0067488 | 138 | -22.3430 | -69.5230 | Solar | [5 empty] | Wiki-Solar | https://www.wiki-solar.org | Wiki-Solar | [10 empty] | 314.79 | 360.46 | 365.03 | 365.60 | 362.39 | NO-ESTIMATION | NO-ESTIMATION | NO-ESTIMATION | NO-ESTIMATION | CAPACITY-FACTOR-V1
CHL | Chile | Finis Terrae II |  | WKS0067762 | 69 | -22.3430 | -69.5230 | Solar | [5 empty] | Wiki-Solar | https://www.wiki-solar.org | Wiki-Solar | [10 empty] | 156.59 | 180.17 | 182.45 | 182.74 | 181.14 | NO-ESTIMATION | NO-ESTIMATION | NO-ESTIMATION | NO-ESTIMATION | CAPACITY-FACTOR-V1
CHL | Chile | Calama 2 |  | WKS0067479 | 9 | -22.4440 | -68.8700 | Solar | [5 empty] | Wiki-Solar | https://www.wiki-solar.org | Wiki-Solar | [10 empty] | 18.06 | 19.41 | 19.34 | 19.40 | 19.37 | NO-ESTIMATION | NO-ESTIMATION | NO-ESTIMATION | NO-ESTIMATION | CAPACITY-FACTOR-V1
CHL | Chile | Calama Sur |  | WKS0061893 | 30 | -22.4500 | -68.8680 | Solar | [5 empty] | Wiki-Solar | https://www.wiki-solar.org | Wiki-Solar | [10 empty] | 63.13 | 72.30 | 72.09 | 72.29 | 72.19 | NO-ESTIMATION | NO-ESTIMATION | NO-ESTIMATION | NO-ESTIMATION | CAPACITY-FACTOR-V1
CHL | Chile | Usya |  | WKS0067496 | 25 | -22.4850 | -68.8450 | Solar | [5 empty] | Wiki-Solar | https://www.wiki-solar.org | Wiki-Solar | [10 empty] | 52.50 | 59.76 | 59.58 | 59.74 | 59.66 | NO-ESTIMATION | NO-ESTIMATION | NO-ESTIMATION | NO-ESTIMATION | CAPACITY-FACTOR-V1
CHL | Chile | Pular |  | WKS0067767 | 28.9 | -22.5300 | -68.7700 | Solar | [5 empty] | Wiki-Solar | https://www.wiki-solar.org | Wiki-Solar | [10 empty] | 60.70 | 69.32 | 69.22 | 69.33 | 69.32 | NO-ESTIMATION | NO-ESTIMATION | NO-ESTIMATION | NO-ESTIMATION | CAPACITY-FACTOR-V1
CHL | Chile | Lascar I |  | WKS0061872 | 32.1 | -22.5550 | -68.5800 | Solar | [5 empty] | Wiki-Solar | https://www.wiki-solar.org | Wiki-Solar | [10 empty] | 67.60 | 78.69 | 78.50 | 78.71 | 78.48 | NO-ESTIMATION | NO-ESTIMATION | NO-ESTIMATION | NO-ESTIMATION | CAPACITY-FACTOR-V1
CHL | Chile | Lascar II |  | WKS0061873 | 30 | -22.5550 | -68.5800 | Solar | [5 empty] | Wiki-Solar | https://www.wiki-solar.org | Wiki-Solar | [10 empty] | 62.58 | 72.64 | 72.46 | 72.66 | 72.44 | NO-ESTIMATION | NO-ESTIMATION | NO-ESTIMATION | NO-ESTIMATION | CAPACITY-FACTOR-V1
CHL | Chile | Paruma |  | WKS0061868 | 21.4 | -22.5550 | -68.7550 | Solar | [5 empty] | Wiki-Solar | https://www.wiki-solar.org | Wiki-Solar | [10 empty] | 44.98 | 50.92 | 50.81 | 50.88 | 50.81 | NO-ESTIMATION | NO-ESTIMATION | NO-ESTIMATION | NO-ESTIMATION | CAPACITY-FACTOR-V1
CHL | Chile | Jama |  | WKS0064530 | 32.1 | -22.5760 | -68.6930 | Solar | [5 empty] | Wiki-Solar | https://www.wiki-solar.org | Wiki-Solar | [10 empty] | 68.34 | 78.50 | 78.22 | 78.42 | 78.36 | NO-ESTIMATION | NO-ESTIMATION | NO-ESTIMATION | NO-ESTIMATION | CAPACITY-FACTOR-V1
CHL | Chile | Jama II |  | WKS0061874 | 23.8 | -22.5810 | -68.6930 | Solar | [5 empty] | Wiki-Solar | https://www.wiki-solar.org | Wiki-Solar | [10 empty] | 49.90 | 56.75 | 56.54 | 56.69 | 56.65 | NO-ESTIMATION | NO-ESTIMATION | NO-ESTIMATION | NO-ESTIMATION | CAPACITY-FACTOR-V1
CHL | Chile | Cerro Dominador CSP |  | WKS0070986 | 110 | -22.7820 | -69.4850 | Solar | [5 empty] | Wiki-Solar | https://www.wiki-solar.org | Wiki-Solar | [10 empty] | 257.87 | 291.11 | 292.19 | 297.12 | 290.29 | NO-ESTIMATION | NO-ESTIMATION | NO-ESTIMATION | NO-ESTIMATION | CAPACITY-FACTOR-V1
CHL | Chile | Cerro Dominador PV |  | WKS0071865 | 100 | -22.7880 | -69.4720 | Solar | [5 empty] | Wiki-Solar | https://www.wiki-solar.org | Wiki-Solar | [10 empty] | 234.45 | 264.82 | 266.48 | 270.77 | 265.38 | NO-ESTIMATION | NO-ESTIMATION | NO-ESTIMATION | NO-ESTIMATION | CAPACITY-FACTOR-V1
CHL | Chile | Minera El Tesoro CSP |  | WKS0071649 | 8 | -22.9296 | -69.0955 | Solar | [5 empty] | Wiki-Solar | https://www.wiki-solar.org | Wiki-Solar | [10 empty] | 16.58 | 18.00 | 17.15 | 17.32 | 17.5 | NO-ESTIMATION | NO-ESTIMATION | NO-ESTIMATION | NO-ESTIMATION | CAPACITY-FACTOR-V1
CHL | Chile | BolÃ©ro |  | WKS0066281 | 146.5 | -23.4800 | -69.4190 | Solar | [5 empty] | Wiki-Solar | https://www.wiki-solar.org | Wiki-Solar | [10 empty] | 339.27 | 387.00 | 387.06 | 390.81 | 387 | NO-ESTIMATION | NO-ESTIMATION | NO-ESTIMATION | NO-ESTIMATION | CAPACITY-FACTOR-V1
CHL | Chile | BolÃ©ro East |  | WKS0067474 | 76.7 | -23.4800 | -69.4190 | Solar | [5 empty] | Wiki-Solar | https://www.wiki-solar.org | Wiki-Solar | [10 empty] | 177.99 | 203.10 | 203.13 | 205.09 | 203.1 | NO-ESTIMATION | NO-ESTIMATION | NO-ESTIMATION | NO-ESTIMATION | CAPACITY-FACTOR-V1
CHL | Chile | BolÃ©ro West |  | WKS0067476 | 69.8 | -23.4800 | -69.4190 | Solar | [5 empty] | Wiki-Solar | https://www.wiki-solar.org | Wiki-Solar | [10 empty] | 160.83 | 184.33 | 184.35 | 186.14 | 184.32 | NO-ESTIMATION | NO-ESTIMATION | NO-ESTIMATION | NO-ESTIMATION | CAPACITY-FACTOR-V1
CHL | Chile | Flor del Desierto |  | WKS0062496 | 50 | -23.5000 | -69.7500 | Solar | [5 empty] | Wiki-Solar | https://www.wiki-solar.org | Wiki-Solar | [10 empty] | 118.49 | 136.92 | 137.33 | 137.87 | 137.26 | NO-ESTIMATION | NO-ESTIMATION | NO-ESTIMATION | NO-ESTIMATION | CAPACITY-FACTOR-V1
CHL | Chile | Uribe |  | WKS0067513 | 50 | -23.5590 | -70.2140 | Solar | [5 empty] | Wiki-Solar | https://www.wiki-solar.org | Wiki-Solar | [10 empty] | 118.62 | 136.92 | 137.49 | 139.91 | 138.12 | NO-ESTIMATION | NO-ESTIMATION | NO-ESTIMATION | NO-ESTIMATION | CAPACITY-FACTOR-V1
CHL | Chile | Los Andes I |  | WKS0063523 | 21 | -24.0020 | -68.5850 | Solar | [5 empty] | Wiki-Solar | https://www.wiki-solar.org | Wiki-Solar | [10 empty] | 42.68 | 49.74 | 50.23 | 50.23 | 50.23 | NO-ESTIMATION | NO-ESTIMATION | NO-ESTIMATION | NO-ESTIMATION | CAPACITY-FACTOR-V1
CHL | Chile | Los Andes II |  | WKS0067760 | 120 | -24.0050 | -68.5750 | Solar | [5 empty] | Wiki-Solar | https://www.wiki-solar.org | Wiki-Solar | [10 empty] | 248.77 | 289.40 | 290.76 | 291.02 | 290.76 | NO-ESTIMATION | NO-ESTIMATION | NO-ESTIMATION | NO-ESTIMATION | CAPACITY-FACTOR-V1
CHL | Chile | Aguas Blancas 1 |  | WKS0063909 | 8.8 | -24.1550 | -69.8250 | Solar | [5 empty] | Wiki-Solar | https://www.wiki-solar.org | Wiki-Solar | [10 empty] | 18.46 | 19.30 | 19.59 | 19.68 | 19.78 | NO-ESTIMATION | NO-ESTIMATION | NO-ESTIMATION | NO-ESTIMATION | CAPACITY-FACTOR-V1
CHL | Chile | Lalackama II |  | WKS0064850 | 18 | -25.1140 | -70.3070 | Solar | [5 empty] | Wiki-Solar | https://www.wiki-solar.org | Wiki-Solar | [10 empty] | 39.81 | 45.17 | 45.95 | 46.25 | 45.99 | NO-ESTIMATION | NO-ESTIMATION | NO-ESTIMATION | NO-ESTIMATION | CAPACITY-FACTOR-V1
CHL | Chile | LALACKAMA |  | CHL0004003 | 71.5 | -25.1208 | -70.3110 | Solar | [5 empty] | EnergÃ­a Abierta | http://energiaabierta.cl/electricidad/ | EnergÃ­a Abierta | 1102237 | 2016 | [8 empty] | 155.83 | 177.75 | 180.58 | 181.79 | 180.56 | NO-ESTIMATION | NO-ESTIMATION | NO-ESTIMATION | NO-ESTIMATION | CAPACITY-FACTOR-V1
CHL | Chile | Conejo I |  | WKS0063115 | 104 | -25.4500 | -70.3000 | Solar | [5 empty] | Wiki-Solar | https://www.wiki-solar.org | Wiki-Solar | [10 empty] | 227.61 | 259.76 | 263.21 | 264.85 | 263.24 | SOLAR-V1-NO-AGE | SOLAR-V1-NO-AGE | SOLAR-V1-NO-AGE | SOLAR-V1-NO-AGE | SOLAR-V1-NO-AGE
CHL | Chile | Pampa Norte |  | WKS0065061 | 85.3 | -25.5110 | -70.1660 | Solar | [5 empty] | Wiki-Solar | https://www.wiki-solar.org | Wiki-Solar | [10 empty] | 187.91 | 213.99 | 216.04 | 217.41 | 215.66 | NO-ESTIMATION | NO-ESTIMATION | NO-ESTIMATION | NO-ESTIMATION | CAPACITY-FACTOR-V1
CHL | Chile | Pampa Sur |  | WKS0062288 | 85.7 | -25.5360 | -70.1780 | Solar | [5 empty] | Wiki-Solar | https://www.wiki-solar.org | Wiki-Solar | [10 empty] | 188.29 | 215.00 | 217.05 | 218.32 | 216.67 | NO-ESTIMATION | NO-ESTIMATION | NO-ESTIMATION | NO-ESTIMATION | CAPACITY-FACTOR-V1
CHL | Chile | Sol de los Andes |  | WKS0063521 | 100 | -26.2350 | -69.8500 | Solar | [5 empty] | Wiki-Solar | https://www.wiki-solar.org | Wiki-Solar | [10 empty] | 215.34 | 246.68 | 249.25 | 251.26 | 250.12 | NO-ESTIMATION | NO-ESTIMATION | NO-ESTIMATION | NO-ESTIMATION | CAPACITY-FACTOR-V1
CHL | Chile | Salvador |  | WKS0063118 | 68 | -26.2700 | -69.6300 | Solar | [5 empty] | Wiki-Solar | https://www.wiki-solar.org | Wiki-Solar | [10 empty] | 139.21 | 163.84 | 164.24 | 165.04 | 164.16 | NO-ESTIMATION | NO-ESTIMATION | NO-ESTIMATION | NO-ESTIMATION | CAPACITY-FACTOR-V1
CHL | Chile | Portal del Inca A |  | WKS0066677 | 4 | -26.2940 | -69.6280 | Solar | [5 empty] | Wiki-Solar | https://www.wiki-solar.org | Wiki-Solar | [10 empty] | 7.14 | 7.62 | 7.63 | 7.65 | 7.61 | NO-ESTIMATION | NO-ESTIMATION | NO-ESTIMATION | NO-ESTIMATION | CAPACITY-FACTOR-V1
CHL | Chile | SOLAR JAVIERA |  | CHL0004020 | 65 | -26.3031 | -70.2215 | Solar | [5 empty] | EnergÃ­a Abierta | http://energiaabierta.cl/electricidad/ | EnergÃ­a Abierta | 1104644 | 2016 | [8 empty] | 141.94 | 161.41 | 164.10 | 164.94 | 163.99 | NO-ESTIMATION | NO-ESTIMATION | NO-ESTIMATION | NO-ESTIMATION | CAPACITY-FACTOR-V1
CHL | Chile | PV SALVADOR |  | CHL0004012 | 68 | -26.3141 | -69.8681 | Solar | [5 empty] | EnergÃ­a Abierta | http://energiaabierta.cl/electricidad/ | EnergÃ­a Abierta |  | 2016 | [8 empty] | 145.83 | 167.44 | 169.36 | 169.63 | 167.02 | NO-ESTIMATION | NO-ESTIMATION | NO-ESTIMATION | NO-ESTIMATION | CAPACITY-FACTOR-V1
CHL | Chile | Diego de Almagro Emelda |  | WKS0062320 | 21 | -26.3710 | -70.0670 | Solar | [5 empty] | Wiki-Solar | https://www.wiki-solar.org | Wiki-Solar | [10 empty] | 46.25 | 52.28 | 53.37 | 53.61 | 52.84 | NO-ESTIMATION | NO-ESTIMATION | NO-ESTIMATION | NO-ESTIMATION | CAPACITY-FACTOR-V1
CHL | Chile | CHANARES |  | CHL0004001 | 36 | -26.3748 | -70.0657 | Solar | [5 empty] | EnergÃ­a Abierta | http://energiaabierta.cl/electricidad/ | EnergÃ­a Abierta |  | 2016 | [8 empty] | 80.02 | 91.71 | 93.09 | 93.85 | 92.68 | SOLAR-V1-NO-AGE | SOLAR-V1-NO-AGE | SOLAR-V1-NO-AGE | SOLAR-V1-NO-AGE | SOLAR-V1-NO-AGE
CHL | Chile | SOLAR DIEGO DE ALMAGRO |  | CHL0004016 | 28.05 | -26.3796 | -70.0194 | Solar | [5 empty] | EnergÃ­a Abierta | http://energiaabierta.cl/electricidad/ | EnergÃ­a Abierta | 1100237 | 2016 | [8 empty] | 62.04 | 71.31 | 71.50 | 71.70 | 71.32 | SOLAR-V1-NO-AGE | SOLAR-V1-NO-AGE | SOLAR-V1-NO-AGE | SOLAR-V1-NO-AGE | SOLAR-V1-NO-AGE
CHL | Chile | Cachiyuyo |  | WKS0065305 | 50 | -26.4100 | -69.3700 | Solar | [5 empty] | Wiki-Solar | https://www.wiki-solar.org | Wiki-Solar | [10 empty] | 101.43 | 120.92 | 121.28 | 121.76 | 121.28 | NO-ESTIMATION | NO-ESTIMATION | NO-ESTIMATION | NO-ESTIMATION | CAPACITY-FACTOR-V1
CHL | Chile | San AndrÃ©s |  | WKS0063537 | 48.2 | -26.8800 | -69.5050 | Solar | [5 empty] | Wiki-Solar | https://www.wiki-solar.org | Wiki-Solar | [10 empty] | 94.45 | 112.33 | 112.33 | 112.50 | 111.73 | HYDRO-V1 | HYDRO-V1 | HYDRO-V1 | HYDRO-V1 | HYDRO-V1
CHL | Chile | Carrera Pinto ENEL |  | WKS0067468 | 135 | -27.0050 | -69.8690 | Solar | [5 empty] | Wiki-Solar | https://www.wiki-solar.org | Wiki-Solar | [10 empty] | 285.15 | 323.50 | 324.89 | 330.84 | 324.03 | NO-ESTIMATION | NO-ESTIMATION | NO-ESTIMATION | NO-ESTIMATION | CAPACITY-FACTOR-V1
CHL | Chile | Carrera Pinto I |  | WKS0061951 | 97 | -27.0050 | -69.8690 | Solar | [5 empty] | Wiki-Solar | https://www.wiki-solar.org | Wiki-Solar | [10 empty] | 205.16 | 232.87 | 233.87 | 238.15 | 233.25 | NO-ESTIMATION | NO-ESTIMATION | NO-ESTIMATION | NO-ESTIMATION | CAPACITY-FACTOR-V1
CHL | Chile | Carrera Pinto II |  | WKS0064532 | 38 | -27.0050 | -69.8690 | Solar | [5 empty] | Wiki-Solar | https://www.wiki-solar.org | Wiki-Solar | [10 empty] | 79.93 | 91.95 | 92.23 | 93.91 | 92.1 | NO-ESTIMATION | NO-ESTIMATION | NO-ESTIMATION | NO-ESTIMATION | CAPACITY-FACTOR-V1
CHL | Chile | Luz del Norte |  | WKS0062406 | 141 | -27.0250 | -69.8940 | Solar | [5 empty] | Wiki-Solar | https://www.wiki-solar.org | Wiki-Solar | [10 empty] | 299.97 | 339.03 | 344.60 | 344.66 | 340.07 | HYDRO-V1 | HYDRO-V1 | HYDRO-V1 | HYDRO-V1 | HYDRO-V1
CHL | Chile | Luz del Norte I+II |  | WKS0066762 | 70 | -27.0250 | -69.8940 | Solar | [5 empty] | Wiki-Solar | https://www.wiki-solar.org | Wiki-Solar | [10 empty] | 147.73 | 167.87 | 170.64 | 170.67 | 168.39 | SOLAR-V1-NO-AGE | SOLAR-V1-NO-AGE | SOLAR-V1-NO-AGE | SOLAR-V1-NO-AGE | SOLAR-V1-NO-AGE
CHL | Chile | Luz del Norte III+ |  | WKS0066763 | 71 | -27.0250 | -69.8940 | Solar | [5 empty] | Wiki-Solar | https://www.wiki-solar.org | Wiki-Solar | [10 empty] | 150.04 | 170.47 | 173.28 | 173.31 | 170.99 | SOLAR-V1-NO-AGE | SOLAR-V1-NO-AGE | SOLAR-V1-NO-AGE | SOLAR-V1-NO-AGE | SOLAR-V1-NO-AGE
CHL | Chile | LLANO DE LLAMPOS |  | CHL0004004 | 101.02 | -27.1175 | -70.1711 | Solar | [5 empty] | EnergÃ­a Abierta | http://energiaabierta.cl/electricidad/ | EnergÃ­a Abierta |  | 2016 | [8 empty] | 218.03 | 247.85 | 249.24 | 251.72 | 246.7 | SOLAR-V1-NO-AGE | SOLAR-V1-NO-AGE | SOLAR-V1-NO-AGE | SOLAR-V1-NO-AGE | SOLAR-V1-NO-AGE
CHL | Chile | SOLAR SAN ANDRES |  | CHL0004024 | 50.6 | -27.2542 | -70.1112 | Solar | [5 empty] | EnergÃ­a Abierta | http://energiaabierta.cl/electricidad/ | EnergÃ­a Abierta |  | 2016 | [8 empty] | 107.00 | 123.68 | 123.38 | 123.29 | 123.52 | SOLAR-V1-NO-AGE | SOLAR-V1-NO-AGE | SOLAR-V1-NO-AGE | SOLAR-V1-NO-AGE | SOLAR-V1-NO-AGE
CHL | Chile | Cardones I |  | WKS0071653 | 29.2 | -27.3500 | -70.3950 | Solar | [5 empty] | Wiki-Solar | https://www.wiki-solar.org | Wiki-Solar | [10 empty] | 65.15 | 74.54 | 75.99 | 77.04 | 73.88 | SOLAR-V1-NO-AGE | SOLAR-V1-NO-AGE | SOLAR-V1-NO-AGE | SOLAR-V1-NO-AGE | SOLAR-V1-NO-AGE
CHL | Chile | CopiapÃ³ Odinsa |  | WKS0065253 | 14 | -27.4950 | -70.3810 | Solar | [5 empty] | Wiki-Solar | https://www.wiki-solar.org | Wiki-Solar | [10 empty] | 30.74 | 34.62 | 33.86 | 35.39 | 34.36 | SOLAR-V1-NO-AGE | SOLAR-V1-NO-AGE | SOLAR-V1-NO-AGE | SOLAR-V1-NO-AGE | SOLAR-V1-NO-AGE
CHL | Chile | SOLAR LAS TERRAZAS |  | CHL0004021 | 3 | -27.6284 | -70.3410 | Solar | [5 empty] | EnergÃ­a Abierta | http://energiaabierta.cl/electricidad/ | EnergÃ­a Abierta |  | 2016 | [8 empty] | 5.99 | 6.25 | 6.01 | 5.89 | 6.38 | SOLAR-V1-NO-AGE | SOLAR-V1-NO-AGE | SOLAR-V1-NO-AGE | SOLAR-V1-NO-AGE | SOLAR-V1-NO-AGE
CHL | Chile | Los Loros |  | WKS0065052 | 50.2 | -27.8550 | -70.1750 | Solar | [5 empty] | Wiki-Solar | https://www.wiki-solar.org | Wiki-Solar | [10 empty] | 105.11 | 123.27 | 123.07 | 124.00 | 122.97 | SOLAR-V1-NO-AGE | SOLAR-V1-NO-AGE | SOLAR-V1-NO-AGE | SOLAR-V1-NO-AGE | SOLAR-V1-NO-AGE
CHL | Chile | Valleland II+III |  | WKS0062354 | 60 | -28.1550 | -70.6850 | Solar | [5 empty] | Wiki-Solar | https://www.wiki-solar.org | Wiki-Solar | [10 empty] | 131.22 | 151.85 | 152.61 | 154.75 | 152.54 | SOLAR-V1-NO-AGE | SOLAR-V1-NO-AGE | SOLAR-V1-NO-AGE | SOLAR-V1-NO-AGE | SOLAR-V1-NO-AGE
CHL | Chile | El Romero |  | WKS0062353 | 196 | -29.1120 | -70.9150 | Solar | [5 empty] | Wiki-Solar | https://www.wiki-solar.org | Wiki-Solar | [10 empty] | 418.48 | 474.82 | 474.24 | 473.75 | 474.82 | SOLAR-V1-NO-AGE | SOLAR-V1-NO-AGE | SOLAR-V1-NO-AGE | SOLAR-V1-NO-AGE | SOLAR-V1-NO-AGE
CHL | Chile | SANTA CECILIA |  | CHL0004013 | 2.96 | -29.1172 | -70.9134 | Solar | [5 empty] | EnergÃ­a Abierta | http://energiaabierta.cl/electricidad/ | EnergÃ­a Abierta |  | 2016 | [8 empty] | 5.54 | 5.76 | 5.73 | 5.75 | 5.78 | HYDRO-V1 | HYDRO-V1 | HYDRO-V1 | HYDRO-V1 | HYDRO-V1
CHL | Chile | El PelÃ­cano |  | WKS0067965 | 100.8 | -29.4850 | -71.2100 | Solar | [5 empty] | Wiki-Solar | https://www.wiki-solar.org | Wiki-Solar | [10 empty] | 221.40 | 251.68 | 255.31 | 257.22 | 251.38 | HYDRO-V1 | HYDRO-V1 | HYDRO-V1 | HYDRO-V1 | HYDRO-V1
CHL | Chile | TAMBO REAL |  | CHL0004026 | 2.94 | -30.0484 | -70.7702 | Solar | [5 empty] | EnergÃ­a Abierta | http://energiaabierta.cl/electricidad/ | EnergÃ­a Abierta |  | 2016 | [8 empty] | 5.57 | 5.98 | 5.98 | 5.78 | 5.97 | SOLAR-V1-NO-AGE | SOLAR-V1-NO-AGE | SOLAR-V1-NO-AGE | SOLAR-V1-NO-AGE | SOLAR-V1-NO-AGE
CHL | Chile | SDGX01 |  | CHL0004014 | 1.28 | -30.2272 | -71.0925 | Solar | [5 empty] | EnergÃ­a Abierta | http://energiaabierta.cl/electricidad/ | EnergÃ­a Abierta |  | 2016 | [8 empty] | 2.20 | 2.41 | 2.48 | 2.49 | 2.41 | HYDRO-V1 | HYDRO-V1 | HYDRO-V1 | HYDRO-V1 | HYDRO-V1
CHL | Chile | SOLAR PSF LOMAS COLORADAS |  | CHL0004023 | 2 | -31.1864 | -71.0225 | Solar | [5 empty] | EnergÃ­a Abierta | http://energiaabierta.cl/electricidad/ | EnergÃ­a Abierta |  | 2016 | [8 empty] | 3.75 | 3.95 | 3.91 | 3.90 | 3.97 | SOLAR-V1-NO-AGE | SOLAR-V1-NO-AGE | SOLAR-V1-NO-AGE | SOLAR-V1-NO-AGE | SOLAR-V1-NO-AGE
CHL | Chile | SOLAR PSF CASAS BLANCAS |  | CHL0004022 | 2 | -31.1950 | -71.0308 | Solar | [5 empty] | EnergÃ­a Abierta | http://energiaabierta.cl/electricidad/ | EnergÃ­a Abierta |  | 2016 | [8 empty] | 3.75 | 3.95 | 3.91 | 3.90 | 3.97 | NO-ESTIMATION | NO-ESTIMATION | NO-ESTIMATION | NO-ESTIMATION | CAPACITY-FACTOR-V1
CHL | Chile | DoÃ±a Carmen |  | WKS0065460 | 40 | -32.4830 | -71.2460 | Solar | [5 empty] | Wiki-Solar | https://www.wiki-solar.org | Wiki-Solar | [10 empty] | 84.60 | 96.79 | 98.63 | 98.08 | 97 | SOLAR-V1-NO-AGE | SOLAR-V1-NO-AGE | SOLAR-V1-NO-AGE | SOLAR-V1-NO-AGE | SOLAR-V1-NO-AGE
CHL | Chile | Til Til |  | WKS0068858 | 98 | -33.0940 | -70.8620 | Solar | [5 empty] | Wiki-Solar | https://www.wiki-solar.org | Wiki-Solar | [10 empty] | 204.81 | 237.48 | 238.75 | 226.42 | 237.48 | NO-ESTIMATION | NO-ESTIMATION | NO-ESTIMATION | NO-ESTIMATION | CAPACITY-FACTOR-V1
CHL | Chile | QuilapilÃºn |  | WKS0065812 | 117.4 | -33.1040 | -70.6370 | Solar | [5 empty] | Wiki-Solar | https://www.wiki-solar.org | Wiki-Solar | [10 empty] | 244.72 | 284.14 | 287.24 | 286.04 | 284.28 | NO-ESTIMATION | NO-ESTIMATION | NO-ESTIMATION | NO-ESTIMATION | CAPACITY-FACTOR-V1
CHL | Chile | MarchigÃ¼e I |  | WKS0066166 | 9 | -34.3360 | -71.5390 | Solar | [5 empty] | Wiki-Solar | https://www.wiki-solar.org | Wiki-Solar | [10 empty] | 17.04 | 17.59 | 19.45 | 19.69 | 19.38 | NO-ESTIMATION | NO-ESTIMATION | NO-ESTIMATION | NO-ESTIMATION | CAPACITY-FACTOR-V1
CHL | Chile | MarchigÃ¼e II |  | WKS0066167 | 9 | -34.4060 | -71.6660 | Solar | [5 empty] | Wiki-Solar | https://www.wiki-solar.org | Wiki-Solar | [10 empty] | 17.29 | 17.66 | 17.53 | 19.50 | 18.42 | NO-ESTIMATION | NO-ESTIMATION | NO-ESTIMATION | NO-ESTIMATION | CAPACITY-FACTOR-V1
CHL | Chile | MARIA ELENA |  | CHL0004007 | 68 | -40.7719 | -72.4875 | Solar | [5 empty] | EnergÃ­a Abierta | http://energiaabierta.cl/electricidad/ | EnergÃ­a Abierta | 1103302 | 2016 | [8 empty] | 105.32 | 115.87 | 118.71 | 121.30 | 114.56 | NO-ESTIMATION | NO-ESTIMATION | NO-ESTIMATION | NO-ESTIMATION | CAPACITY-FACTOR-V1
CHN | China | Ledong |  | WKS0064385 | 20 | 18.5627 | 109.0054 | Solar | [5 empty] | Wiki-Solar | https://www.wiki-solar.org | Wiki-Solar | [10 empty] | 37.97 | 40.29 | 42.47 | 38.60 | 39 | NO-ESTIMATION | NO-ESTIMATION | NO-ESTIMATION | NO-ESTIMATION | CAPACITY-FACTOR-V1
CHN | China | Xiangshui HI |  | WKS0066659 | 20 | 18.6300 | 108.8300 | Solar | [5 empty] | Wiki-Solar | https://www.wiki-solar.org | Wiki-Solar | [10 empty] | 38.05 | 40.33 | 43.25 | 38.80 | 38.99 | NO-ESTIMATION | NO-ESTIMATION | NO-ESTIMATION | NO-ESTIMATION | CAPACITY-FACTOR-V1
CHN | China | Jinhai |  | WKS0062481 | 37 | 19.7750 | 109.1850 | Solar | [5 empty] | Wiki-Solar | https://www.wiki-solar.org | Wiki-Solar | [10 empty] | 68.73 | 71.42 | 78.42 | 69.15 | 69.91 | NO-ESTIMATION | NO-ESTIMATION | NO-ESTIMATION | NO-ESTIMATION | CAPACITY-FACTOR-V1
CHN | China | Hainan Lingao |  | WRI1026370 | 20 | 19.9700 | 109.8300 | Solar | [5 empty] | UNFCCC CDM | https://cdm.unfccc.int/Projects/DB/CCSC_DOE1335574878.86/view | [11 empty] | 37.03 | 39.03 | 41.57 | 37.00 | 37.63 | NO-ESTIMATION | NO-ESTIMATION | NO-ESTIMATION | NO-ESTIMATION | CAPACITY-FACTOR-V1
CHN | China | Leizhou A |  | WKS0073333 | 35 | 20.8020 | 110.2800 | Solar | [5 empty] | Wiki-Solar | https://www.wiki-solar.org | Wiki-Solar | [10 empty] | 61.35 | 64.15 | 67.01 | 59.60 | 60.48 | NO-ESTIMATION | NO-ESTIMATION | NO-ESTIMATION | NO-ESTIMATION | CAPACITY-FACTOR-V1
CHN | China | Mazhang A |  | WKS0073332 | 10 | 21.0950 | 110.2720 | Solar | [5 empty] | Wiki-Solar | https://www.wiki-solar.org | Wiki-Solar | [10 empty] | 16.99 | 18.52 | 18.77 | 18.25 | 17.71 | SOLAR-V1-NO-AGE | SOLAR-V1-NO-AGE | SOLAR-V1-NO-AGE | SOLAR-V1-NO-AGE | SOLAR-V1-NO-AGE
CHN | China | Yangxi A |  | WKS0073334 | 50 | 21.5770 | 111.5230 | Solar | [5 empty] | Wiki-Solar | https://www.wiki-solar.org | Wiki-Solar | [10 empty] | 89.09 | 90.28 | 94.80 | 87.03 | 80.68 | NO-ESTIMATION | NO-ESTIMATION | NO-ESTIMATION | NO-ESTIMATION | CAPACITY-FACTOR-V1
CHN | China | Menghai |  | WKS0066026 | 50 | 21.8080 | 100.3650 | Solar | [5 empty] | Wiki-Solar | https://www.wiki-solar.org | Wiki-Solar | [10 empty] | 109.44 | 108.68 | 119.79 | 108.13 | 105.41 | NO-ESTIMATION | NO-ESTIMATION | NO-ESTIMATION | NO-ESTIMATION | CAPACITY-FACTOR-V1
CHN | China | Nissan Dongfeng |  | WKS0069187 | 29.6 | 23.3760 | 113.1730 | Solar | [5 empty] | Wiki-Solar | https://www.wiki-solar.org | Wiki-Solar | [10 empty] | 45.87 | 47.06 | 48.52 | 46.49 | 49.26 | NO-ESTIMATION | NO-ESTIMATION | NO-ESTIMATION | NO-ESTIMATION | CAPACITY-FACTOR-V1
CHN | China | TBEA YN |  | WKS0066175 | 30 | 23.5000 | 103.4480 | Solar | [5 empty] | Wiki-Solar | https://www.wiki-solar.org | Wiki-Solar | [10 empty] | 63.09 | 59.14 | 64.21 | 59.24 | 57.41 | NO-ESTIMATION | NO-ESTIMATION | NO-ESTIMATION | NO-ESTIMATION | CAPACITY-FACTOR-V1
CHN | China | Kaiyuan B |  | WKS0073297 | 45 | 23.6150 | 103.3020 | Solar | [5 empty] | Wiki-Solar | https://www.wiki-solar.org | Wiki-Solar | [10 empty] | 93.86 | 92.27 | 99.28 | 89.26 | 91.18 | NO-ESTIMATION | NO-ESTIMATION | NO-ESTIMATION | NO-ESTIMATION | CAPACITY-FACTOR-V1
CHN | China | Kaiyuan A |  | WKS0073296 | 15 | 23.6690 | 103.3020 | Solar | [5 empty] | Wiki-Solar | https://www.wiki-solar.org | Wiki-Solar | [10 empty] | 31.23 | 30.53 | 33.07 | 29.22 | 30.4 | NO-ESTIMATION | NO-ESTIMATION | NO-ESTIMATION | NO-ESTIMATION | CAPACITY-FACTOR-V1
CHN | China | Pipozhai A |  | WKS0073295 | 35 | 23.7210 | 103.0370 | Solar | [5 empty] | Wiki-Solar | https://www.wiki-solar.org | Wiki-Solar | [10 empty] | 79.32 | 75.23 | 77.37 | 70.91 | 71.51 | NO-ESTIMATION | NO-ESTIMATION | NO-ESTIMATION | NO-ESTIMATION | CAPACITY-FACTOR-V1
CHN | China | Jianshui |  | WKS0066592 | 300 | 23.7500 | 102.9330 | Solar | [5 empty] | Wiki-Solar | https://www.wiki-solar.org | Wiki-Solar | [10 empty] | 655.17 | 625.14 | 664.70 | 596.09 | 611.72 | NO-ESTIMATION | NO-ESTIMATION | NO-ESTIMATION | NO-ESTIMATION | CAPACITY-FACTOR-V1
CHN | China | Yanshan 1 |  | WKS0065278 | 20 | 23.8290 | 103.6790 | Solar | [5 empty] | Wiki-Solar | https://www.wiki-solar.org | Wiki-Solar | [10 empty] | 42.57 | 43.13 | 44.35 | 40.19 | 41.15 | NO-ESTIMATION | NO-ESTIMATION | NO-ESTIMATION | NO-ESTIMATION | CAPACITY-FACTOR-V1
CHN | China | Yanshan 2 |  | WKS0065403 | 30 | 23.8440 | 103.7720 | Solar | [5 empty] | Wiki-Solar | https://www.wiki-solar.org | Wiki-Solar | [10 empty] | 63.81 | 63.20 | 64.87 | 59.09 | 60.8 | NO-ESTIMATION | NO-ESTIMATION | NO-ESTIMATION | NO-ESTIMATION | CAPACITY-FACTOR-V1
CHN | China | Yuxi |  | WKS0063785 | 50 | 24.3450 | 102.8500 | Solar | [5 empty] | Wiki-Solar | https://www.wiki-solar.org | Wiki-Solar | [10 empty] | 111.23 | 113.28 | 112.53 | 106.51 | 109.35 | NO-ESTIMATION | NO-ESTIMATION | NO-ESTIMATION | NO-ESTIMATION | CAPACITY-FACTOR-V1
CHN | China | Quanzhou |  | WKS0062326 | 10.9 | 24.7120 | 118.5400 | Solar | [5 empty] | Wiki-Solar | https://www.wiki-solar.org | Wiki-Solar | [10 empty] | 19.72 | 20.25 | 20.37 | 19.20 | 20.78 | NO-ESTIMATION | NO-ESTIMATION | NO-ESTIMATION | NO-ESTIMATION | CAPACITY-FACTOR-V1
CHN | China | Kunming Shilin |  | WRI1029337 | 100 | 24.7800 | 103.4300 | Solar |  |  |  | 2011.0 |  | UNFCCC CDM | https://cdm.unfccc.int/Projects/DB/BVQI1288260653.12/view |  | 1073849 | [9 empty] | 221.66 | 213.13 | 209.64 | 189.10 | 181.06 | NO-ESTIMATION | NO-ESTIMATION | NO-ESTIMATION | NO-ESTIMATION | CAPACITY-FACTOR-V1
CHN | China | Shilin |  | WKS0060142 | 10 | 24.7850 | 103.4360 | Solar | [5 empty] | Wiki-Solar | https://www.wiki-solar.org | Wiki-Solar | [10 empty] | 20.43 | 20.42 | 20.64 | 20.14 | 19.77 | NO-ESTIMATION | NO-ESTIMATION | NO-ESTIMATION | NO-ESTIMATION | CAPACITY-FACTOR-V1
CHN | China | Beidacun |  | WKS0068038 | 60 | 24.8350 | 103.4120 | Solar | [5 empty] | Wiki-Solar | https://www.wiki-solar.org | Wiki-Solar | [10 empty] | 126.95 | 129.73 | 132.22 | 124.59 | 129.1 | NO-ESTIMATION | NO-ESTIMATION | NO-ESTIMATION | NO-ESTIMATION | CAPACITY-FACTOR-V1
CHN | China | Yunnan Kunming Shilin |  | WRI1026359 | 66 | 24.8400 | 103.4100 | Solar | [5 empty] | UNFCCC CDM | https://cdm.unfccc.int/Projects/DB/TUEV-SUED1341476468.41/view |  | 1073849 | [9 empty] | 140.50 | 143.57 | 146.05 | 137.92 | 143.43 | NO-ESTIMATION | NO-ESTIMATION | NO-ESTIMATION | NO-ESTIMATION | CAPACITY-FACTOR-V1
CHN | China | Qilin |  | WKS0063784 | 50 | 25.1600 | 104.0000 | Solar | [5 empty] | Wiki-Solar | https://www.wiki-solar.org | Wiki-Solar | [10 empty] | 108.71 | 110.01 | 112.98 | 105.46 | 102.06 | HYDRO-V1 | HYDRO-V1 | HYDRO-V1 | HYDRO-V1 | HYDRO-V1
CHN | China | Xiaoxicun |  | WKS0068069 | 20 | 25.6710 | 101.8260 | Solar | [5 empty] | Wiki-Solar | https://www.wiki-solar.org | Wiki-Solar | [10 empty] | 42.35 | 42.24 | 45.48 | 44.10 | 45.8 | HYDRO-V1 | HYDRO-V1 | HYDRO-V1 | HYDRO-V1 | HYDRO-V1
CHN | China | Daying |  | WKS0062328 | 100 | 25.8000 | 100.4600 | Solar | [5 empty] | Wiki-Solar | https://www.wiki-solar.org | Wiki-Solar | [10 empty] | 201.81 | 209.63 | 222.14 | 219.59 | 220.11 | NO-ESTIMATION | NO-ESTIMATION | NO-ESTIMATION | NO-ESTIMATION | CAPACITY-FACTOR-V1
CHN | China | Jinniu |  | WKS0062329 | 18 | 25.8300 | 100.5400 | Solar | [5 empty] | Wiki-Solar | https://www.wiki-solar.org | Wiki-Solar | [10 empty] | 36.00 | 37.86 | 39.88 | 39.95 | 39.07 | NO-ESTIMATION | NO-ESTIMATION | NO-ESTIMATION | NO-ESTIMATION | CAPACITY-FACTOR-V1
CHN | China | Yongren Xiutian II |  | WKS0068050 | 30 | 26.0900 | 101.7350 | Solar | [5 empty] | Wiki-Solar | https://www.wiki-solar.org | Wiki-Solar | [10 empty] | 62.67 | 63.93 | 70.51 | 67.26 | 68.48 | HYDRO-V1 | HYDRO-V1 | HYDRO-V1 | HYDRO-V1 | HYDRO-V1
CHN | China | Yongren Xiutian |  | WKS0068048 | 41 | 26.0940 | 101.7440 | Solar | [5 empty] | Wiki-Solar | https://www.wiki-solar.org | Wiki-Solar | [10 empty] | 85.83 | 88.11 | 96.86 | 92.74 | 94.2 | HYDRO-V1 | HYDRO-V1 | HYDRO-V1 | HYDRO-V1 | HYDRO-V1
CHN | China | Yongren Xiutian I |  | WKS0068049 | 20 | 26.0940 | 101.7440 | Solar | [5 empty] | Wiki-Solar | https://www.wiki-solar.org | Wiki-Solar | [10 empty] | 41.76 | 42.83 | 47.19 | 45.44 | 46.06 | HYDRO-V1 | HYDRO-V1 | HYDRO-V1 | HYDRO-V1 | HYDRO-V1
CHN | China | Dafoshan |  | WKS0065241 | 30 | 26.1100 | 100.0000 | Solar | [5 empty] | Wiki-Solar | https://www.wiki-solar.org | Wiki-Solar | [10 empty] | 61.80 | 61.10 | 64.59 | 65.65 | 66.12 | NO-ESTIMATION | NO-ESTIMATION | NO-ESTIMATION | NO-ESTIMATION | CAPACITY-FACTOR-V1
CHN | China | Weidi Solar Park |  | WRI1025930 | 50 | 26.1700 | 101.6600 | Solar | [5 empty] | UNFCCC CDM | https://www.google.com/maps/place/26%C2%B010'34.0%22N+101%C2%B039'06.8%22E/@26.1719597 101.6595339 313m/data=!3m1!1e3!4m5!3m4!1s0x0:0x0!8m2!3d26.1761!4d101.6519 | [11 empty] | 104.16 | 106.05 | 113.54 | 111.42 | 114.01 | HYDRO-V1 | HYDRO-V1 | HYDRO-V1 | HYDRO-V1 | HYDRO-V1
CHN | China | Weidi Yongren Solar Plant |  | WRI1026360 | 50 | 26.1800 | 101.6500 | Solar | [5 empty] | UNFCCC CDM | http://cdm.unfccc.int/Projects/DB/ERM-CVS1353067494.74/view |  | 1102072 | [9 empty] | 104.13 | 106.16 | 113.41 | 111.66 | 113.79 | HYDRO-V1 | HYDRO-V1 | HYDRO-V1 | HYDRO-V1 | HYDRO-V1
CHN | China | Yongren Ganbala |  | WRI1025929 | 50 | 26.1800 | 101.6700 | Solar | [5 empty] | UNFCCC CDM | https://cdm.unfccc.int/filestorage/A/F/E/AFEHXUNYV5LB31SPOQMR7ZIDGW86K9/01_2016_4015_PDD_CV.pdf?t=czZ8b2o4NDVxfDAP-L6TYCFWqMd94VwTxxCz |  | 1102072 | [9 empty] | 104.16 | 106.05 | 113.75 | 111.42 | 114.33 | NO-ESTIMATION | NO-ESTIMATION | NO-ESTIMATION | NO-ESTIMATION | CAPACITY-FACTOR-V1
CHN | China | Yongsheng |  | WKS0067837 | 19.8 | 26.2500 | 100.5900 | Solar | [5 empty] | Wiki-Solar | https://www.wiki-solar.org | Wiki-Solar | [10 empty] | 39.89 | 41.23 | 42.53 | 44.07 | 43.26 | HYDRO-V1 | HYDRO-V1 | HYDRO-V1 | HYDRO-V1 | HYDRO-V1
CHN | China | Shicheng |  | WKS0064611 | 200 | 26.3100 | 116.3100 | Solar | [5 empty] | Wiki-Solar | https://www.wiki-solar.org | Wiki-Solar | [10 empty] | 319.76 | 319.60 | 329.51 | 326.21 | 330.65 | HYDRO-V1 | HYDRO-V1 | HYDRO-V1 | HYDRO-V1 | HYDRO-V1
CHN | China | Yanbian |  | WKS0065783 | 30 | 26.4700 | 101.9300 | Solar | [5 empty] | Wiki-Solar | https://www.wiki-solar.org | Wiki-Solar | [10 empty] | 62.71 | 64.18 | 69.00 | 66.86 | 69.93 | HYDRO-V1 | HYDRO-V1 | HYDRO-V1 | HYDRO-V1 | HYDRO-V1
CHN | China | Zhongxin |  | WKS0062327 | 20 | 26.6300 | 101.2900 | Solar | [5 empty] | Wiki-Solar | https://www.wiki-solar.org | Wiki-Solar | [10 empty] | 40.44 | 41.90 | 43.73 | 43.38 | 43.8 | HYDRO-V1 | HYDRO-V1 | HYDRO-V1 | HYDRO-V1 | HYDRO-V1
CHN | China | Weining Mezhan |  | WKS0068042 | 70 | 26.7550 | 104.2650 | Solar | [5 empty] | Wiki-Solar | https://www.wiki-solar.org | Wiki-Solar | [10 empty] | 152.77 | 150.90 | 152.48 | 146.90 | 146.77 | HYDRO-V1 | HYDRO-V1 | HYDRO-V1 | HYDRO-V1 | HYDRO-V1
CHN | China | Pingqing |  | WKS0068063 | 32 | 27.0000 | 106.6750 | Solar | [5 empty] | Wiki-Solar | https://www.wiki-solar.org | Wiki-Solar | [10 empty] | 57.76 | 51.78 | 52.49 | 53.37 | 53.77 | HYDRO-V1 | HYDRO-V1 | HYDRO-V1 | HYDRO-V1 | HYDRO-V1
CHN | China | Jiangkou |  | WKS0068059 | 20 | 27.6800 | 114.9200 | Solar | [5 empty] | Wiki-Solar | https://www.wiki-solar.org | Wiki-Solar | [10 empty] | 33.76 | 35.68 | 35.52 | 35.75 | 35.52 | HYDRO-V1 | HYDRO-V1 | HYDRO-V1 | HYDRO-V1 | HYDRO-V1
CHN | China | Xinyu 21 |  | WKS0064346 | 21 | 27.8750 | 114.7250 | Solar | [5 empty] | Wiki-Solar | https://www.wiki-solar.org | Wiki-Solar | [10 empty] | 35.81 | 37.39 | 37.13 | 37.48 | 37.5 | NO-ESTIMATION | NO-ESTIMATION | NO-ESTIMATION | NO-ESTIMATION | CAPACITY-FACTOR-V1
CHN | China | Three parks |  | WKS0061714 | 20.9 | 27.9461 | 112.9100 | Solar | [5 empty] | Wiki-Solar | https://www.wiki-solar.org | Wiki-Solar | [10 empty] | 35.07 | 37.08 | 37.99 | 37.75 | 37.99 | HYDRO-V1 | HYDRO-V1 | HYDRO-V1 | HYDRO-V1 | HYDRO-V1
CHN | China | Yangqiao |  | WKS0064198 | 50 | 27.9650 | 114.6000 | Solar | [5 empty] | Wiki-Solar | https://www.wiki-solar.org | Wiki-Solar | [10 empty] | 76.48 | 79.68 | 82.43 | 83.53 | 84.44 | HYDRO-V1 | HYDRO-V1 | HYDRO-V1 | HYDRO-V1 | HYDRO-V1
CHN | China | Guixi Kong |  | WKS0066841 | 50 | 28.0500 | 117.2100 | Solar | [5 empty] | Wiki-Solar | https://www.wiki-solar.org | Wiki-Solar | [10 empty] | 76.24 | 79.38 | 82.90 | 81.14 | 80.21 | HYDRO-V1 | HYDRO-V1 | HYDRO-V1 | HYDRO-V1 | HYDRO-V1
CHN | China | Yueqing Chint |  | WKS0073225 | 100 | 28.1240 | 121.0270 | Solar | [5 empty] | Wiki-Solar | https://www.wiki-solar.org | Wiki-Solar | [10 empty] | 178.51 | 171.38 | 159.96 | 163.52 | 165.02 | HYDRO-V1 | HYDRO-V1 | HYDRO-V1 | HYDRO-V1 | HYDRO-V1
CHN | China | Yuhuan B |  | WKS0073228 | 60 | 28.1500 | 121.3170 | Solar | [5 empty] | Wiki-Solar | https://www.wiki-solar.org | Wiki-Solar | [10 empty] | 104.13 | 103.39 | 94.02 | 96.99 | 100.09 | NO-ESTIMATION | NO-ESTIMATION | NO-ESTIMATION | NO-ESTIMATION | CAPACITY-FACTOR-V1
CHN | China | Yuhuan A |  | WKS0073227 | 100 | 28.1630 | 121.3200 | Solar | [5 empty] | Wiki-Solar | https://www.wiki-solar.org | Wiki-Solar | [10 empty] | 175.26 | 175.09 | 158.15 | 162.89 | 169.57 | NO-ESTIMATION | NO-ESTIMATION | NO-ESTIMATION | NO-ESTIMATION | CAPACITY-FACTOR-V1
CHN | China | Yueqing A |  | WKS0073226 | 10 | 28.1650 | 121.0910 | Solar | [5 empty] | Wiki-Solar | https://www.wiki-solar.org | Wiki-Solar | [10 empty] | 18.23 | 18.00 | 16.50 | 17.02 | 17.17 | NO-ESTIMATION | NO-ESTIMATION | NO-ESTIMATION | NO-ESTIMATION | CAPACITY-FACTOR-V1
CHN | China | Guixi CPI |  | WKS0068062 | 25 | 28.2560 | 117.2140 | Solar | [5 empty] | Wiki-Solar | https://www.wiki-solar.org | Wiki-Solar | [10 empty] | 40.57 | 40.67 | 44.18 | 41.91 | 41.57 | NO-ESTIMATION | NO-ESTIMATION | NO-ESTIMATION | NO-ESTIMATION | CAPACITY-FACTOR-V1
CHN | China | Guixi PC |  | WKS0065247 | 20 | 28.3300 | 117.2600 | Solar | [5 empty] | Wiki-Solar | https://www.wiki-solar.org | Wiki-Solar | [10 empty] | 34.13 | 34.28 | 36.91 | 35.12 | 34.85 | NO-ESTIMATION | NO-ESTIMATION | NO-ESTIMATION | NO-ESTIMATION | CAPACITY-FACTOR-V1
CHN | China | Yangjia |  | WKS0065260 | 82 | 28.3650 | 117.6100 | Solar | [5 empty] | Wiki-Solar | https://www.wiki-solar.org | Wiki-Solar | [10 empty] | 126.03 | 130.08 | 135.91 | 134.37 | 131.07 | HYDRO-V1 | HYDRO-V1 | HYDRO-V1 | HYDRO-V1 | HYDRO-V1
CHN | China | Yangjia I |  | WKS0065261 | 50 | 28.3650 | 117.6100 | Solar | [5 empty] | Wiki-Solar | https://www.wiki-solar.org | Wiki-Solar | [10 empty] | 76.09 | 78.56 | 82.00 | 81.22 | 79.28 | SOLAR-V1-NO-AGE | SOLAR-V1-NO-AGE | SOLAR-V1-NO-AGE | SOLAR-V1-NO-AGE | SOLAR-V1-NO-AGE
CHN | China | Yangjia II |  | WKS0065262 | 50 | 28.3650 | 117.6100 | Solar | [5 empty] | Wiki-Solar | https://www.wiki-solar.org | Wiki-Solar | [10 empty] | 76.09 | 78.56 | 82.00 | 81.22 | 79.28 | SOLAR-V1-NO-AGE | SOLAR-V1-NO-AGE | SOLAR-V1-NO-AGE | SOLAR-V1-NO-AGE | SOLAR-V1-NO-AGE
CHN | China | Jiangshan A |  | WKS0073236 | 150 | 28.5330 | 118.5250 | Solar | [5 empty] | Wiki-Solar | https://www.wiki-solar.org | Wiki-Solar | [10 empty] | 243.86 | 236.78 | 240.43 | 231.21 | 237.88 | SOLAR-V1-NO-AGE | SOLAR-V1-NO-AGE | SOLAR-V1-NO-AGE | SOLAR-V1-NO-AGE | SOLAR-V1-NO-AGE
CHN | China | Lishui |  | WKS0066574 | 40 | 28.5790 | 119.3860 | Solar | [5 empty] | Wiki-Solar | https://www.wiki-solar.org | Wiki-Solar | [10 empty] | 63.63 | 63.99 | 67.19 | 63.78 | 64.3 | SOLAR-V1-NO-AGE | SOLAR-V1-NO-AGE | SOLAR-V1-NO-AGE | SOLAR-V1-NO-AGE | SOLAR-V1-NO-AGE
CHN | China | Lishui II |  | WKS0066575 | 40 | 28.5790 | 119.3860 | Solar | [5 empty] | Wiki-Solar | https://www.wiki-solar.org | Wiki-Solar | [10 empty] | 63.63 | 63.99 | 67.19 | 63.78 | 64.3 | SOLAR-V1-NO-AGE | SOLAR-V1-NO-AGE | SOLAR-V1-NO-AGE | SOLAR-V1-NO-AGE | SOLAR-V1-NO-AGE
CHN | China | Cuomei |  | WKS0065060 | 20 | 28.6150 | 91.5050 | Solar | [5 empty] | Wiki-Solar | https://www.wiki-solar.org | Wiki-Solar | [10 empty] | 37.64 | 38.32 | 39.30 | 39.61 | 37.9 | SOLAR-V1-NO-AGE | SOLAR-V1-NO-AGE | SOLAR-V1-NO-AGE | SOLAR-V1-NO-AGE | SOLAR-V1-NO-AGE
CHN | China | Wujishan A |  | WKS0073232 | 10 | 28.6480 | 118.5750 | Solar | [5 empty] | Wiki-Solar | https://www.wiki-solar.org | Wiki-Solar | [10 empty] | 17.47 | 17.41 | 17.17 | 17.04 | 17.31 | SOLAR-V1-NO-AGE | SOLAR-V1-NO-AGE | SOLAR-V1-NO-AGE | SOLAR-V1-NO-AGE | SOLAR-V1-NO-AGE
CHN | China | Leping II |  | WKS0068039 | 70 | 28.8100 | 117.2900 | Solar | [5 empty] | Wiki-Solar | https://www.wiki-solar.org | Wiki-Solar | [10 empty] | 108.32 | 111.33 | 113.46 | 115.41 | 112.39 | SOLAR-V1-NO-AGE | SOLAR-V1-NO-AGE | SOLAR-V1-NO-AGE | SOLAR-V1-NO-AGE | SOLAR-V1-NO-AGE
CHN | China | Guoxidi A |  | WKS0073231 | 15 | 28.8210 | 118.7080 | Solar | [5 empty] | Wiki-Solar | https://www.wiki-solar.org | Wiki-Solar | [10 empty] | 26.15 | 26.04 | 26.41 | 26.08 | 25.93 | SOLAR-V1-NO-AGE | SOLAR-V1-NO-AGE | SOLAR-V1-NO-AGE | SOLAR-V1-NO-AGE | SOLAR-V1-NO-AGE
CHN | China | Yugan |  | WKS0066499 | 50 | 28.8400 | 116.4200 | Solar | [5 empty] | Wiki-Solar | https://www.wiki-solar.org | Wiki-Solar | [10 empty] | 79.28 | 82.02 | 83.77 | 84.00 | 83.07 | SOLAR-V1-NO-AGE | SOLAR-V1-NO-AGE | SOLAR-V1-NO-AGE | SOLAR-V1-NO-AGE | SOLAR-V1-NO-AGE
CHN | China | Jingâ€™an Renshou |  | WKS0068041 | 24 | 28.8650 | 115.5050 | Solar | [5 empty] | Wiki-Solar | https://www.wiki-solar.org | Wiki-Solar | [10 empty] | 37.60 | 39.83 | 40.49 | 41.48 | 39.85 | SOLAR-V1-NO-AGE | SOLAR-V1-NO-AGE | SOLAR-V1-NO-AGE | SOLAR-V1-NO-AGE | SOLAR-V1-NO-AGE
CHN | China | Huashuxiang A |  | WKS0073233 | 10 | 28.8800 | 118.7330 | Solar | [5 empty] | Wiki-Solar | https://www.wiki-solar.org | Wiki-Solar | [10 empty] | 17.21 | 17.08 | 17.35 | 17.39 | 17.16 | NO-ESTIMATION | NO-ESTIMATION | NO-ESTIMATION | NO-ESTIMATION | CAPACITY-FACTOR-V1
CHN | China | Liubanling A |  | WKS0073234 | 20 | 28.8820 | 118.7820 | Solar | [5 empty] | Wiki-Solar | https://www.wiki-solar.org | Wiki-Solar | [10 empty] | 34.54 | 34.48 | 35.05 | 34.53 | 34.29 | SOLAR-V1-NO-AGE | SOLAR-V1-NO-AGE | SOLAR-V1-NO-AGE | SOLAR-V1-NO-AGE | SOLAR-V1-NO-AGE
CHN | China | Leping A |  | WKS0068095 | 20 | 28.8840 | 117.3000 | Solar | [5 empty] | Wiki-Solar | https://www.wiki-solar.org | Wiki-Solar | [10 empty] | 33.30 | 34.88 | 35.04 | 35.37 | 34.53 | SOLAR-V1-NO-AGE | SOLAR-V1-NO-AGE | SOLAR-V1-NO-AGE | SOLAR-V1-NO-AGE | SOLAR-V1-NO-AGE
CHN | China | Dalikoucun A |  | WKS0073235 | 35 | 28.9080 | 118.7830 | Solar | [5 empty] | Wiki-Solar | https://www.wiki-solar.org | Wiki-Solar | [10 empty] | 56.45 | 55.99 | 57.78 | 56.12 | 55.64 | SOLAR-V1-NO-AGE | SOLAR-V1-NO-AGE | SOLAR-V1-NO-AGE | SOLAR-V1-NO-AGE | SOLAR-V1-NO-AGE
CHN | China | Longyou A |  | WKS0073237 | 15 | 28.9990 | 119.2530 | Solar | [5 empty] | Wiki-Solar | https://www.wiki-solar.org | Wiki-Solar | [10 empty] | 26.14 | 25.73 | 26.17 | 26.22 | 25.88 | SOLAR-V1-NO-AGE | SOLAR-V1-NO-AGE | SOLAR-V1-NO-AGE | SOLAR-V1-NO-AGE | SOLAR-V1-NO-AGE
CHN | China | Luci Gaojia Agriculture-Solar |  | WKS0068040 | 71.5 | 29.0150 | 117.3550 | Solar | [5 empty] | Wiki-Solar | https://www.wiki-solar.org | Wiki-Solar | [10 empty] | 109.70 | 113.07 | 117.00 | 117.84 | 115.06 | SOLAR-V1-NO-AGE | SOLAR-V1-NO-AGE | SOLAR-V1-NO-AGE | SOLAR-V1-NO-AGE | SOLAR-V1-NO-AGE
CHN | China | Qujiang A |  | WKS0073238 | 20 | 29.0320 | 119.0000 | Solar | [5 empty] | Wiki-Solar | https://www.wiki-solar.org | Wiki-Solar | [10 empty] | 34.56 | 34.11 | 35.05 | 34.52 | 34.22 | SOLAR-V1-NO-AGE | SOLAR-V1-NO-AGE | SOLAR-V1-NO-AGE | SOLAR-V1-NO-AGE | SOLAR-V1-NO-AGE
CHN | China | Xiapengchuancun A |  | WKS0073229 | 40 | 29.0430 | 118.8750 | Solar | [5 empty] | Wiki-Solar | https://www.wiki-solar.org | Wiki-Solar | [10 empty] | 63.82 | 62.62 | 64.85 | 63.35 | 62.68 | HYDRO-V1 | HYDRO-V1 | HYDRO-V1 | HYDRO-V1 | HYDRO-V1
CHN | China | Shangtongcun A |  | WKS0073230 | 15 | 29.0620 | 118.8810 | Solar | [5 empty] | Wiki-Solar | https://www.wiki-solar.org | Wiki-Solar | [10 empty] | 26.18 | 25.76 | 26.44 | 26.06 | 25.85 | NO-ESTIMATION | NO-ESTIMATION | NO-ESTIMATION | NO-ESTIMATION | CAPACITY-FACTOR-V1
CHN | China | Longyou B |  | WKS0073239 | 20 | 29.0680 | 119.1080 | Solar | [5 empty] | Wiki-Solar | https://www.wiki-solar.org | Wiki-Solar | [10 empty] | 34.56 | 34.20 | 35.01 | 34.44 | 34.24 | HYDRO-V1 | HYDRO-V1 | HYDRO-V1 | HYDRO-V1 | HYDRO-V1
CHN | China | Sangri C |  | WKS0068106 | 7.8 | 29.2710 | 91.9590 | Solar | [5 empty] | Wiki-Solar | https://www.wiki-solar.org | Wiki-Solar | [10 empty] | 13.52 | 12.84 | 12.84 | 12.76 | 13.77 | HYDRO-V1 | HYDRO-V1 | HYDRO-V1 | HYDRO-V1 | HYDRO-V1
CHN | China | Sangri A |  | WKS0068104 | 10 | 29.2800 | 91.9090 | Solar | [5 empty] | Wiki-Solar | https://www.wiki-solar.org | Wiki-Solar | [10 empty] | 17.62 | 16.97 | 17.16 | 16.88 | 18.01 | NO-ESTIMATION | NO-ESTIMATION | NO-ESTIMATION | NO-ESTIMATION | CAPACITY-FACTOR-V1
CHN | China | Sangri |  | WKS0062391 | 10 | 29.2820 | 91.8860 | Solar | [5 empty] | Wiki-Solar | https://www.wiki-solar.org | Wiki-Solar | [10 empty] | 17.62 | 16.97 | 17.33 | 16.88 | 18.01 | NO-ESTIMATION | NO-ESTIMATION | NO-ESTIMATION | NO-ESTIMATION | CAPACITY-FACTOR-V1
CHN | China | Sangri B |  | WKS0068105 | 15 | 29.2860 | 91.9080 | Solar | [5 empty] | Wiki-Solar | https://www.wiki-solar.org | Wiki-Solar | [10 empty] | 28.34 | 27.72 | 28.27 | 27.57 | 29.33 | NO-ESTIMATION | NO-ESTIMATION | NO-ESTIMATION | NO-ESTIMATION | CAPACITY-FACTOR-V1
CHN | China | Sangri II |  | WKS0068061 | 10.9 | 29.2860 | 91.9110 | Solar | [5 empty] | Wiki-Solar | https://www.wiki-solar.org | Wiki-Solar | [10 empty] | 20.23 | 19.69 | 20.04 | 19.57 | 20.87 | NO-ESTIMATION | NO-ESTIMATION | NO-ESTIMATION | NO-ESTIMATION | CAPACITY-FACTOR-V1
CHN | China | Sangri D |  | WKS0068278 | 20 | 29.2920 | 91.8540 | Solar | [5 empty] | Wiki-Solar | https://www.wiki-solar.org | Wiki-Solar | [10 empty] | 38.49 | 37.71 | 38.77 | 37.56 | 39.81 | NO-ESTIMATION | NO-ESTIMATION | NO-ESTIMATION | NO-ESTIMATION | CAPACITY-FACTOR-V1
CHN | China | Shigatse II |  | WKS0066603 | 25 | 29.2940 | 88.8490 | Solar | [5 empty] | Wiki-Solar | https://www.wiki-solar.org | Wiki-Solar | [10 empty] | 48.21 | 48.82 | 49.59 | 48.75 | 49.78 | NO-ESTIMATION | NO-ESTIMATION | NO-ESTIMATION | NO-ESTIMATION | CAPACITY-FACTOR-V1
CHN | China | Shigatse |  | WKS0061572 | 30 | 29.3010 | 88.8520 | Solar | [5 empty] | Wiki-Solar | https://www.wiki-solar.org | Wiki-Solar | [10 empty] | 58.17 | 58.97 | 59.89 | 58.88 | 60.12 | SOLAR-V1-NO-AGE | SOLAR-V1-NO-AGE | SOLAR-V1-NO-AGE | SOLAR-V1-NO-AGE | SOLAR-V1-NO-AGE
CHN | China | Lanshan Reservoir |  | WKS0072543 | 150 | 30.0270 | 121.6260 | Solar | [5 empty] | Wiki-Solar | https://www.wiki-solar.org | Wiki-Solar | [10 empty] | 266.36 | 241.44 | 231.10 | 238.10 | 247.25 | NO-ESTIMATION | NO-ESTIMATION | NO-ESTIMATION | NO-ESTIMATION | CAPACITY-FACTOR-V1
CHN | China | Huangshi |  | WKS0065269 | 50 | 30.0900 | 114.9350 | Solar | [5 empty] | Wiki-Solar | https://www.wiki-solar.org | Wiki-Solar | [10 empty] | 76.73 | 79.48 | 79.93 | 80.50 | 81.65 | NO-ESTIMATION | NO-ESTIMATION | NO-ESTIMATION | NO-ESTIMATION | CAPACITY-FACTOR-V1
CHN | China | Lhasa |  | WKS0060131 | 10 | 30.0940 | 90.5240 | Solar | [5 empty] | Wiki-Solar | https://www.wiki-solar.org | Wiki-Solar | [10 empty] | 16.91 | 17.61 | 17.37 | 17.28 | 17.17 | NO-ESTIMATION | NO-ESTIMATION | NO-ESTIMATION | NO-ESTIMATION | CAPACITY-FACTOR-V1
CHN | China | Yangbajing |  | WKS0061453 | 30 | 30.1050 | 90.5010 | Solar | [5 empty] | Wiki-Solar | https://www.wiki-solar.org | Wiki-Solar | [10 empty] | 56.26 | 58.66 | 58.45 | 58.70 | 57.88 | SOLAR-V1-NO-AGE | SOLAR-V1-NO-AGE | SOLAR-V1-NO-AGE | SOLAR-V1-NO-AGE | SOLAR-V1-NO-AGE
CHN | China | Xiushan |  | WKS0069783 | 19 | 30.1480 | 122.1530 | Solar | [5 empty] | Wiki-Solar | https://www.wiki-solar.org | Wiki-Solar | [10 empty] | 35.74 | 34.83 | 32.93 | 32.38 | 33.88 | SOLAR-V1-NO-AGE | SOLAR-V1-NO-AGE | SOLAR-V1-NO-AGE | SOLAR-V1-NO-AGE | SOLAR-V1-NO-AGE
CHN | China | Tieshan |  | WKS0068413 | 30 | 30.2184 | 114.8728 | Solar | [5 empty] | Wiki-Solar | https://www.wiki-solar.org | Wiki-Solar | [10 empty] | 46.29 | 48.07 | 48.50 | 48.36 | 49.4 | NO-ESTIMATION | NO-ESTIMATION | NO-ESTIMATION | NO-ESTIMATION | CAPACITY-FACTOR-V1
CHN | China | Hangzhou A |  | WKS0070383 | 40 | 30.2720 | 120.6910 | Solar | [5 empty] | Wiki-Solar | https://www.wiki-solar.org | Wiki-Solar | [10 empty] | 61.47 | 61.71 | 64.31 | 65.35 | 65.68 | SOLAR-V1-NO-AGE | SOLAR-V1-NO-AGE | SOLAR-V1-NO-AGE | SOLAR-V1-NO-AGE | SOLAR-V1-NO-AGE
CHN | China | Echeng A |  | WKS0070381 | 14 | 30.2770 | 114.9430 | Solar | [5 empty] | Wiki-Solar | https://www.wiki-solar.org | Wiki-Solar | [10 empty] | 23.47 | 24.39 | 24.46 | 24.83 | 24.93 | SOLAR-V1-NO-AGE | SOLAR-V1-NO-AGE | SOLAR-V1-NO-AGE | SOLAR-V1-NO-AGE | SOLAR-V1-NO-AGE
CHN | China | Jiantangjang Reservoir |  | WKS0072542 | 180 | 30.2910 | 121.1200 | Solar | [5 empty] | Wiki-Solar | https://www.wiki-solar.org | Wiki-Solar | [10 empty] | 280.52 | 278.15 | 279.54 | 293.90 | 290.14 | SOLAR-V1-NO-AGE | SOLAR-V1-NO-AGE | SOLAR-V1-NO-AGE | SOLAR-V1-NO-AGE | SOLAR-V1-NO-AGE
CHN | China | Hangzhou Station |  | WKS0062352 | 10 | 30.2942 | 120.2092 | Solar | [5 empty] | Wiki-Solar | https://www.wiki-solar.org | Wiki-Solar | [10 empty] | 16.79 | 16.77 | 17.64 | 17.64 | 17.71 | SOLAR-V1-NO-AGE | SOLAR-V1-NO-AGE | SOLAR-V1-NO-AGE | SOLAR-V1-NO-AGE | SOLAR-V1-NO-AGE
CHN | China | Wuhan Railway Station |  | WRI1025935 | 2.2 | 30.6000 | 114.4300 | Solar |  |  |  |  | CECIC Wuhan Solar Energy Power Generation Co. Ltd. | UNFCCC CDM | https://cdm.unfccc.int/filestorage/N/M/U/NMUHT2PBYSJ8K9ACQE6IZ3VWF0O417/PDD_Wuhan%20Solar%20PV%20.pdf?t=Vll8b2o5azU4fDA4YuUdgHyZMuDvtEaLsHW2 |  | 1088703 | [9 empty] | 3.80 | 3.93 | 3.64 | 3.96 | 3.9 | SOLAR-V1-NO-AGE | SOLAR-V1-NO-AGE | SOLAR-V1-NO-AGE | SOLAR-V1-NO-AGE | SOLAR-V1-NO-AGE
CHN | China | Cecic Wuhan |  | WRI1071846 | 2 | 30.6080 | 114.4190 | Solar | [5 empty] | UNFCCC CDM Registry | https://cdm.unfccc.int/Projects/redirector?ref=5391 | WRI | [10 empty] | 3.44 | 3.55 | 3.29 | 3.59 | 3.52 | SOLAR-V1-NO-AGE | SOLAR-V1-NO-AGE | SOLAR-V1-NO-AGE | SOLAR-V1-NO-AGE | SOLAR-V1-NO-AGE
CHN | China | Pinghu A |  | WKS0072544 | 10 | 30.6380 | 121.1550 | Solar | [5 empty] | Wiki-Solar | https://www.wiki-solar.org | Wiki-Solar | [10 empty] | 16.84 | 16.91 | 17.03 | 17.38 | 17.36 | SOLAR-V1-NO-AGE | SOLAR-V1-NO-AGE | SOLAR-V1-NO-AGE | SOLAR-V1-NO-AGE | SOLAR-V1-NO-AGE
CHN | China | Guichi A |  | WKS0073764 | 35 | 30.6650 | 117.3260 | Solar | [5 empty] | Wiki-Solar | https://www.wiki-solar.org | Wiki-Solar | [10 empty] | 57.23 | 58.35 | 59.45 | 56.69 | 57.61 | SOLAR-V1-NO-AGE | SOLAR-V1-NO-AGE | SOLAR-V1-NO-AGE | SOLAR-V1-NO-AGE | SOLAR-V1-NO-AGE
CHN | China | Everbright Suqian & Huaining Bundled |  | WRI1025936 | 10.28 | 30.7700 | 116.8000 | Solar |  |  |  |  | Everbright Photovoltaic Energy (suqian) Limited | UNFCCC CDM | https://cdm.unfccc.int/filestorage/Z/O/S/ZOSF3KA06B97ILJDXGQH1P84RY5VEC/5913%20PDD.pdf?t=SUZ8b2o5amRifDDuwTmQIDdkfzkQqA0iWanh | [11 empty] | 17.97 | 18.51 | 18.37 | 18.29 | 18.68 | SOLAR-V1-NO-AGE | SOLAR-V1-NO-AGE | SOLAR-V1-NO-AGE | SOLAR-V1-NO-AGE | SOLAR-V1-NO-AGE
CHN | China | Anji A |  | WKS0072550 | 25 | 30.8060 | 119.5480 | Solar | [5 empty] | Wiki-Solar | https://www.wiki-solar.org | Wiki-Solar | [10 empty] | 39.40 | 41.18 | 43.85 | 41.68 | 41.04 | SOLAR-V1-NO-AGE | SOLAR-V1-NO-AGE | SOLAR-V1-NO-AGE | SOLAR-V1-NO-AGE | SOLAR-V1-NO-AGE
CHN | China | Changxing E |  | WKS0072549 | 40 | 30.8910 | 119.5610 | Solar | [5 empty] | Wiki-Solar | https://www.wiki-solar.org | Wiki-Solar | [10 empty] | 61.09 | 63.32 | 67.91 | 64.34 | 64.56 | SOLAR-V1-NO-AGE | SOLAR-V1-NO-AGE | SOLAR-V1-NO-AGE | SOLAR-V1-NO-AGE | SOLAR-V1-NO-AGE
CHN | China | Changxing B |  | WKS0072546 | 20 | 30.9100 | 119.9250 | Solar | [5 empty] | Wiki-Solar | https://www.wiki-solar.org | Wiki-Solar | [10 empty] | 33.50 | 33.65 | 34.84 | 35.04 | 35.18 | SOLAR-V1-NO-AGE | SOLAR-V1-NO-AGE | SOLAR-V1-NO-AGE | SOLAR-V1-NO-AGE | SOLAR-V1-NO-AGE
CHN | China | Changxing D |  | WKS0072548 | 40 | 30.9140 | 119.5820 | Solar | [5 empty] | Wiki-Solar | https://www.wiki-solar.org | Wiki-Solar | [10 empty] | 61.15 | 62.59 | 67.91 | 64.39 | 64.48 | SOLAR-V1-NO-AGE | SOLAR-V1-NO-AGE | SOLAR-V1-NO-AGE | SOLAR-V1-NO-AGE | SOLAR-V1-NO-AGE
CHN | China | Changxing A |  | WKS0072545 | 40 | 30.9160 | 119.9270 | Solar | [5 empty] | Wiki-Solar | https://www.wiki-solar.org | Wiki-Solar | [10 empty] | 61.44 | 61.71 | 64.13 | 64.85 | 65.2 | SOLAR-V1-NO-AGE | SOLAR-V1-NO-AGE | SOLAR-V1-NO-AGE | SOLAR-V1-NO-AGE | SOLAR-V1-NO-AGE
CHN | China | Lingang |  | WKS0068794 | 100 | 30.9200 | 121.2050 | Solar | [5 empty] | Wiki-Solar | https://www.wiki-solar.org | Wiki-Solar | [10 empty] | 162.21 | 155.30 | 160.22 | 160.28 | 163.37 | SOLAR-V1-NO-AGE | SOLAR-V1-NO-AGE | SOLAR-V1-NO-AGE | SOLAR-V1-NO-AGE | SOLAR-V1-NO-AGE
CHN | China | Changxing C |  | WKS0072547 | 40 | 30.9490 | 119.8510 | Solar | [5 empty] | Wiki-Solar | https://www.wiki-solar.org | Wiki-Solar | [10 empty] | 61.19 | 61.67 | 63.79 | 64.36 | 64.99 | SOLAR-V1-NO-AGE | SOLAR-V1-NO-AGE | SOLAR-V1-NO-AGE | SOLAR-V1-NO-AGE | SOLAR-V1-NO-AGE
CHN | China | Huzhou |  | WKS0066842 | 100 | 30.9500 | 119.8500 | Solar | [5 empty] | Wiki-Solar | https://www.wiki-solar.org | Wiki-Solar | [10 empty] | 153.45 | 154.25 | 159.15 | 160.75 | 162.21 | SOLAR-V1-NO-AGE | SOLAR-V1-NO-AGE | SOLAR-V1-NO-AGE | SOLAR-V1-NO-AGE | SOLAR-V1-NO-AGE
CHN | China | Wuwei A |  | WKS0073765 | 40 | 31.0090 | 117.6860 | Solar | [5 empty] | Wiki-Solar | https://www.wiki-solar.org | Wiki-Solar | [10 empty] | 61.71 | 63.42 | 65.57 | 64.83 | 63.97 | SOLAR-V1-NO-AGE | SOLAR-V1-NO-AGE | SOLAR-V1-NO-AGE | SOLAR-V1-NO-AGE | SOLAR-V1-NO-AGE
CHN | China | Fanchang A |  | WKS0070007 | 60 | 31.0630 | 118.3370 | Solar | [5 empty] | Wiki-Solar | https://www.wiki-solar.org | Wiki-Solar | [10 empty] | 92.56 | 94.18 | 100.48 | 96.14 | 95.96 | SOLAR-V1-NO-AGE | SOLAR-V1-NO-AGE | SOLAR-V1-NO-AGE | SOLAR-V1-NO-AGE | SOLAR-V1-NO-AGE
CHN | China | Zhongguanyi |  | WKS0066840 | 110 | 31.1040 | 114.9180 | Solar | [5 empty] | Wiki-Solar | https://www.wiki-solar.org | Wiki-Solar | [10 empty] | 168.85 | 171.68 | 173.00 | 174.27 | 176.24 | SOLAR-V1-NO-AGE | SOLAR-V1-NO-AGE | SOLAR-V1-NO-AGE | SOLAR-V1-NO-AGE | SOLAR-V1-NO-AGE
CHN | China | Langxi B |  | WKS0070209 | 30 | 31.1170 | 119.0360 | Solar | [5 empty] | Wiki-Solar | https://www.wiki-solar.org | Wiki-Solar | [10 empty] | 48.00 | 49.45 | 50.60 | 49.67 | 47.7 | HYDRO-V1 | HYDRO-V1 | HYDRO-V1 | HYDRO-V1 | HYDRO-V1
CHN | China | Langxi A |  | WKS0070208 | 20 | 31.1300 | 119.0470 | Solar | [5 empty] | Wiki-Solar | https://www.wiki-solar.org | Wiki-Solar | [10 empty] | 34.68 | 35.73 | 36.23 | 35.79 | 34.49 | HYDRO-V1 | HYDRO-V1 | HYDRO-V1 | HYDRO-V1 | HYDRO-V1
CHN | China | Shanshan Floating |  | WKS0069496 | 10 | 31.1405 | 118.3414 | Solar | [5 empty] | Wiki-Solar | https://www.wiki-solar.org | Wiki-Solar | [10 empty] | 16.94 | 17.28 | 18.01 | 17.64 | 17.58 | HYDRO-V1 | HYDRO-V1 | HYDRO-V1 | HYDRO-V1 | HYDRO-V1
CHN | China | Eqiao |  | WKS0069495 | 100 | 31.1520 | 118.3270 | Solar | [5 empty] | Wiki-Solar | https://www.wiki-solar.org | Wiki-Solar | [10 empty] | 156.39 | 159.25 | 168.62 | 161.39 | 161.21 | SOLAR-V1-NO-AGE | SOLAR-V1-NO-AGE | SOLAR-V1-NO-AGE | SOLAR-V1-NO-AGE | SOLAR-V1-NO-AGE
CHN | China | Hongqiao Railway Station |  | WRI1025937 | 6.68 | 31.2000 | 121.3200 | Solar |  |  |  |  | CECIC Shanghai Solar Energy Power Generation Co. Ltd. | UNFCCC CDM | https://cdm.unfccc.int/filestorage/B/2/J/B2JHZD3GNTLI54A69RM0FQ1PECXWKV/PDD.pdf?t=RnZ8b2o5am5jfDAQ83_rIkYbGkVGjaw_yNQV |  | 1086788 | [9 empty] | 11.15 | 11.19 | 11.11 | 11.45 | 11.47 | HYDRO-V1 | HYDRO-V1 | HYDRO-V1 | HYDRO-V1 | HYDRO-V1
CHN | China | Lujiang B |  | WKS0073766 | 15 | 31.2040 | 117.4730 | Solar | [5 empty] | Wiki-Solar | https://www.wiki-solar.org | Wiki-Solar | [10 empty] | 25.16 | 26.08 | 26.38 | 26.84 | 26.39 | NO-ESTIMATION | NO-ESTIMATION | NO-ESTIMATION | NO-ESTIMATION | CAPACITY-FACTOR-V1
CHN | China | Lujiang A |  | WKS0070207 | 15 | 31.2140 | 117.4400 | Solar | [5 empty] | Wiki-Solar | https://www.wiki-solar.org | Wiki-Solar | [10 empty] | 25.28 | 26.08 | 26.46 | 26.84 | 26.38 | NO-ESTIMATION | NO-ESTIMATION | NO-ESTIMATION | NO-ESTIMATION | CAPACITY-FACTOR-V1
CHN | China | Chaohu A |  | WKS0070210 | 20 | 31.3120 | 117.5890 | Solar | [5 empty] | Wiki-Solar | https://www.wiki-solar.org | Wiki-Solar | [10 empty] | 33.16 | 34.05 | 35.46 | 36.03 | 34.99 | NO-ESTIMATION | NO-ESTIMATION | NO-ESTIMATION | NO-ESTIMATION | CAPACITY-FACTOR-V1
CHN | China | Suzhou roofs |  | WKS0062445 | 30.2 | 31.3130 | 120.8390 | Solar | [5 empty] | Wiki-Solar | https://www.wiki-solar.org | Wiki-Solar | [10 empty] | 46.43 | 46.70 | 48.45 | 48.34 | 49.3 | NO-ESTIMATION | NO-ESTIMATION | NO-ESTIMATION | NO-ESTIMATION | CAPACITY-FACTOR-V1
CHN | China | Chaohu B |  | WKS0070211 | 30 | 31.3190 | 117.5390 | Solar | [5 empty] | Wiki-Solar | https://www.wiki-solar.org | Wiki-Solar | [10 empty] | 46.02 | 47.02 | 48.63 | 50.04 | 48.58 | NO-ESTIMATION | NO-ESTIMATION | NO-ESTIMATION | NO-ESTIMATION | CAPACITY-FACTOR-V1
CHN | China | Jiujiang A |  | WKS0070008 | 20 | 31.4570 | 118.3510 | Solar | [5 empty] | Wiki-Solar | https://www.wiki-solar.org | Wiki-Solar | [10 empty] | 33.16 | 34.10 | 35.79 | 35.57 | 35.01 | NO-ESTIMATION | NO-ESTIMATION | NO-ESTIMATION | NO-ESTIMATION | CAPACITY-FACTOR-V1
CHN | China | Liyang A |  | WKS0070212 | 15 | 31.5010 | 119.5610 | Solar | [5 empty] | Wiki-Solar | https://www.wiki-solar.org | Wiki-Solar | [10 empty] | 25.05 | 25.83 | 27.52 | 26.64 | 26.37 | NO-ESTIMATION | NO-ESTIMATION | NO-ESTIMATION | NO-ESTIMATION | CAPACITY-FACTOR-V1
CHN | China | Jiujiang B |  | WKS0070009 | 60 | 31.5070 | 118.3830 | Solar | [5 empty] | Wiki-Solar | https://www.wiki-solar.org | Wiki-Solar | [10 empty] | 90.99 | 92.99 | 99.05 | 97.73 | 95.73 | NO-ESTIMATION | NO-ESTIMATION | NO-ESTIMATION | NO-ESTIMATION | CAPACITY-FACTOR-V1
CHN | China | Changkoucun A |  | WKS0070118 | 20 | 31.5190 | 119.4630 | Solar | [5 empty] | Wiki-Solar | https://www.wiki-solar.org | Wiki-Solar | [10 empty] | 33.62 | 34.69 | 36.65 | 35.30 | 34.72 | NO-ESTIMATION | NO-ESTIMATION | NO-ESTIMATION | NO-ESTIMATION | CAPACITY-FACTOR-V1
CHN | China | Shajiabang A |  | WKS0066760 | 6 | 31.5460 | 120.8070 | Solar | [5 empty] | Wiki-Solar | https://www.wiki-solar.org | Wiki-Solar | [10 empty] | 10.04 | 10.00 | 10.12 | 10.46 | 10.42 | NO-ESTIMATION | NO-ESTIMATION | NO-ESTIMATION | NO-ESTIMATION | CAPACITY-FACTOR-V1
CHN | China | Changshu |  | WKS0062415 | 9.8 | 31.5587 | 120.8236 | Solar | [5 empty] | Wiki-Solar | https://www.wiki-solar.org | Wiki-Solar | [10 empty] | 16.47 | 16.43 | 16.75 | 17.23 | 17.26 | NO-ESTIMATION | NO-ESTIMATION | NO-ESTIMATION | NO-ESTIMATION | CAPACITY-FACTOR-V1
CHN | China | Yingjiachong A |  | WKS0073306 | 40 | 31.7070 | 113.9000 | Solar | [5 empty] | Wiki-Solar | https://www.wiki-solar.org | Wiki-Solar | [10 empty] | 61.13 | 63.22 | 64.21 | 65.23 | 64.91 | NO-ESTIMATION | NO-ESTIMATION | NO-ESTIMATION | NO-ESTIMATION | CAPACITY-FACTOR-V1
CHN | China | Xihe |  | WKS0067838 | 200 | 31.7600 | 113.5150 | Solar | [5 empty] | Wiki-Solar | https://www.wiki-solar.org | Wiki-Solar | [10 empty] | 310.10 | 329.74 | 326.17 | 333.22 | 338.22 | NO-ESTIMATION | NO-ESTIMATION | NO-ESTIMATION | NO-ESTIMATION | CAPACITY-FACTOR-V1
CHN | China | JinZhai |  | WKS0064589 | 150 | 31.7870 | 115.9080 | Solar | [5 empty] | Wiki-Solar | https://www.wiki-solar.org | Wiki-Solar | [10 empty] | 240.35 | 242.90 | 242.58 | 255.84 | 250.52 | NO-ESTIMATION | NO-ESTIMATION | NO-ESTIMATION | NO-ESTIMATION | CAPACITY-FACTOR-V1
CHN | China | JinZhai II |  | WKS0065598 | 100 | 31.7890 | 115.8970 | Solar | [5 empty] | Wiki-Solar | https://www.wiki-solar.org | Wiki-Solar | [10 empty] | 160.86 | 162.35 | 162.35 | 171.13 | 167.01 | NO-ESTIMATION | NO-ESTIMATION | NO-ESTIMATION | NO-ESTIMATION | CAPACITY-FACTOR-V1
CHN | China | Golden Sun |  | WKS0065902 | 10 | 31.7900 | 120.3000 | Solar | [5 empty] | Wiki-Solar | https://www.wiki-solar.org | Wiki-Solar | [10 empty] | 16.65 | 17.85 | 17.77 | 17.71 | 17.4 | NO-ESTIMATION | NO-ESTIMATION | NO-ESTIMATION | NO-ESTIMATION | CAPACITY-FACTOR-V1
CHN | China | Yu'an A |  | WKS0073767 | 30 | 31.8120 | 116.2360 | Solar | [5 empty] | Wiki-Solar | https://www.wiki-solar.org | Wiki-Solar | [10 empty] | 46.24 | 49.10 | 49.24 | 51.71 | 50.54 | NO-ESTIMATION | NO-ESTIMATION | NO-ESTIMATION | NO-ESTIMATION | CAPACITY-FACTOR-V1
CHN | China | Chaohu C |  | WKS0070378 | 25 | 31.8160 | 117.8320 | Solar | [5 empty] | Wiki-Solar | https://www.wiki-solar.org | Wiki-Solar | [10 empty] | 39.21 | 40.79 | 43.92 | 42.08 | 41.08 | NO-ESTIMATION | NO-ESTIMATION | NO-ESTIMATION | NO-ESTIMATION | CAPACITY-FACTOR-V1
CHN | China | Guanshan A |  | WKS0073739 | 25 | 31.8230 | 114.8230 | Solar | [5 empty] | Wiki-Solar | https://www.wiki-solar.org | Wiki-Solar | [10 empty] | 38.82 | 42.38 | 41.52 | 43.15 | 42.37 | NO-ESTIMATION | NO-ESTIMATION | NO-ESTIMATION | NO-ESTIMATION | CAPACITY-FACTOR-V1
CHN | China | Jintan |  | WKS0066369 | 100 | 31.8420 | 119.5150 | Solar | [5 empty] | Wiki-Solar | https://www.wiki-solar.org | Wiki-Solar | [10 empty] | 152.92 | 164.35 | 167.49 | 165.44 | 162.79 | NO-ESTIMATION | NO-ESTIMATION | NO-ESTIMATION | NO-ESTIMATION | CAPACITY-FACTOR-V1
CHN | China | Nangang CT |  | WKS0064698 | 6.1 | 31.8628 | 117.0923 | Solar | [5 empty] | Wiki-Solar | https://www.wiki-solar.org | Wiki-Solar | [10 empty] | 10.18 | 10.23 | 10.88 | 10.73 | 10.67 | NO-ESTIMATION | NO-ESTIMATION | NO-ESTIMATION | NO-ESTIMATION | CAPACITY-FACTOR-V1
CHN | China | Feidong A |  | WKS0070379 | 35 | 31.9040 | 117.6180 | Solar | [5 empty] | Wiki-Solar | https://www.wiki-solar.org | Wiki-Solar | [10 empty] | 54.13 | 56.12 | 60.90 | 57.74 | 57.76 | NO-ESTIMATION | NO-ESTIMATION | NO-ESTIMATION | NO-ESTIMATION | CAPACITY-FACTOR-V1
CHN | China | Yaohai A |  | WKS0073769 | 50 | 31.9300 | 117.3350 | Solar | [5 empty] | Wiki-Solar | https://www.wiki-solar.org | Wiki-Solar | [10 empty] | 76.31 | 78.82 | 85.67 | 81.22 | 81.02 | NO-ESTIMATION | NO-ESTIMATION | NO-ESTIMATION | NO-ESTIMATION | CAPACITY-FACTOR-V1
CHN | China | Dantu A |  | WKS0069981 | 10 | 31.9339 | 119.3904 | Solar | [5 empty] | Wiki-Solar | https://www.wiki-solar.org | Wiki-Solar | [10 empty] | 16.83 | 17.86 | 17.92 | 17.96 | 17.15 | NO-ESTIMATION | NO-ESTIMATION | NO-ESTIMATION | NO-ESTIMATION | CAPACITY-FACTOR-V1
CHN | China | Suixian A |  | WKS0073307 | 50 | 31.9390 | 113.5940 | Solar | [5 empty] | Wiki-Solar | https://www.wiki-solar.org | Wiki-Solar | [10 empty] | 79.65 | 80.41 | 80.86 | 83.49 | 81.68 | NO-ESTIMATION | NO-ESTIMATION | NO-ESTIMATION | NO-ESTIMATION | CAPACITY-FACTOR-V1
CHN | China | Feidong D |  | WKS0073771 | 35 | 31.9400 | 117.5140 | Solar | [5 empty] | Wiki-Solar | https://www.wiki-solar.org | Wiki-Solar | [10 empty] | 54.64 | 56.08 | 60.90 | 57.18 | 58.05 | NO-ESTIMATION | NO-ESTIMATION | NO-ESTIMATION | NO-ESTIMATION | CAPACITY-FACTOR-V1
CHN | China | Feidong B |  | WKS0070380 | 45 | 31.9440 | 117.5690 | Solar | [5 empty] | Wiki-Solar | https://www.wiki-solar.org | Wiki-Solar | [10 empty] | 68.53 | 70.75 | 77.09 | 72.17 | 73.44 | NO-ESTIMATION | NO-ESTIMATION | NO-ESTIMATION | NO-ESTIMATION | CAPACITY-FACTOR-V1
CHN | China | Feidong C |  | WKS0073770 | 35 | 31.9520 | 117.4440 | Solar | [5 empty] | Wiki-Solar | https://www.wiki-solar.org | Wiki-Solar | [10 empty] | 54.21 | 55.98 | 60.90 | 57.18 | 58.05 | NO-ESTIMATION | NO-ESTIMATION | NO-ESTIMATION | NO-ESTIMATION | CAPACITY-FACTOR-V1
CHN | China | Huoqiu A |  | WKS0073768 | 20 | 32.0500 | 116.1760 | Solar | [5 empty] | Wiki-Solar | https://www.wiki-solar.org | Wiki-Solar | [10 empty] | 33.07 | 35.80 | 35.63 | 36.06 | 36.56 | HYDRO-V1 | HYDRO-V1 | HYDRO-V1 | HYDRO-V1 | HYDRO-V1
CHN | China | Dantu B |  | WKS0069988 | 10 | 32.1290 | 119.5920 | Solar | [5 empty] | Wiki-Solar | https://www.wiki-solar.org | Wiki-Solar | [10 empty] | 16.90 | 17.83 | 17.90 | 17.47 | 17.46 | NO-ESTIMATION | NO-ESTIMATION | NO-ESTIMATION | NO-ESTIMATION | CAPACITY-FACTOR-V1
CHN | China | Shouxian A |  | WKS0070377 | 120 | 32.1330 | 116.7790 | Solar | [5 empty] | Wiki-Solar | https://www.wiki-solar.org | Wiki-Solar | [10 empty] | 183.91 | 192.29 | 201.78 | 193.55 | 195.6 | NO-ESTIMATION | NO-ESTIMATION | NO-ESTIMATION | NO-ESTIMATION | CAPACITY-FACTOR-V1
CHN | China | Changfeng Floating A |  | WKS0073773 | 48 | 32.1350 | 117.0610 | Solar | [5 empty] | Wiki-Solar | https://www.wiki-solar.org | Wiki-Solar | [10 empty] | 72.64 | 76.35 | 80.30 | 76.76 | 77.92 | HYDRO-V1 | HYDRO-V1 | HYDRO-V1 | HYDRO-V1 | HYDRO-V1
CHN | China | Shouxian B |  | WKS0073772 | 20 | 32.1370 | 116.8890 | Solar | [5 empty] | Wiki-Solar | https://www.wiki-solar.org | Wiki-Solar | [10 empty] | 33.16 | 35.23 | 36.37 | 35.06 | 35.46 | HYDRO-V1 | HYDRO-V1 | HYDRO-V1 | HYDRO-V1 | HYDRO-V1
CHN | China | Everbright Zhenjiang |  | WRI1025938 | 13.3 | 32.1700 | 119.6500 | Solar |  |  |  |  | Everbright Photovoltaic Energy (Zhenjiang) Limited | UNFCCC CDM | https://cdm.unfccc.int/filestorage/9/H/P/9HPFY87ZWM0OQUT2R1KEJNI35S4LCA/5945%20PDD.pdf?t=eG58b2o5aXNufDDVnKrWGrO29laR7-6VyKWm |  | 1078832 | [9 empty] | 22.45 | 23.99 | 24.25 | 23.49 | 23.53 | SOLAR-V1-NO-AGE | SOLAR-V1-NO-AGE | SOLAR-V1-NO-AGE | SOLAR-V1-NO-AGE | SOLAR-V1-NO-AGE
CHN | China | Hubei Zaoyang |  | WKS0073205 | 10 | 32.2300 | 112.8000 | Solar | [5 empty] | Wiki-Solar | https://www.wiki-solar.org | Wiki-Solar | [10 empty] | 16.60 | 17.48 | 17.17 | 17.43 | 17.47 | SOLAR-V1-NO-AGE | SOLAR-V1-NO-AGE | SOLAR-V1-NO-AGE | SOLAR-V1-NO-AGE | SOLAR-V1-NO-AGE
CHN | China | Zhangjia Zhuyuan A |  | WKS0073220 | 15 | 32.2470 | 111.7150 | Solar | [5 empty] | Wiki-Solar | https://www.wiki-solar.org | Wiki-Solar | [10 empty] | 26.28 | 26.52 | 26.00 | 26.88 | 26.99 | NO-ESTIMATION | NO-ESTIMATION | NO-ESTIMATION | NO-ESTIMATION | CAPACITY-FACTOR-V1
CHN | China | Gaozhuang A |  | WKS0069980 | 10 | 32.2500 | 119.2980 | Solar | [5 empty] | Wiki-Solar | https://www.wiki-solar.org | Wiki-Solar | [10 empty] | 16.90 | 17.83 | 17.75 | 17.88 | 17.16 | HYDRO-V1 | HYDRO-V1 | HYDRO-V1 | HYDRO-V1 | HYDRO-V1
CHN | China | Changfeng Floating C |  | WKS0073776 | 60 | 32.2560 | 117.1520 | Solar | [5 empty] | Wiki-Solar | https://www.wiki-solar.org | Wiki-Solar | [10 empty] | 92.73 | 99.47 | 100.79 | 97.04 | 100.66 | NO-ESTIMATION | NO-ESTIMATION | NO-ESTIMATION | NO-ESTIMATION | CAPACITY-FACTOR-V1
CHN | China | Huoqiu B |  | WKS0073774 | 20 | 32.2660 | 116.1420 | Solar | [5 empty] | Wiki-Solar | https://www.wiki-solar.org | Wiki-Solar | [10 empty] | 32.55 | 35.85 | 36.17 | 35.23 | 36.58 | SOLAR-V1-NO-AGE | SOLAR-V1-NO-AGE | SOLAR-V1-NO-AGE | SOLAR-V1-NO-AGE | SOLAR-V1-NO-AGE
CHN | China | Changfeng Floating B |  | WKS0073775 | 28 | 32.2750 | 117.0950 | Solar | [5 empty] | Wiki-Solar | https://www.wiki-solar.org | Wiki-Solar | [10 empty] | 43.30 | 46.65 | 47.51 | 45.63 | 47.22 | SOLAR-V1-NO-AGE | SOLAR-V1-NO-AGE | SOLAR-V1-NO-AGE | SOLAR-V1-NO-AGE | SOLAR-V1-NO-AGE
CHN | China | Dingyuan A |  | WKS0073777 | 5 | 32.3422 | 117.6110 | Solar | [5 empty] | Wiki-Solar | https://www.wiki-solar.org | Wiki-Solar | [10 empty] | 8.44 | 8.87 | 8.89 | 9.13 | 9.12 | SOLAR-V1-NO-AGE | SOLAR-V1-NO-AGE | SOLAR-V1-NO-AGE | SOLAR-V1-NO-AGE | SOLAR-V1-NO-AGE
CHN | China | Shijiashan A |  | WKS0073308 | 100 | 32.3450 | 112.8360 | Solar | [5 empty] | Wiki-Solar | https://www.wiki-solar.org | Wiki-Solar | [10 empty] | 154.51 | 167.01 | 166.58 | 159.56 | 169.24 | SOLAR-V1-NO-AGE | SOLAR-V1-NO-AGE | SOLAR-V1-NO-AGE | SOLAR-V1-NO-AGE | SOLAR-V1-NO-AGE
CHN | China | Luhe A |  | WKS0070117 | 10 | 32.4700 | 118.9230 | Solar | [5 empty] | Wiki-Solar | https://www.wiki-solar.org | Wiki-Solar | [10 empty] | 16.99 | 17.49 | 17.48 | 18.74 | 18.21 | SOLAR-V1-NO-AGE | SOLAR-V1-NO-AGE | SOLAR-V1-NO-AGE | SOLAR-V1-NO-AGE | SOLAR-V1-NO-AGE
CHN | China | Hai'an |  | WKS0068024 | 4 | 32.5128 | 120.4229 | Solar | [5 empty] | Wiki-Solar | https://www.wiki-solar.org | Wiki-Solar | [10 empty] | 6.78 | 6.84 | 6.74 | 6.89 | 6.93 | SOLAR-V1-NO-AGE | SOLAR-V1-NO-AGE | SOLAR-V1-NO-AGE | SOLAR-V1-NO-AGE | SOLAR-V1-NO-AGE
CHN | China | Rudong A |  | WKS0070033 | 10 | 32.5130 | 121.1370 | Solar | [5 empty] | Wiki-Solar | https://www.wiki-solar.org | Wiki-Solar | [10 empty] | 16.73 | 17.58 | 17.49 | 16.96 | 16.98 | SOLAR-V1-NO-AGE | SOLAR-V1-NO-AGE | SOLAR-V1-NO-AGE | SOLAR-V1-NO-AGE | SOLAR-V1-NO-AGE
CHN | China | Rudong B |  | WKS0070034 | 25 | 32.5267 | 121.0834 | Solar | [5 empty] | Wiki-Solar | https://www.wiki-solar.org | Wiki-Solar | [10 empty] | 39.66 | 41.30 | 41.55 | 40.10 | 39.97 | SOLAR-V1-NO-AGE | SOLAR-V1-NO-AGE | SOLAR-V1-NO-AGE | SOLAR-V1-NO-AGE | SOLAR-V1-NO-AGE
CHN | China | Funan |  | WKS0066787 | 100 | 32.5440 | 115.6600 | Solar | [5 empty] | Wiki-Solar | https://www.wiki-solar.org | Wiki-Solar | [10 empty] | 151.56 | 165.84 | 167.88 | 162.38 | 170.2 | SOLAR-V1-NO-AGE | SOLAR-V1-NO-AGE | SOLAR-V1-NO-AGE | SOLAR-V1-NO-AGE | SOLAR-V1-NO-AGE
CHN | China | Jiaoganghu |  | WKS0068043 | 82 | 32.5820 | 116.5940 | Solar | [5 empty] | Wiki-Solar | https://www.wiki-solar.org | Wiki-Solar | [10 empty] | 125.79 | 136.61 | 138.48 | 134.13 | 139.38 | SOLAR-V1-NO-AGE | SOLAR-V1-NO-AGE | SOLAR-V1-NO-AGE | SOLAR-V1-NO-AGE | SOLAR-V1-NO-AGE
CHN | China | Jiaoganghu II |  | WKS0068045 | 40 | 32.5820 | 116.5940 | Solar | [5 empty] | Wiki-Solar | https://www.wiki-solar.org | Wiki-Solar | [10 empty] | 61.00 | 66.30 | 67.20 | 65.00 | 67.7 | NO-ESTIMATION | NO-ESTIMATION | NO-ESTIMATION | NO-ESTIMATION | CAPACITY-FACTOR-V1
CHN | China | Jiaoganghu III |  | WKS0068046 | 40 | 32.5840 | 116.6420 | Solar | [5 empty] | Wiki-Solar | https://www.wiki-solar.org | Wiki-Solar | [10 empty] | 61.00 | 66.53 | 67.20 | 65.00 | 67.7 | SOLAR-V1-NO-AGE | SOLAR-V1-NO-AGE | SOLAR-V1-NO-AGE | SOLAR-V1-NO-AGE | SOLAR-V1-NO-AGE
CHN | China | Yingshang A |  | WKS0070213 | 30 | 32.5960 | 116.0560 | Solar | [5 empty] | Wiki-Solar | https://www.wiki-solar.org | Wiki-Solar | [10 empty] | 45.74 | 49.79 | 50.53 | 48.84 | 50.93 | SOLAR-V1-NO-AGE | SOLAR-V1-NO-AGE | SOLAR-V1-NO-AGE | SOLAR-V1-NO-AGE | SOLAR-V1-NO-AGE
CHN | China | Huainan Floating CTGNE |  | WKS0071216 | 150 | 32.6000 | 116.6400 | Solar | [5 empty] | Wiki-Solar | https://www.wiki-solar.org | Wiki-Solar | [10 empty] | 228.61 | 249.47 | 251.82 | 244.79 | 253.46 | SOLAR-V1-NO-AGE | SOLAR-V1-NO-AGE | SOLAR-V1-NO-AGE | SOLAR-V1-NO-AGE | SOLAR-V1-NO-AGE
CHN | China | Jiaoganghu I |  | WKS0068044 | 20 | 32.6100 | 116.5770 | Solar | [5 empty] | Wiki-Solar | https://www.wiki-solar.org | Wiki-Solar | [10 empty] | 33.15 | 36.10 | 36.19 | 35.36 | 36.48 | SOLAR-V1-NO-AGE | SOLAR-V1-NO-AGE | SOLAR-V1-NO-AGE | SOLAR-V1-NO-AGE | SOLAR-V1-NO-AGE
CHN | China | Huainan Floating 1 |  | WKS0069469 | 20 | 32.6130 | 116.8770 | Solar | [5 empty] | Wiki-Solar | https://www.wiki-solar.org | Wiki-Solar | [10 empty] | 33.15 | 36.10 | 36.17 | 35.25 | 36.53 | SOLAR-V1-NO-AGE | SOLAR-V1-NO-AGE | SOLAR-V1-NO-AGE | SOLAR-V1-NO-AGE | SOLAR-V1-NO-AGE
CHN | China | Huainan Floating 2 |  | WKS0069470 | 40 | 32.6300 | 116.9100 | Solar | [5 empty] | Wiki-Solar | https://www.wiki-solar.org | Wiki-Solar | [10 empty] | 61.28 | 66.61 | 67.20 | 65.29 | 67.61 | SOLAR-V1-NO-AGE | SOLAR-V1-NO-AGE | SOLAR-V1-NO-AGE | SOLAR-V1-NO-AGE | SOLAR-V1-NO-AGE
CHN | China | Jiangdu A |  | WKS0069972 | 12 | 32.6310 | 119.5430 | Solar | [5 empty] | Wiki-Solar | https://www.wiki-solar.org | Wiki-Solar | [10 empty] | 20.54 | 21.40 | 21.16 | 22.15 | 22.21 | SOLAR-V1-NO-AGE | SOLAR-V1-NO-AGE | SOLAR-V1-NO-AGE | SOLAR-V1-NO-AGE | SOLAR-V1-NO-AGE
CHN | China | Dongtai Tidal Flat Solar Park 1 |  | WRI1025925 | 30 | 32.6400 | 120.9100 | Solar | [5 empty] | UNFCCC CDM | https://cdm.unfccc.int/filestorage/t/y/Y8BEDWSFPUTC5LMVI702OGHA6RNQX9.pdf/7855%20PDD.pdf?t=TUN8b2o4M3FvfDCtUqjw4_4z6maC2T2QCTTo | [11 empty] | 47.65 | 47.47 | 48.90 | 49.58 | 49.12 | SOLAR-V1-NO-AGE | SOLAR-V1-NO-AGE | SOLAR-V1-NO-AGE | SOLAR-V1-NO-AGE | SOLAR-V1-NO-AGE
CHN | China | Dongtai Tidal Flat Solar Park 2 |  | WRI1025926 | 30 | 32.6400 | 120.9500 | Solar | [5 empty] | UNFCCC CDM | https://cdm.unfccc.int/filestorage/t/y/Y8BEDWSFPUTC5LMVI702OGHA6RNQX9.pdf/7855%20PDD.pdf?t=TUN8b2o4M3FvfDCtUqjw4_4z6maC2T2QCTTo | [11 empty] | 48.48 | 48.05 | 48.00 | 47.43 | 47.65 | SOLAR-V1-NO-AGE | SOLAR-V1-NO-AGE | SOLAR-V1-NO-AGE | SOLAR-V1-NO-AGE | SOLAR-V1-NO-AGE
CHN | China | Jianggang G |  | WKS0066833 | 12 | 32.6420 | 120.9590 | Solar | [5 empty] | Wiki-Solar | https://www.wiki-solar.org | Wiki-Solar | [10 empty] | 21.38 | 21.01 | 20.89 | 20.72 | 20.96 | SOLAR-V1-NO-AGE | SOLAR-V1-NO-AGE | SOLAR-V1-NO-AGE | SOLAR-V1-NO-AGE | SOLAR-V1-NO-AGE
CHN | China | Jianggang F |  | WKS0066832 | 30 | 32.6430 | 120.9500 | Solar | [5 empty] | Wiki-Solar | https://www.wiki-solar.org | Wiki-Solar | [10 empty] | 48.48 | 48.05 | 48.00 | 47.53 | 47.65 | SOLAR-V1-NO-AGE | SOLAR-V1-NO-AGE | SOLAR-V1-NO-AGE | SOLAR-V1-NO-AGE | SOLAR-V1-NO-AGE
CHN | China | Jianggang D |  | WKS0066830 | 20 | 32.6450 | 120.9140 | Solar | [5 empty] | Wiki-Solar | https://www.wiki-solar.org | Wiki-Solar | [10 empty] | 34.51 | 34.39 | 35.11 | 35.83 | 35.43 | SOLAR-V1-NO-AGE | SOLAR-V1-NO-AGE | SOLAR-V1-NO-AGE | SOLAR-V1-NO-AGE | SOLAR-V1-NO-AGE
CHN | China | Jianggang E |  | WKS0066831 | 13 | 32.6460 | 120.9410 | Solar | [5 empty] | Wiki-Solar | https://www.wiki-solar.org | Wiki-Solar | [10 empty] | 23.08 | 22.78 | 22.68 | 22.79 | 22.37 | SOLAR-V1-NO-AGE | SOLAR-V1-NO-AGE | SOLAR-V1-NO-AGE | SOLAR-V1-NO-AGE | SOLAR-V1-NO-AGE
CHN | China | Jianggang H |  | WKS0066834 | 27 | 32.6470 | 120.9590 | Solar | [5 empty] | Wiki-Solar | https://www.wiki-solar.org | Wiki-Solar | [10 empty] | 44.22 | 43.46 | 43.35 | 43.01 | 43.36 | SOLAR-V1-NO-AGE | SOLAR-V1-NO-AGE | SOLAR-V1-NO-AGE | SOLAR-V1-NO-AGE | SOLAR-V1-NO-AGE
CHN | China | Tianchang |  | WKS0066025 | 40 | 32.6510 | 119.2010 | Solar | [5 empty] | Wiki-Solar | https://www.wiki-solar.org | Wiki-Solar | [10 empty] | 62.48 | 65.13 | 65.07 | 66.95 | 67.41 | NO-ESTIMATION | NO-ESTIMATION | NO-ESTIMATION | NO-ESTIMATION | CAPACITY-FACTOR-V1
CHN | China | Tangjiazha A |  | WKS0070010 | 5 | 32.6750 | 119.1780 | Solar | [5 empty] | Wiki-Solar | https://www.wiki-solar.org | Wiki-Solar | [10 empty] | 8.49 | 8.74 | 8.66 | 9.05 | 9.03 | NO-ESTIMATION | NO-ESTIMATION | NO-ESTIMATION | NO-ESTIMATION | CAPACITY-FACTOR-V1
CHN | China | Jianggang C |  | WKS0066829 | 5 | 32.6860 | 120.9380 | Solar | [5 empty] | Wiki-Solar | https://www.wiki-solar.org | Wiki-Solar | [10 empty] | 8.69 | 8.53 | 8.44 | 8.59 | 8.41 | HYDRO-V1 | HYDRO-V1 | HYDRO-V1 | HYDRO-V1 | HYDRO-V1
CHN | China | Dongtai 2 |  | WKS0066366 | 30 | 32.7660 | 120.9230 | Solar | [5 empty] | Wiki-Solar | https://www.wiki-solar.org | Wiki-Solar | [10 empty] | 47.74 | 47.60 | 47.06 | 48.46 | 49.26 | NO-ESTIMATION | NO-ESTIMATION | NO-ESTIMATION | NO-ESTIMATION | CAPACITY-FACTOR-V1
CHN | China | Huadian Shangde Dongtaip |  | WRI1071805 | 10 | 32.7680 | 120.9117 | Solar | [5 empty] | UNFCCC CDM Registry | https://cdm.unfccc.int/Projects/redirector?ref=5245 | WRI | [10 empty] | 16.97 | 17.07 | 16.89 | 17.60 | 17.72 | NO-ESTIMATION | NO-ESTIMATION | NO-ESTIMATION | NO-ESTIMATION | CAPACITY-FACTOR-V1
CHN | China | Huadian Shangde Dongtai |  | WRI1029335 | 20 | 32.7700 | 120.9200 | Solar | [5 empty] | UNFCCC CDM | https://cdm.unfccc.int/Projects/DB/BVQI1316596589.31/view | [11 empty] | 34.51 | 34.43 | 33.88 | 35.12 | 35.59 | HYDRO-V1 | HYDRO-V1 | HYDRO-V1 | HYDRO-V1 | HYDRO-V1
CHN | China | Qiongxi |  | WKS0065401 | 20 | 32.7940 | 102.5650 | Solar | [5 empty] | Wiki-Solar | https://www.wiki-solar.org | Wiki-Solar | [10 empty] | 36.28 | 37.69 | 37.47 | 37.43 | 38.52 | SOLAR-V1-NO-AGE | SOLAR-V1-NO-AGE | SOLAR-V1-NO-AGE | SOLAR-V1-NO-AGE | SOLAR-V1-NO-AGE
CHN | China | Jianggang A |  | WKS0066827 | 5 | 32.7940 | 120.9260 | Solar | [5 empty] | Wiki-Solar | https://www.wiki-solar.org | Wiki-Solar | [10 empty] | 8.53 | 8.49 | 8.29 | 8.65 | 8.73 | SOLAR-V1-NO-AGE | SOLAR-V1-NO-AGE | SOLAR-V1-NO-AGE | SOLAR-V1-NO-AGE | SOLAR-V1-NO-AGE
CHN | China | Tianchang A |  | WKS0073778 | 100 | 32.8000 | 119.1250 | Solar | [5 empty] | Wiki-Solar | https://www.wiki-solar.org | Wiki-Solar | [10 empty] | 162.89 | 162.28 | 163.94 | 167.38 | 167.45 | SOLAR-V1-NO-AGE | SOLAR-V1-NO-AGE | SOLAR-V1-NO-AGE | SOLAR-V1-NO-AGE | SOLAR-V1-NO-AGE
CHN | China | Jianggang B |  | WKS0066828 | 16 | 32.8000 | 120.9290 | Solar | [5 empty] | Wiki-Solar | https://www.wiki-solar.org | Wiki-Solar | [10 empty] | 27.82 | 27.66 | 27.19 | 27.89 | 28.64 | HYDRO-V1 | HYDRO-V1 | HYDRO-V1 | HYDRO-V1 | HYDRO-V1
CHN | China | Jiangsu Huadian Shangde Dongtai |  | WRI1026379 | 20 | 32.8000 | 120.9300 | Solar | [5 empty] | UNFCCC CDM | https://cdm.unfccc.int/Projects/DB/RWTUV1353915097.45/view | [11 empty] | 34.58 | 34.42 | 33.87 | 34.69 | 35.59 | SOLAR-V1-NO-AGE | SOLAR-V1-NO-AGE | SOLAR-V1-NO-AGE | SOLAR-V1-NO-AGE | SOLAR-V1-NO-AGE
CHN | China | Wangjiasha C |  | WKS0070037 | 4 | 32.8180 | 119.6360 | Solar | [5 empty] | Wiki-Solar | https://www.wiki-solar.org | Wiki-Solar | [10 empty] | 6.88 | 6.84 | 6.76 | 6.99 | 6.86 | NO-ESTIMATION | NO-ESTIMATION | NO-ESTIMATION | NO-ESTIMATION | CAPACITY-FACTOR-V1
CHN | China | Wangjiasha A |  | WKS0070035 | 5 | 32.8200 | 119.6510 | Solar | [5 empty] | Wiki-Solar | https://www.wiki-solar.org | Wiki-Solar | [10 empty] | 8.75 | 8.68 | 8.77 | 8.96 | 8.84 | NO-ESTIMATION | NO-ESTIMATION | NO-ESTIMATION | NO-ESTIMATION | CAPACITY-FACTOR-V1
CHN | China | Wangjiasha B |  | WKS0070036 | 4 | 32.8223 | 119.6424 | Solar | [5 empty] | Wiki-Solar | https://www.wiki-solar.org | Wiki-Solar | [10 empty] | 6.88 | 6.84 | 6.76 | 6.99 | 6.86 | SOLAR-V1-NO-AGE | SOLAR-V1-NO-AGE | SOLAR-V1-NO-AGE | SOLAR-V1-NO-AGE | SOLAR-V1-NO-AGE
CHN | China | Hongyuan A |  | WKS0070382 | 10 | 32.8320 | 102.6130 | Solar | [5 empty] | Wiki-Solar | https://www.wiki-solar.org | Wiki-Solar | [10 empty] | 15.52 | 16.91 | 15.81 | 15.94 | 17.04 | NO-ESTIMATION | NO-ESTIMATION | NO-ESTIMATION | NO-ESTIMATION | CAPACITY-FACTOR-V1
CHN | China | Dengzhou A |  | WKS0073746 | 20 | 32.8470 | 111.9320 | Solar | [5 empty] | Wiki-Solar | https://www.wiki-solar.org | Wiki-Solar | [10 empty] | 34.95 | 35.53 | 34.93 | 35.27 | 35.79 | NO-ESTIMATION | NO-ESTIMATION | NO-ESTIMATION | NO-ESTIMATION | CAPACITY-FACTOR-V1
CHN | China | Lanzoma |  | WKS0073338 | 30 | 32.8550 | 102.0000 | Solar | [5 empty] | Wiki-Solar | https://www.wiki-solar.org | Wiki-Solar | [10 empty] | 54.00 | 55.60 | 55.68 | 57.03 | 57.12 | NO-ESTIMATION | NO-ESTIMATION | NO-ESTIMATION | NO-ESTIMATION | CAPACITY-FACTOR-V1
CHN | China | Yangjiadun A |  | WKS0069973 | 5 | 32.9430 | 119.5220 | Solar | [5 empty] | Wiki-Solar | https://www.wiki-solar.org | Wiki-Solar | [10 empty] | 8.60 | 8.69 | 8.78 | 8.85 | 8.68 | NO-ESTIMATION | NO-ESTIMATION | NO-ESTIMATION | NO-ESTIMATION | CAPACITY-FACTOR-V1
CHN | China | Gaoyou E |  | WKS0069976 | 12 | 32.9630 | 119.6690 | Solar | [5 empty] | Wiki-Solar | https://www.wiki-solar.org | Wiki-Solar | [10 empty] | 21.07 | 21.06 | 21.41 | 21.85 | 21.69 | NO-ESTIMATION | NO-ESTIMATION | NO-ESTIMATION | NO-ESTIMATION | CAPACITY-FACTOR-V1
CHN | China | Yingdong A |  | WKS0070214 | 20 | 32.9640 | 115.9270 | Solar | [5 empty] | Wiki-Solar | https://www.wiki-solar.org | Wiki-Solar | [10 empty] | 33.86 | 35.84 | 36.79 | 35.23 | 36.59 | NO-ESTIMATION | NO-ESTIMATION | NO-ESTIMATION | NO-ESTIMATION | CAPACITY-FACTOR-V1
CHN | China | Gaoyou D |  | WKS0069971 | 5 | 32.9690 | 119.6190 | Solar | [5 empty] | Wiki-Solar | https://www.wiki-solar.org | Wiki-Solar | [10 empty] | 8.61 | 8.69 | 8.75 | 8.94 | 8.81 | NO-ESTIMATION | NO-ESTIMATION | NO-ESTIMATION | NO-ESTIMATION | CAPACITY-FACTOR-V1
CHN | China | Gaoyou B |  | WKS0069974 | 100 | 32.9720 | 119.6030 | Solar | [5 empty] | Wiki-Solar | https://www.wiki-solar.org | Wiki-Solar | [10 empty] | 159.29 | 161.26 | 163.94 | 165.97 | 166.21 | NO-ESTIMATION | NO-ESTIMATION | NO-ESTIMATION | NO-ESTIMATION | CAPACITY-FACTOR-V1
CHN | China | Gaoyou C |  | WKS0069975 | 8 | 32.9720 | 119.6410 | Solar | [5 empty] | Wiki-Solar | https://www.wiki-solar.org | Wiki-Solar | [10 empty] | 13.84 | 13.80 | 13.92 | 14.22 | 14.03 | HYDRO-V1 | HYDRO-V1 | HYDRO-V1 | HYDRO-V1 | HYDRO-V1
CHN | China | Gaoyou A |  | WKS0069970 | 25 | 32.9790 | 119.6240 | Solar | [5 empty] | Wiki-Solar | https://www.wiki-solar.org | Wiki-Solar | [10 empty] | 40.96 | 41.04 | 41.73 | 42.55 | 42.21 | SOLAR-V1-NO-AGE | SOLAR-V1-NO-AGE | SOLAR-V1-NO-AGE | SOLAR-V1-NO-AGE | SOLAR-V1-NO-AGE
CHN | China | Xinghua A |  | WKS0069965 | 60 | 33.0440 | 119.7380 | Solar | [5 empty] | Wiki-Solar | https://www.wiki-solar.org | Wiki-Solar | [10 empty] | 95.15 | 96.39 | 98.26 | 97.69 | 98.61 | SOLAR-V1-NO-AGE | SOLAR-V1-NO-AGE | SOLAR-V1-NO-AGE | SOLAR-V1-NO-AGE | SOLAR-V1-NO-AGE
CHN | China | Taizhou I |  | WKS0066849 | 10 | 33.0830 | 119.8330 | Solar | [5 empty] | Wiki-Solar | https://www.wiki-solar.org | Wiki-Solar | [10 empty] | 17.25 | 17.40 | 17.64 | 17.68 | 17.7 | SOLAR-V1-NO-AGE | SOLAR-V1-NO-AGE | SOLAR-V1-NO-AGE | SOLAR-V1-NO-AGE | SOLAR-V1-NO-AGE
CHN | China | Taizhou II |  | WKS0066850 | 10 | 33.0958 | 119.8143 | Solar | [5 empty] | Wiki-Solar | https://www.wiki-solar.org | Wiki-Solar | [10 empty] | 17.24 | 17.40 | 17.66 | 17.68 | 17.7 | NO-ESTIMATION | NO-ESTIMATION | NO-ESTIMATION | NO-ESTIMATION | CAPACITY-FACTOR-V1
CHN | China | Jinhu C |  | WKS0070161 | 20 | 33.1130 | 119.0580 | Solar | [5 empty] | Wiki-Solar | https://www.wiki-solar.org | Wiki-Solar | [10 empty] | 34.75 | 35.04 | 35.46 | 35.79 | 35.34 | NO-ESTIMATION | NO-ESTIMATION | NO-ESTIMATION | NO-ESTIMATION | CAPACITY-FACTOR-V1
CHN | China | Dafeng B |  | WKS0069952 | 20 | 33.1190 | 120.8260 | Solar | [5 empty] | Wiki-Solar | https://www.wiki-solar.org | Wiki-Solar | [10 empty] | 33.95 | 34.11 | 33.91 | 34.54 | 35.8 | NO-ESTIMATION | NO-ESTIMATION | NO-ESTIMATION | NO-ESTIMATION | CAPACITY-FACTOR-V1
CHN | China | Dafeng A |  | WKS0069951 | 15 | 33.1290 | 120.8250 | Solar | [5 empty] | Wiki-Solar | https://www.wiki-solar.org | Wiki-Solar | [10 empty] | 25.71 | 25.73 | 25.76 | 26.21 | 27.08 | SOLAR-V1-NO-AGE | SOLAR-V1-NO-AGE | SOLAR-V1-NO-AGE | SOLAR-V1-NO-AGE | SOLAR-V1-NO-AGE
CHN | China | Jinhu A |  | WKS0069962 | 70 | 33.1340 | 119.2650 | Solar | [5 empty] | Wiki-Solar | https://www.wiki-solar.org | Wiki-Solar | [10 empty] | 109.06 | 112.34 | 114.64 | 115.22 | 113.58 | NO-ESTIMATION | NO-ESTIMATION | NO-ESTIMATION | NO-ESTIMATION | CAPACITY-FACTOR-V1
CHN | China | Jinhu B |  | WKS0070164 | 12 | 33.1400 | 119.2540 | Solar | [5 empty] | Wiki-Solar | https://www.wiki-solar.org | Wiki-Solar | [10 empty] | 20.86 | 21.21 | 21.46 | 21.62 | 21.29 | NO-ESTIMATION | NO-ESTIMATION | NO-ESTIMATION | NO-ESTIMATION | CAPACITY-FACTOR-V1
CHN | China | Xinghua B |  | WKS0070166 | 50 | 33.1400 | 119.7250 | Solar | [5 empty] | Wiki-Solar | https://www.wiki-solar.org | Wiki-Solar | [10 empty] | 79.10 | 80.15 | 81.89 | 81.53 | 82.22 | SOLAR-V1-NO-AGE | SOLAR-V1-NO-AGE | SOLAR-V1-NO-AGE | SOLAR-V1-NO-AGE | SOLAR-V1-NO-AGE
CHN | China | Jiangsu Dafeng |  | WRI1026357 | 20 | 33.1400 | 120.8200 | Solar | [5 empty] | UNFCCC CDM | https://cdm.unfccc.int/Projects/DB/Germanischer1342171418.8/view | [11 empty] | 33.95 | 34.10 | 34.08 | 34.71 | 35.8 | SOLAR-V1-NO-AGE | SOLAR-V1-NO-AGE | SOLAR-V1-NO-AGE | SOLAR-V1-NO-AGE | SOLAR-V1-NO-AGE
CHN | China | Hongze B |  | WKS0070162 | 10 | 33.1530 | 118.7770 | Solar | [5 empty] | Wiki-Solar | https://www.wiki-solar.org | Wiki-Solar | [10 empty] | 17.40 | 17.47 | 17.59 | 17.86 | 17.46 | NO-ESTIMATION | NO-ESTIMATION | NO-ESTIMATION | NO-ESTIMATION | CAPACITY-FACTOR-V1
CHN | China | Suiping A |  | WKS0073740 | 20 | 33.1680 | 113.7170 | Solar | [5 empty] | Wiki-Solar | https://www.wiki-solar.org | Wiki-Solar | [10 empty] | 32.99 | 36.00 | 35.94 | 35.92 | 36.26 | HYDRO-V1 | HYDRO-V1 | HYDRO-V1 | HYDRO-V1 | HYDRO-V1
CHN | China | Zhenping A |  | WKS0070020 | 4.5 | 33.1730 | 112.1370 | Solar | [5 empty] | Wiki-Solar | https://www.wiki-solar.org | Wiki-Solar | [10 empty] | 7.55 | 7.74 | 7.57 | 7.65 | 7.73 | SOLAR-V1-NO-AGE | SOLAR-V1-NO-AGE | SOLAR-V1-NO-AGE | SOLAR-V1-NO-AGE | SOLAR-V1-NO-AGE
CHN | China | Wugang A |  | WKS0073741 | 35 | 33.1730 | 113.6390 | Solar | [5 empty] | Wiki-Solar | https://www.wiki-solar.org | Wiki-Solar | [10 empty] | 54.19 | 58.62 | 59.10 | 58.17 | 59.66 | SOLAR-V1-NO-AGE | SOLAR-V1-NO-AGE | SOLAR-V1-NO-AGE | SOLAR-V1-NO-AGE | SOLAR-V1-NO-AGE
CHN | China | Jinhu D |  | WKS0070163 | 20 | 33.1760 | 119.2040 | Solar | [5 empty] | Wiki-Solar | https://www.wiki-solar.org | Wiki-Solar | [10 empty] | 34.21 | 34.93 | 35.27 | 35.65 | 35.53 | SOLAR-V1-NO-AGE | SOLAR-V1-NO-AGE | SOLAR-V1-NO-AGE | SOLAR-V1-NO-AGE | SOLAR-V1-NO-AGE
CHN | China | Pandazhuangcun A |  | WKS0069979 | 10 | 33.1780 | 118.0590 | Solar | [5 empty] | Wiki-Solar | https://www.wiki-solar.org | Wiki-Solar | [10 empty] | 17.44 | 17.46 | 17.63 | 18.22 | 17.82 | SOLAR-V1-NO-AGE | SOLAR-V1-NO-AGE | SOLAR-V1-NO-AGE | SOLAR-V1-NO-AGE | SOLAR-V1-NO-AGE
CHN | China | Qigan Zhuang A |  | WKS0069978 | 10 | 33.1860 | 118.0580 | Solar | [5 empty] | Wiki-Solar | https://www.wiki-solar.org | Wiki-Solar | [10 empty] | 17.44 | 17.46 | 17.63 | 18.22 | 17.82 | SOLAR-V1-NO-AGE | SOLAR-V1-NO-AGE | SOLAR-V1-NO-AGE | SOLAR-V1-NO-AGE | SOLAR-V1-NO-AGE
CHN | China | Sihong Tianganghu |  | WKS0064401 | 82 | 33.2100 | 118.0300 | Solar | [5 empty] | Wiki-Solar | https://www.wiki-solar.org | Wiki-Solar | [10 empty] | 133.55 | 133.78 | 135.56 | 139.04 | 136.8 | NO-ESTIMATION | NO-ESTIMATION | NO-ESTIMATION | NO-ESTIMATION | CAPACITY-FACTOR-V1
CHN | China | Beilonggang |  | WKS0068060 | 20 | 33.2150 | 119.7340 | Solar | [5 empty] | Wiki-Solar | https://www.wiki-solar.org | Wiki-Solar | [10 empty] | 34.33 | 34.81 | 35.42 | 35.40 | 35.65 | NO-ESTIMATION | NO-ESTIMATION | NO-ESTIMATION | NO-ESTIMATION | CAPACITY-FACTOR-V1
CHN | China | Baoying C |  | WKS0069969 | 5 | 33.2260 | 119.6670 | Solar | [5 empty] | Wiki-Solar | https://www.wiki-solar.org | Wiki-Solar | [10 empty] | 8.58 | 8.66 | 8.81 | 8.93 | 8.81 | HYDRO-V1 | HYDRO-V1 | HYDRO-V1 | HYDRO-V1 | HYDRO-V1
CHN | China | Hongze A |  | WKS0070165 | 40 | 33.2270 | 119.0810 | Solar | [5 empty] | Wiki-Solar | https://www.wiki-solar.org | Wiki-Solar | [10 empty] | 63.47 | 64.50 | 65.52 | 65.94 | 65.97 | HYDRO-V1 | HYDRO-V1 | HYDRO-V1 | HYDRO-V1 | HYDRO-V1
CHN | China | Tiangang A |  | WKS0069961 | 15 | 33.2360 | 117.9470 | Solar | [5 empty] | Wiki-Solar | https://www.wiki-solar.org | Wiki-Solar | [10 empty] | 26.48 | 26.52 | 26.72 | 27.64 | 27.12 | NO-ESTIMATION | NO-ESTIMATION | NO-ESTIMATION | NO-ESTIMATION | CAPACITY-FACTOR-V1
CHN | China | Tiangang Floating |  | WKS0074025 | 275 | 33.2360 | 117.9770 | Solar | [5 empty] | Wiki-Solar | https://www.wiki-solar.org | Wiki-Solar | [10 empty] | 445.37 | 445.44 | 451.39 | 462.82 | 456.58 | NO-ESTIMATION | NO-ESTIMATION | NO-ESTIMATION | NO-ESTIMATION | CAPACITY-FACTOR-V1
CHN | China | Tiangang B |  | WKS0074026 | 30 | 33.2490 | 118.0060 | Solar | [5 empty] | Wiki-Solar | https://www.wiki-solar.org | Wiki-Solar | [10 empty] | 48.38 | 48.68 | 49.38 | 50.68 | 49.87 | SOLAR-V1-NO-AGE | SOLAR-V1-NO-AGE | SOLAR-V1-NO-AGE | SOLAR-V1-NO-AGE | SOLAR-V1-NO-AGE
CHN | China | Yandu A |  | WKS0069967 | 6 | 33.2900 | 119.7480 | Solar | [5 empty] | Wiki-Solar | https://www.wiki-solar.org | Wiki-Solar | [10 empty] | 10.01 | 10.16 | 10.31 | 10.50 | 10.25 | HYDRO-V1 | HYDRO-V1 | HYDRO-V1 | HYDRO-V1 | HYDRO-V1
CHN | China | Baoying |  | WKS0066028 | 6 | 33.3180 | 119.5830 | Solar | [5 empty] | Wiki-Solar | https://www.wiki-solar.org | Wiki-Solar | [10 empty] | 10.17 | 10.34 | 10.40 | 10.53 | 10.4 | HYDRO-V1 | HYDRO-V1 | HYDRO-V1 | HYDRO-V1 | HYDRO-V1
CHN | China | Baoying B |  | WKS0069964 | 6 | 33.3200 | 119.5830 | Solar | [5 empty] | Wiki-Solar | https://www.wiki-solar.org | Wiki-Solar | [10 empty] | 10.17 | 10.34 | 10.40 | 10.53 | 10.4 | HYDRO-V1 | HYDRO-V1 | HYDRO-V1 | HYDRO-V1 | HYDRO-V1
CHN | China | Baoying A |  | WKS0069963 | 22 | 33.3230 | 119.5750 | Solar | [5 empty] | Wiki-Solar | https://www.wiki-solar.org | Wiki-Solar | [10 empty] | 36.47 | 37.22 | 37.85 | 37.90 | 37.75 | NO-ESTIMATION | NO-ESTIMATION | NO-ESTIMATION | NO-ESTIMATION | CAPACITY-FACTOR-V1
CHN | China | Jianhu F |  | WKS0069968 | 30 | 33.3290 | 119.7570 | Solar | [5 empty] | Wiki-Solar | https://www.wiki-solar.org | Wiki-Solar | [10 empty] | 46.43 | 47.69 | 49.41 | 49.09 | 48.24 | NO-ESTIMATION | NO-ESTIMATION | NO-ESTIMATION | NO-ESTIMATION | CAPACITY-FACTOR-V1
CHN | China | Sihong CSIQ |  | WKS0063739 | 10 | 33.3350 | 118.0900 | Solar | [5 empty] | Wiki-Solar | https://www.wiki-solar.org | Wiki-Solar | [10 empty] | 17.24 | 17.45 | 17.59 | 17.85 | 17.81 | HYDRO-V1 | HYDRO-V1 | HYDRO-V1 | HYDRO-V1 | HYDRO-V1
CHN | China | Sihong Fishery |  | WKS0074022 | 100 | 33.3350 | 118.4600 | Solar | [5 empty] | Wiki-Solar | https://www.wiki-solar.org | Wiki-Solar | [10 empty] | 158.27 | 158.41 | 164.07 | 164.36 | 163.82 | SOLAR-V1-NO-AGE | SOLAR-V1-NO-AGE | SOLAR-V1-NO-AGE | SOLAR-V1-NO-AGE | SOLAR-V1-NO-AGE
CHN | China | Fangcheng A |  | WKS0073742 | 20 | 33.3490 | 113.0820 | Solar | [5 empty] | Wiki-Solar | https://www.wiki-solar.org | Wiki-Solar | [10 empty] | 33.95 | 35.51 | 35.83 | 35.47 | 36.05 | SOLAR-V1-NO-AGE | SOLAR-V1-NO-AGE | SOLAR-V1-NO-AGE | SOLAR-V1-NO-AGE | SOLAR-V1-NO-AGE
CHN | China | Fangcheng B |  | WKS0073743 | 30 | 33.3615 | 113.1166 | Solar | [5 empty] | Wiki-Solar | https://www.wiki-solar.org | Wiki-Solar | [10 empty] | 47.24 | 49.41 | 50.15 | 49.26 | 49.99 | SOLAR-V1-NO-AGE | SOLAR-V1-NO-AGE | SOLAR-V1-NO-AGE | SOLAR-V1-NO-AGE | SOLAR-V1-NO-AGE
CHN | China | Fangcheng C |  | WKS0073744 | 10 | 33.3680 | 113.0930 | Solar | [5 empty] | Wiki-Solar | https://www.wiki-solar.org | Wiki-Solar | [10 empty] | 17.00 | 17.70 | 17.85 | 17.66 | 17.92 | SOLAR-V1-NO-AGE | SOLAR-V1-NO-AGE | SOLAR-V1-NO-AGE | SOLAR-V1-NO-AGE | SOLAR-V1-NO-AGE
CHN | China | Baoying D |  | WKS0070038 | 5 | 33.3780 | 119.5300 | Solar | [5 empty] | Wiki-Solar | https://www.wiki-solar.org | Wiki-Solar | [10 empty] | 8.59 | 8.73 | 8.78 | 8.89 | 8.77 | SOLAR-V1-NO-AGE | SOLAR-V1-NO-AGE | SOLAR-V1-NO-AGE | SOLAR-V1-NO-AGE | SOLAR-V1-NO-AGE
CHN | China | Guzhen A |  | WKS0073783 | 20 | 33.4050 | 117.2290 | Solar | [5 empty] | Wiki-Solar | https://www.wiki-solar.org | Wiki-Solar | [10 empty] | 34.50 | 35.12 | 36.17 | 37.14 | 35.83 | SOLAR-V1-NO-AGE | SOLAR-V1-NO-AGE | SOLAR-V1-NO-AGE | SOLAR-V1-NO-AGE | SOLAR-V1-NO-AGE
CHN | China | Chemencun A |  | WKS0074027 | 20 | 33.4220 | 118.1150 | Solar | [5 empty] | Wiki-Solar | https://www.wiki-solar.org | Wiki-Solar | [10 empty] | 34.50 | 35.08 | 35.35 | 35.69 | 35.91 | SOLAR-V1-NO-AGE | SOLAR-V1-NO-AGE | SOLAR-V1-NO-AGE | SOLAR-V1-NO-AGE | SOLAR-V1-NO-AGE
CHN | China | Jianhu D |  | WKS0069959 | 20 | 33.4860 | 119.6830 | Solar | [5 empty] | Wiki-Solar | https://www.wiki-solar.org | Wiki-Solar | [10 empty] | 34.29 | 34.81 | 35.31 | 35.46 | 35.54 | SOLAR-V1-NO-AGE | SOLAR-V1-NO-AGE | SOLAR-V1-NO-AGE | SOLAR-V1-NO-AGE | SOLAR-V1-NO-AGE
CHN | China | Jianhu C |  | WKS0069958 | 5 | 33.4869 | 119.6933 | Solar | [5 empty] | Wiki-Solar | https://www.wiki-solar.org | Wiki-Solar | [10 empty] | 8.48 | 8.56 | 8.82 | 8.87 | 8.62 | SOLAR-V1-NO-AGE | SOLAR-V1-NO-AGE | SOLAR-V1-NO-AGE | SOLAR-V1-NO-AGE | SOLAR-V1-NO-AGE
CHN | China | Nanzhou A |  | WKS0070019 | 25 | 33.4870 | 112.6440 | Solar | [5 empty] | Wiki-Solar | https://www.wiki-solar.org | Wiki-Solar | [10 empty] | 40.12 | 41.56 | 41.62 | 41.39 | 42.4 | SOLAR-V1-NO-AGE | SOLAR-V1-NO-AGE | SOLAR-V1-NO-AGE | SOLAR-V1-NO-AGE | SOLAR-V1-NO-AGE
CHN | China | Jianhu E |  | WKS0069960 | 30 | 33.4890 | 119.6740 | Solar | [5 empty] | Wiki-Solar | https://www.wiki-solar.org | Wiki-Solar | [10 empty] | 47.64 | 48.33 | 49.28 | 49.30 | 49.44 | SOLAR-V1-NO-AGE | SOLAR-V1-NO-AGE | SOLAR-V1-NO-AGE | SOLAR-V1-NO-AGE | SOLAR-V1-NO-AGE
CHN | China | Jianhu A |  | WKS0069956 | 4 | 33.4899 | 119.6832 | Solar | [5 empty] | Wiki-Solar | https://www.wiki-solar.org | Wiki-Solar | [10 empty] | 6.85 | 6.86 | 6.75 | 6.93 | 6.89 | HYDRO-V1 | HYDRO-V1 | HYDRO-V1 | HYDRO-V1 | HYDRO-V1
CHN | China | Jianhu I+II |  | WKS0063651 | 13.8 | 33.4900 | 119.6890 | Solar | [5 empty] | Wiki-Solar | https://www.wiki-solar.org | Wiki-Solar | [10 empty] | 23.44 | 23.79 | 24.72 | 24.55 | 24.16 | HYDRO-V1 | HYDRO-V1 | HYDRO-V1 | HYDRO-V1 | HYDRO-V1
CHN | China | Jianhu III |  | WKS0063650 | 5 | 33.4910 | 119.6970 | Solar | [5 empty] | Wiki-Solar | https://www.wiki-solar.org | Wiki-Solar | [10 empty] | 8.48 | 8.56 | 8.82 | 8.87 | 8.62 | NO-ESTIMATION | NO-ESTIMATION | NO-ESTIMATION | NO-ESTIMATION | CAPACITY-FACTOR-V1
CHN | China | Jianhu B |  | WKS0069957 | 20 | 33.4930 | 119.6890 | Solar | [5 empty] | Wiki-Solar | https://www.wiki-solar.org | Wiki-Solar | [10 empty] | 33.69 | 34.30 | 35.59 | 35.34 | 34.86 | NO-ESTIMATION | NO-ESTIMATION | NO-ESTIMATION | NO-ESTIMATION | CAPACITY-FACTOR-V1
CHN | China | Yongqiao floating |  | WKS0073464 | 70 | 33.5380 | 117.1700 | Solar | [5 empty] | Wiki-Solar | https://www.wiki-solar.org | Wiki-Solar | [10 empty] | 112.67 | 114.76 | 119.73 | 121.42 | 117.56 | NO-ESTIMATION | NO-ESTIMATION | NO-ESTIMATION | NO-ESTIMATION | CAPACITY-FACTOR-V1
CHN | China | Shanzhuang A |  | WKS0074024 | 50 | 33.5890 | 118.1850 | Solar | [5 empty] | Wiki-Solar | https://www.wiki-solar.org | Wiki-Solar | [10 empty] | 79.72 | 80.39 | 81.91 | 82.81 | 82.59 | NO-ESTIMATION | NO-ESTIMATION | NO-ESTIMATION | NO-ESTIMATION | CAPACITY-FACTOR-V1
CHN | China | Sixian A |  | WKS0070206 | 5 | 33.6020 | 117.9950 | Solar | [5 empty] | Wiki-Solar | https://www.wiki-solar.org | Wiki-Solar | [10 empty] | 8.63 | 8.69 | 8.76 | 8.89 | 8.82 | NO-ESTIMATION | NO-ESTIMATION | NO-ESTIMATION | NO-ESTIMATION | CAPACITY-FACTOR-V1
CHN | China | Lushan A |  | WKS0073745 | 15 | 33.6640 | 112.9130 | Solar | [5 empty] | Wiki-Solar | https://www.wiki-solar.org | Wiki-Solar | [10 empty] | 25.72 | 26.54 | 26.79 | 26.96 | 27.14 | NO-ESTIMATION | NO-ESTIMATION | NO-ESTIMATION | NO-ESTIMATION | CAPACITY-FACTOR-V1
CHN | China | Siyang A |  | WKS0070168 | 8 | 33.6670 | 118.6230 | Solar | [5 empty] | Wiki-Solar | https://www.wiki-solar.org | Wiki-Solar | [10 empty] | 13.35 | 13.42 | 13.92 | 14.06 | 13.79 | HYDRO-V1 | HYDRO-V1 | HYDRO-V1 | HYDRO-V1 | HYDRO-V1
CHN | China | Lingbi C |  | WKS0073780 | 10 | 33.6850 | 117.4810 | Solar | [5 empty] | Wiki-Solar | https://www.wiki-solar.org | Wiki-Solar | [10 empty] | 17.27 | 17.48 | 18.02 | 18.21 | 17.77 | HYDRO-V1 | HYDRO-V1 | HYDRO-V1 | HYDRO-V1 | HYDRO-V1
CHN | China | Yongqiao C |  | WKS0073782 | 15 | 33.6870 | 117.0680 | Solar | [5 empty] | Wiki-Solar | https://www.wiki-solar.org | Wiki-Solar | [10 empty] | 26.32 | 26.91 | 27.75 | 28.48 | 27.44 | HYDRO-V1 | HYDRO-V1 | HYDRO-V1 | HYDRO-V1 | HYDRO-V1
CHN | China | Yongqiao B |  | WKS0073781 | 15 | 33.6880 | 117.0610 | Solar | [5 empty] | Wiki-Solar | https://www.wiki-solar.org | Wiki-Solar | [10 empty] | 26.32 | 26.91 | 27.75 | 28.48 | 27.44 | SOLAR-V1-NO-AGE | SOLAR-V1-NO-AGE | SOLAR-V1-NO-AGE | SOLAR-V1-NO-AGE | SOLAR-V1-NO-AGE
CHN | China | Qiaocheng A |  | WKS0073779 | 20 | 33.7310 | 115.8990 | Solar | [5 empty] | Wiki-Solar | https://www.wiki-solar.org | Wiki-Solar | [10 empty] | 34.40 | 36.18 | 35.85 | 35.88 | 36.56 | SOLAR-V1-NO-AGE | SOLAR-V1-NO-AGE | SOLAR-V1-NO-AGE | SOLAR-V1-NO-AGE | SOLAR-V1-NO-AGE
CHN | China | Ruoergai |  | WKS0065400 | 20 | 33.7520 | 102.9980 | Solar | [5 empty] | Wiki-Solar | https://www.wiki-solar.org | Wiki-Solar | [10 empty] | 36.20 | 37.62 | 37.41 | 36.75 | 37.3 | NO-ESTIMATION | NO-ESTIMATION | NO-ESTIMATION | NO-ESTIMATION | CAPACITY-FACTOR-V1
CHN | China | Funing A |  | WKS0070160 | 7 | 33.7740 | 119.6190 | Solar | [5 empty] | Wiki-Solar | https://www.wiki-solar.org | Wiki-Solar | [10 empty] | 12.05 | 11.99 | 12.24 | 12.30 | 12.1 | SOLAR-V1-NO-AGE | SOLAR-V1-NO-AGE | SOLAR-V1-NO-AGE | SOLAR-V1-NO-AGE | SOLAR-V1-NO-AGE
CHN | China | Lieshan A |  | WKS0070205 | 35 | 33.8220 | 116.9520 | Solar | [5 empty] | Wiki-Solar | https://www.wiki-solar.org | Wiki-Solar | [10 empty] | 56.31 | 57.49 | 60.82 | 59.84 | 58.74 | SOLAR-V1-NO-AGE | SOLAR-V1-NO-AGE | SOLAR-V1-NO-AGE | SOLAR-V1-NO-AGE | SOLAR-V1-NO-AGE
CHN | China | Lingbi B |  | WKS0070203 | 30 | 33.8260 | 117.5290 | Solar | [5 empty] | Wiki-Solar | https://www.wiki-solar.org | Wiki-Solar | [10 empty] | 47.54 | 48.46 | 50.69 | 50.44 | 49.55 | SOLAR-V1-NO-AGE | SOLAR-V1-NO-AGE | SOLAR-V1-NO-AGE | SOLAR-V1-NO-AGE | SOLAR-V1-NO-AGE
CHN | China | Sheyang 2 |  | WKS0066368 | 55 | 33.8270 | 120.4540 | Solar | [5 empty] | Wiki-Solar | https://www.wiki-solar.org | Wiki-Solar | [10 empty] | 87.65 | 88.60 | 86.46 | 87.50 | 92.96 | SOLAR-V1-NO-AGE | SOLAR-V1-NO-AGE | SOLAR-V1-NO-AGE | SOLAR-V1-NO-AGE | SOLAR-V1-NO-AGE
CHN | China | Sheyang Lingang Industrial Area Tidal Flat |  | WRI1026378 | 20 | 33.8300 | 120.4400 | Solar | [5 empty] | UNFCCC CDM | https://cdm.unfccc.int/Projects/DB/RWTUV1353922882.7/view |  | 1086133 | [9 empty] | 34.58 | 35.15 | 34.26 | 34.75 | 36.77 | HYDRO-V1 | HYDRO-V1 | HYDRO-V1 | HYDRO-V1 | HYDRO-V1
CHN | China | Lianshui A |  | WKS0070039 | 5 | 33.9232 | 119.2854 | Solar | [5 empty] | Wiki-Solar | https://www.wiki-solar.org | Wiki-Solar | [10 empty] | 8.71 | 8.53 | 8.82 | 8.92 | 8.64 | HYDRO-V1 | HYDRO-V1 | HYDRO-V1 | HYDRO-V1 | HYDRO-V1
CHN | China | Lingbi A |  | WKS0070202 | 30 | 33.9480 | 117.6500 | Solar | [5 empty] | Wiki-Solar | https://www.wiki-solar.org | Wiki-Solar | [10 empty] | 47.75 | 48.47 | 50.73 | 49.73 | 49.54 | NO-ESTIMATION | NO-ESTIMATION | NO-ESTIMATION | NO-ESTIMATION | CAPACITY-FACTOR-V1
CHN | China | Yongqiao A |  | WKS0070201 | 30 | 33.9670 | 117.3850 | Solar | [5 empty] | Wiki-Solar | https://www.wiki-solar.org | Wiki-Solar | [10 empty] | 47.69 | 48.42 | 50.75 | 49.96 | 49.53 | NO-ESTIMATION | NO-ESTIMATION | NO-ESTIMATION | NO-ESTIMATION | CAPACITY-FACTOR-V1
CHN | China | Suzhou GCL |  | WKS0069551 | 20 | 33.9860 | 117.4190 | Solar | [5 empty] | Wiki-Solar | https://www.wiki-solar.org | Wiki-Solar | [10 empty] | 34.32 | 34.91 | 36.26 | 35.95 | 35.6 | NO-ESTIMATION | NO-ESTIMATION | NO-ESTIMATION | NO-ESTIMATION | CAPACITY-FACTOR-V1
CHN | China | Yongcheng A |  | WKS0073753 | 50 | 34.0720 | 116.5290 | Solar | [5 empty] | Wiki-Solar | https://www.wiki-solar.org | Wiki-Solar | [10 empty] | 79.82 | 81.16 | 85.11 | 85.99 | 82.51 | HYDRO-V1 | HYDRO-V1 | HYDRO-V1 | HYDRO-V1 | HYDRO-V1
CHN | China | Weiji |  | WKS0065440 | 15 | 34.0770 | 117.9260 | Solar | [5 empty] | Wiki-Solar | https://www.wiki-solar.org | Wiki-Solar | [10 empty] | 25.96 | 26.17 | 27.11 | 26.76 | 26.61 | NO-ESTIMATION | NO-ESTIMATION | NO-ESTIMATION | NO-ESTIMATION | CAPACITY-FACTOR-V1
CHN | China | Jiaxian A |  | WKS0070054 | 10 | 34.0980 | 113.0920 | Solar | [5 empty] | Wiki-Solar | https://www.wiki-solar.org | Wiki-Solar | [10 empty] | 16.92 | 17.48 | 17.68 | 17.52 | 18.03 | HYDRO-V1 | HYDRO-V1 | HYDRO-V1 | HYDRO-V1 | HYDRO-V1
CHN | China | Yuzhou D |  | WKS0070055 | 20 | 34.1110 | 113.3890 | Solar | [5 empty] | Wiki-Solar | https://www.wiki-solar.org | Wiki-Solar | [10 empty] | 34.13 | 35.41 | 35.57 | 35.66 | 36.01 | NO-ESTIMATION | NO-ESTIMATION | NO-ESTIMATION | NO-ESTIMATION | CAPACITY-FACTOR-V1
CHN | China | Yuzhou E |  | WKS0070056 | 20 | 34.1120 | 113.3520 | Solar | [5 empty] | Wiki-Solar | https://www.wiki-solar.org | Wiki-Solar | [10 empty] | 34.12 | 35.45 | 35.56 | 35.62 | 36 | NO-ESTIMATION | NO-ESTIMATION | NO-ESTIMATION | NO-ESTIMATION | CAPACITY-FACTOR-V1
CHN | China | Binhai A |  | WKS0069953 | 15 | 34.1230 | 120.2990 | Solar | [5 empty] | Wiki-Solar | https://www.wiki-solar.org | Wiki-Solar | [10 empty] | 25.58 | 26.16 | 25.90 | 26.01 | 26.67 | SOLAR-V1-NO-AGE | SOLAR-V1-NO-AGE | SOLAR-V1-NO-AGE | SOLAR-V1-NO-AGE | SOLAR-V1-NO-AGE
CHN | China | Shuyang |  | WKS0061722 | 8.9 | 34.1267 | 118.8422 | Solar | [5 empty] | Wiki-Solar | https://www.wiki-solar.org | Wiki-Solar | [10 empty] | 15.46 | 15.52 | 15.77 | 15.79 | 15.59 | SOLAR-V1-NO-AGE | SOLAR-V1-NO-AGE | SOLAR-V1-NO-AGE | SOLAR-V1-NO-AGE | SOLAR-V1-NO-AGE
CHN | China | Yuzhou C |  | WKS0070014 | 15 | 34.1810 | 113.1710 | Solar | [5 empty] | Wiki-Solar | https://www.wiki-solar.org | Wiki-Solar | [10 empty] | 25.73 | 26.58 | 26.87 | 26.32 | 27.17 | NO-ESTIMATION | NO-ESTIMATION | NO-ESTIMATION | NO-ESTIMATION | CAPACITY-FACTOR-V1
CHN | China | Ruyang A |  | WKS0070018 | 20 | 34.1940 | 112.4040 | Solar | [5 empty] | Wiki-Solar | https://www.wiki-solar.org | Wiki-Solar | [10 empty] | 34.02 | 34.97 | 33.46 | 34.39 | 35.32 | HYDRO-V1 | HYDRO-V1 | HYDRO-V1 | HYDRO-V1 | HYDRO-V1
CHN | China | Xiaoxian B |  | WKS0073763 | 20 | 34.2140 | 116.6280 | Solar | [5 empty] | Wiki-Solar | https://www.wiki-solar.org | Wiki-Solar | [10 empty] | 34.40 | 35.20 | 36.82 | 36.24 | 35.79 | NO-ESTIMATION | NO-ESTIMATION | NO-ESTIMATION | NO-ESTIMATION | CAPACITY-FACTOR-V1
CHN | China | Xinyi |  | WKS0064113 | 24 | 34.2240 | 118.3950 | Solar | [5 empty] | Wiki-Solar | https://www.wiki-solar.org | Wiki-Solar | [10 empty] | 39.07 | 39.40 | 40.89 | 39.69 | 40.2 | SOLAR-V1-NO-AGE | SOLAR-V1-NO-AGE | SOLAR-V1-NO-AGE | SOLAR-V1-NO-AGE | SOLAR-V1-NO-AGE
CHN | China | Hanshanzhen A |  | WKS0070169 | 15 | 34.2390 | 118.9860 | Solar | [5 empty] | Wiki-Solar | https://www.wiki-solar.org | Wiki-Solar | [10 empty] | 26.04 | 25.81 | 26.84 | 26.75 | 26.25 | NO-ESTIMATION | NO-ESTIMATION | NO-ESTIMATION | NO-ESTIMATION | CAPACITY-FACTOR-V1
CHN | China | Hongshizhai A |  | WKS0073313 | 25 | 34.2580 | 113.4350 | Solar | [5 empty] | Wiki-Solar | https://www.wiki-solar.org | Wiki-Solar | [10 empty] | 40.22 | 41.27 | 42.12 | 41.07 | 41.99 | NO-ESTIMATION | NO-ESTIMATION | NO-ESTIMATION | NO-ESTIMATION | CAPACITY-FACTOR-V1
CHN | China | Ruzhou B |  | WKS0070016 | 4 | 34.2627 | 112.8388 | Solar | [5 empty] | Wiki-Solar | https://www.wiki-solar.org | Wiki-Solar | [10 empty] | 6.69 | 6.88 | 6.80 | 6.87 | 6.87 | HYDRO-V1 | HYDRO-V1 | HYDRO-V1 | HYDRO-V1 | HYDRO-V1
CHN | China | Ruzhou A |  | WKS0070015 | 35 | 34.2730 | 112.8320 | Solar | [5 empty] | Wiki-Solar | https://www.wiki-solar.org | Wiki-Solar | [10 empty] | 55.21 | 57.32 | 58.52 | 57.50 | 58.6 | NO-ESTIMATION | NO-ESTIMATION | NO-ESTIMATION | NO-ESTIMATION | CAPACITY-FACTOR-V1
CHN | China | Yuzhou B |  | WKS0070013 | 75 | 34.2840 | 113.2350 | Solar | [5 empty] | Wiki-Solar | https://www.wiki-solar.org | Wiki-Solar | [10 empty] | 119.20 | 121.66 | 123.44 | 122.33 | 124.64 | NO-ESTIMATION | NO-ESTIMATION | NO-ESTIMATION | NO-ESTIMATION | CAPACITY-FACTOR-V1
CHN | China | Dragon Tail A |  | WKS0073312 | 4.5 | 34.3000 | 113.4810 | Solar | [5 empty] | Wiki-Solar | https://www.wiki-solar.org | Wiki-Solar | [10 empty] | 7.71 | 7.79 | 7.72 | 7.76 | 7.79 | NO-ESTIMATION | NO-ESTIMATION | NO-ESTIMATION | NO-ESTIMATION | CAPACITY-FACTOR-V1
CHN | China | Gulou A |  | WKS0070154 | 20 | 34.3030 | 117.3460 | Solar | [5 empty] | Wiki-Solar | https://www.wiki-solar.org | Wiki-Solar | [10 empty] | 34.40 | 34.09 | 35.97 | 35.11 | 34.9 | HYDRO-V1 | HYDRO-V1 | HYDRO-V1 | HYDRO-V1 | HYDRO-V1
CHN | China | Dengfeng A |  | WKS0070012 | 5.5 | 34.3170 | 113.2130 | Solar | [5 empty] | Wiki-Solar | https://www.wiki-solar.org | Wiki-Solar | [10 empty] | 9.23 | 9.50 | 9.61 | 9.61 | 9.71 | SOLAR-V1-NO-AGE | SOLAR-V1-NO-AGE | SOLAR-V1-NO-AGE | SOLAR-V1-NO-AGE | SOLAR-V1-NO-AGE
CHN | China | Xitumen A |  | WKS0073311 | 10 | 34.3260 | 113.4050 | Solar | [5 empty] | Wiki-Solar | https://www.wiki-solar.org | Wiki-Solar | [10 empty] | 17.09 | 17.45 | 17.69 | 17.42 | 17.64 | SOLAR-V1-NO-AGE | SOLAR-V1-NO-AGE | SOLAR-V1-NO-AGE | SOLAR-V1-NO-AGE | SOLAR-V1-NO-AGE
CHN | China | Yuzhou A |  | WKS0070011 | 35 | 34.3350 | 113.3590 | Solar | [5 empty] | Wiki-Solar | https://www.wiki-solar.org | Wiki-Solar | [10 empty] | 55.76 | 57.48 | 58.75 | 57.47 | 58.18 | NO-ESTIMATION | NO-ESTIMATION | NO-ESTIMATION | NO-ESTIMATION | CAPACITY-FACTOR-V1
CHN | China | Shitikou A |  | WKS0073310 | 8 | 34.3470 | 113.4070 | Solar | [5 empty] | Wiki-Solar | https://www.wiki-solar.org | Wiki-Solar | [10 empty] | 13.60 | 13.83 | 14.02 | 13.85 | 13.96 | NO-ESTIMATION | NO-ESTIMATION | NO-ESTIMATION | NO-ESTIMATION | CAPACITY-FACTOR-V1
CHN | China | Xinyi A |  | WKS0070155 | 5 | 34.3580 | 118.4460 | Solar | [5 empty] | Wiki-Solar | https://www.wiki-solar.org | Wiki-Solar | [10 empty] | 8.71 | 8.67 | 8.82 | 8.88 | 8.75 | SOLAR-V1-NO-AGE | SOLAR-V1-NO-AGE | SOLAR-V1-NO-AGE | SOLAR-V1-NO-AGE | SOLAR-V1-NO-AGE
CHN | China | Bawei Floating |  | WKS0069743 | 60 | 34.3730 | 120.0720 | Solar | [5 empty] | Wiki-Solar | https://www.wiki-solar.org | Wiki-Solar | [10 empty] | 96.20 | 98.51 | 94.64 | 95.99 | 100.29 | SOLAR-V1-NO-AGE | SOLAR-V1-NO-AGE | SOLAR-V1-NO-AGE | SOLAR-V1-NO-AGE | SOLAR-V1-NO-AGE
CHN | China | Luoning A |  | WKS0073747 | 15 | 34.3740 | 111.4950 | Solar | [5 empty] | Wiki-Solar | https://www.wiki-solar.org | Wiki-Solar | [10 empty] | 25.31 | 24.41 | 24.37 | 24.70 | 25.12 | SOLAR-V1-NO-AGE | SOLAR-V1-NO-AGE | SOLAR-V1-NO-AGE | SOLAR-V1-NO-AGE | SOLAR-V1-NO-AGE
CHN | China | Yichuan A |  | WKS0070017 | 30 | 34.3830 | 112.6460 | Solar | [5 empty] | Wiki-Solar | https://www.wiki-solar.org | Wiki-Solar | [10 empty] | 46.94 | 48.59 | 48.75 | 48.27 | 49.65 | SOLAR-V1-NO-AGE | SOLAR-V1-NO-AGE | SOLAR-V1-NO-AGE | SOLAR-V1-NO-AGE | SOLAR-V1-NO-AGE
CHN | China | Xiangshui JS |  | WKS0064514 | 100 | 34.4010 | 119.9510 | Solar | [5 empty] | Wiki-Solar | https://www.wiki-solar.org | Wiki-Solar | [10 empty] | 161.92 | 165.60 | 158.75 | 161.29 | 168.38 | SOLAR-V1-NO-AGE | SOLAR-V1-NO-AGE | SOLAR-V1-NO-AGE | SOLAR-V1-NO-AGE | SOLAR-V1-NO-AGE
CHN | China | Xuzhou Xiexin Solar Power Plant |  | WRI1071898 | 20 | 34.4080 | 117.3290 | Solar | [5 empty] | UNFCCC CDM Registry | https://cdm.unfccc.int/Projects/redirector?ref=5609 | UNFCCC CDM Registry | [10 empty] | 34.10 | 34.34 | 35.95 | 35.24 | 34.45 | SOLAR-V1-NO-AGE | SOLAR-V1-NO-AGE | SOLAR-V1-NO-AGE | SOLAR-V1-NO-AGE | SOLAR-V1-NO-AGE
CHN | China | Xuzhou Xiexin |  | WRI1026377 | 20 | 34.4100 | 117.3300 | Solar | [5 empty] | UNFCCC CDM | https://cdm.unfccc.int/Projects/DB/JCI1324969628.96/view |  | 1080054 | [9 empty] | 34.10 | 34.34 | 35.71 | 35.24 | 34.45 | HYDRO-V1 | HYDRO-V1 | HYDRO-V1 | HYDRO-V1 | HYDRO-V1
CHN | China | Xiangshui JS A |  | WKS0069742 | 30 | 34.4190 | 119.9420 | Solar | [5 empty] | Wiki-Solar | https://www.wiki-solar.org | Wiki-Solar | [10 empty] | 48.05 | 48.94 | 47.69 | 48.36 | 49.84 | NO-ESTIMATION | NO-ESTIMATION | NO-ESTIMATION | NO-ESTIMATION | CAPACITY-FACTOR-V1
CHN | China | Jiangshui A |  | WKS0069954 | 25 | 34.4200 | 119.9420 | Solar | [5 empty] | Wiki-Solar | https://www.wiki-solar.org | Wiki-Solar | [10 empty] | 40.95 | 41.70 | 40.59 | 41.21 | 42.38 | NO-ESTIMATION | NO-ESTIMATION | NO-ESTIMATION | NO-ESTIMATION | CAPACITY-FACTOR-V1
CHN | China | Donghai A |  | WKS0070119 | 5 | 34.4220 | 118.6840 | Solar | [5 empty] | Wiki-Solar | https://www.wiki-solar.org | Wiki-Solar | [10 empty] | 8.68 | 8.61 | 8.83 | 8.93 | 8.77 | NO-ESTIMATION | NO-ESTIMATION | NO-ESTIMATION | NO-ESTIMATION | CAPACITY-FACTOR-V1
CHN | China | Xiaoxian A |  | WKS0070153 | 20 | 34.4300 | 116.7470 | Solar | [5 empty] | Wiki-Solar | https://www.wiki-solar.org | Wiki-Solar | [10 empty] | 34.21 | 34.98 | 36.00 | 35.67 | 35.29 | NO-ESTIMATION | NO-ESTIMATION | NO-ESTIMATION | NO-ESTIMATION | CAPACITY-FACTOR-V1
CHN | China | Lianyungang |  | WKS0064114 | 15 | 34.4410 | 118.7160 | Solar | [5 empty] | Wiki-Solar | https://www.wiki-solar.org | Wiki-Solar | [10 empty] | 25.98 | 26.15 | 27.15 | 26.81 | 26.35 | NO-ESTIMATION | NO-ESTIMATION | NO-ESTIMATION | NO-ESTIMATION | CAPACITY-FACTOR-V1
CHN | China | Xiangshui JS B |  | WKS0069955 | 10 | 34.4470 | 119.8610 | Solar | [5 empty] | Wiki-Solar | https://www.wiki-solar.org | Wiki-Solar | [10 empty] | 17.21 | 17.44 | 16.98 | 17.26 | 17.59 | HYDRO-V1 | HYDRO-V1 | HYDRO-V1 | HYDRO-V1 | HYDRO-V1
CHN | China | Yaoliwang |  | WKS0062417 | 23.8 | 34.4720 | 116.7200 | Solar | [5 empty] | Wiki-Solar | https://www.wiki-solar.org | Wiki-Solar | [10 empty] | 38.49 | 39.24 | 40.60 | 40.03 | 39.6 | NO-ESTIMATION | NO-ESTIMATION | NO-ESTIMATION | NO-ESTIMATION | CAPACITY-FACTOR-V1
CHN | China | Luoning B |  | WKS0073748 | 35 | 34.4780 | 111.6590 | Solar | [5 empty] | Wiki-Solar | https://www.wiki-solar.org | Wiki-Solar | [10 empty] | 55.72 | 54.32 | 53.49 | 54.57 | 55.57 | SOLAR-V1-NO-AGE | SOLAR-V1-NO-AGE | SOLAR-V1-NO-AGE | SOLAR-V1-NO-AGE | SOLAR-V1-NO-AGE
CHN | China | Hanergy Pizhou |  | WRI1025939 | 30 | 34.4900 | 117.6500 | Solar |  |  |  |  | Hanergy Pizhou Solar | UNFCCC CDM | https://cdm.unfccc.int/filestorage/z/x/WNZ1EDHCV8XU4TB2L7JGR5093FAOK6.pdf/Project%20PDD.pdf?t=Wkx8b2o5aGE3fDBP6G76iTdm6-S_HCgDqmA5 | [11 empty] | 47.51 | 47.90 | 49.80 | 48.96 | 48.31 | SOLAR-V1-NO-AGE | SOLAR-V1-NO-AGE | SOLAR-V1-NO-AGE | SOLAR-V1-NO-AGE | SOLAR-V1-NO-AGE
CHN | China | Pizhou II |  | WKS0066658 | 25 | 34.4970 | 117.6540 | Solar | [5 empty] | Wiki-Solar | https://www.wiki-solar.org | Wiki-Solar | [10 empty] | 40.42 | 40.75 | 42.26 | 41.63 | 41.03 | SOLAR-V1-NO-AGE | SOLAR-V1-NO-AGE | SOLAR-V1-NO-AGE | SOLAR-V1-NO-AGE | SOLAR-V1-NO-AGE
CHN | China | Yanshi A |  | WKS0073737 | 15 | 34.5290 | 112.7500 | Solar | [5 empty] | Wiki-Solar | https://www.wiki-solar.org | Wiki-Solar | [10 empty] | 25.55 | 26.42 | 26.54 | 26.49 | 26.88 | NO-ESTIMATION | NO-ESTIMATION | NO-ESTIMATION | NO-ESTIMATION | CAPACITY-FACTOR-V1
CHN | China | Shanxian A |  | WKS0073754 | 12 | 34.5620 | 116.1590 | Solar | [5 empty] | Wiki-Solar | https://www.wiki-solar.org | Wiki-Solar | [10 empty] | 20.76 | 21.49 | 22.03 | 22.03 | 21.7 | SOLAR-V1-NO-AGE | SOLAR-V1-NO-AGE | SOLAR-V1-NO-AGE | SOLAR-V1-NO-AGE | SOLAR-V1-NO-AGE
CHN | China | Qinghai Henan |  | WRI1029332 | 20 | 34.5900 | 101.5300 | Solar | [5 empty] | UNFCCC CDM | https://cdm.unfccc.int/Projects/DB/ERM-CVS1348146945.4/view | [11 empty] | 36.05 | 35.47 | 37.36 | 36.61 | 37.43 | SOLAR-V1-NO-AGE | SOLAR-V1-NO-AGE | SOLAR-V1-NO-AGE | SOLAR-V1-NO-AGE | SOLAR-V1-NO-AGE
CHN | China | Haizhou A |  | WKS0069987 | 20 | 34.6080 | 119.3590 | Solar | [5 empty] | Wiki-Solar | https://www.wiki-solar.org | Wiki-Solar | [10 empty] | 33.80 | 34.50 | 35.01 | 34.44 | 34.88 | SOLAR-V1-NO-AGE | SOLAR-V1-NO-AGE | SOLAR-V1-NO-AGE | SOLAR-V1-NO-AGE | SOLAR-V1-NO-AGE
CHN | China | Haizhou B |  | WKS0070157 | 110 | 34.6710 | 119.0170 | Solar | [5 empty] | Wiki-Solar | https://www.wiki-solar.org | Wiki-Solar | [10 empty] | 176.85 | 175.18 | 181.45 | 179.75 | 177.95 | HYDRO-V1 | HYDRO-V1 | HYDRO-V1 | HYDRO-V1 | HYDRO-V1
CHN | China | Lianyun A |  | WKS0070159 | 20 | 34.6930 | 119.2600 | Solar | [5 empty] | Wiki-Solar | https://www.wiki-solar.org | Wiki-Solar | [10 empty] | 33.71 | 34.50 | 34.70 | 34.44 | 34.91 | SOLAR-V1-NO-AGE | SOLAR-V1-NO-AGE | SOLAR-V1-NO-AGE | SOLAR-V1-NO-AGE | SOLAR-V1-NO-AGE
CHN | China | Zhaoyang A |  | WKS0070221 | 25 | 34.7120 | 117.1210 | Solar | [5 empty] | Wiki-Solar | https://www.wiki-solar.org | Wiki-Solar | [10 empty] | 40.65 | 40.61 | 42.73 | 42.15 | 41.36 | SOLAR-V1-NO-AGE | SOLAR-V1-NO-AGE | SOLAR-V1-NO-AGE | SOLAR-V1-NO-AGE | SOLAR-V1-NO-AGE
CHN | China | Wanglou A |  | WKS0070222 | 20 | 34.7160 | 117.0780 | Solar | [5 empty] | Wiki-Solar | https://www.wiki-solar.org | Wiki-Solar | [10 empty] | 34.34 | 34.75 | 36.00 | 35.68 | 35.06 | SOLAR-V1-NO-AGE | SOLAR-V1-NO-AGE | SOLAR-V1-NO-AGE | SOLAR-V1-NO-AGE | SOLAR-V1-NO-AGE
CHN | China | Ganyu B |  | WKS0070158 | 40 | 34.7280 | 119.1730 | Solar | [5 empty] | Wiki-Solar | https://www.wiki-solar.org | Wiki-Solar | [10 empty] | 62.78 | 63.56 | 65.10 | 63.48 | 64.46 | NO-ESTIMATION | NO-ESTIMATION | NO-ESTIMATION | NO-ESTIMATION | CAPACITY-FACTOR-V1
CHN | China | Shanzhou A |  | WKS0073749 | 20 | 34.7540 | 111.5590 | Solar | [5 empty] | Wiki-Solar | https://www.wiki-solar.org | Wiki-Solar | [10 empty] | 33.22 | 32.04 | 32.53 | 33.02 | 33.52 | NO-ESTIMATION | NO-ESTIMATION | NO-ESTIMATION | NO-ESTIMATION | CAPACITY-FACTOR-V1
CHN | China | Ganyu A |  | WKS0070156 | 20 | 34.7910 | 119.1700 | Solar | [5 empty] | Wiki-Solar | https://www.wiki-solar.org | Wiki-Solar | [10 empty] | 33.85 | 34.48 | 34.34 | 34.31 | 35 | NO-ESTIMATION | NO-ESTIMATION | NO-ESTIMATION | NO-ESTIMATION | CAPACITY-FACTOR-V1
CHN | China | Fengxian A |  | WKS0070130 | 30 | 34.7930 | 116.6380 | Solar | [5 empty] | Wiki-Solar | https://www.wiki-solar.org | Wiki-Solar | [10 empty] | 47.87 | 47.51 | 49.74 | 49.17 | 48.8 | SOLAR-V1-NO-AGE | SOLAR-V1-NO-AGE | SOLAR-V1-NO-AGE | SOLAR-V1-NO-AGE | SOLAR-V1-NO-AGE
CHN | China | Fengxian B |  | WKS0070131 | 40 | 34.7930 | 116.6500 | Solar | [5 empty] | Wiki-Solar | https://www.wiki-solar.org | Wiki-Solar | [10 empty] | 63.98 | 63.37 | 66.35 | 65.58 | 64.55 | SOLAR-V1-NO-AGE | SOLAR-V1-NO-AGE | SOLAR-V1-NO-AGE | SOLAR-V1-NO-AGE | SOLAR-V1-NO-AGE
CHN | China | Peixian A |  | WKS0069986 | 50 | 34.8110 | 116.8270 | Solar | [5 empty] | Wiki-Solar | https://www.wiki-solar.org | Wiki-Solar | [10 empty] | 79.29 | 78.60 | 82.54 | 81.41 | 79.68 | SOLAR-V1-NO-AGE | SOLAR-V1-NO-AGE | SOLAR-V1-NO-AGE | SOLAR-V1-NO-AGE | SOLAR-V1-NO-AGE
CHN | China | Weishan E |  | WKS0070129 | 40 | 34.8310 | 117.0690 | Solar | [5 empty] | Wiki-Solar | https://www.wiki-solar.org | Wiki-Solar | [10 empty] | 64.08 | 63.62 | 66.32 | 65.19 | 64.34 | HYDRO-V1 | HYDRO-V1 | HYDRO-V1 | HYDRO-V1 | HYDRO-V1
CHN | China | Peixian E |  | WKS0070123 | 25 | 34.8530 | 116.8720 | Solar | [5 empty] | Wiki-Solar | https://www.wiki-solar.org | Wiki-Solar | [10 empty] | 40.39 | 40.37 | 42.15 | 41.71 | 40.93 | HYDRO-V1 | HYDRO-V1 | HYDRO-V1 | HYDRO-V1 | HYDRO-V1
CHN | China | Peixian D |  | WKS0070122 | 20 | 34.8660 | 116.8660 | Solar | [5 empty] | Wiki-Solar | https://www.wiki-solar.org | Wiki-Solar | [10 empty] | 34.05 | 34.44 | 35.65 | 35.34 | 34.71 | NO-ESTIMATION | NO-ESTIMATION | NO-ESTIMATION | NO-ESTIMATION | CAPACITY-FACTOR-V1
CHN | China | Peixian C |  | WKS0070121 | 6 | 34.8910 | 116.8390 | Solar | [5 empty] | Wiki-Solar | https://www.wiki-solar.org | Wiki-Solar | [10 empty] | 10.07 | 10.21 | 10.48 | 10.49 | 10.22 | NO-ESTIMATION | NO-ESTIMATION | NO-ESTIMATION | NO-ESTIMATION | CAPACITY-FACTOR-V1
CHN | China | Peixian B |  | WKS0070120 | 10 | 34.8967 | 116.8394 | Solar | [5 empty] | Wiki-Solar | https://www.wiki-solar.org | Wiki-Solar | [10 empty] | 16.91 | 17.11 | 17.69 | 17.69 | 17.28 | SOLAR-V1-NO-AGE | SOLAR-V1-NO-AGE | SOLAR-V1-NO-AGE | SOLAR-V1-NO-AGE | SOLAR-V1-NO-AGE
CHN | China | Weishan D |  | WKS0070128 | 35 | 34.9220 | 116.9740 | Solar | [5 empty] | Wiki-Solar | https://www.wiki-solar.org | Wiki-Solar | [10 empty] | 55.71 | 55.99 | 58.85 | 57.96 | 56.85 | SOLAR-V1 | SOLAR-V1 | SOLAR-V1 | SOLAR-V1 | SOLAR-V1
CHN | China | Weishan A |  | WKS0070125 | 15 | 34.9390 | 116.8350 | Solar | [5 empty] | Wiki-Solar | https://www.wiki-solar.org | Wiki-Solar | [10 empty] | 25.59 | 25.91 | 26.69 | 26.65 | 26.07 | NO-ESTIMATION | NO-ESTIMATION | NO-ESTIMATION | NO-ESTIMATION | CAPACITY-FACTOR-V1
CHN | China | Weishan B |  | WKS0070126 | 10 | 34.9430 | 116.8350 | Solar | [5 empty] | Wiki-Solar | https://www.wiki-solar.org | Wiki-Solar | [10 empty] | 17.03 | 17.01 | 17.62 | 17.64 | 17.18 | NO-ESTIMATION | NO-ESTIMATION | NO-ESTIMATION | NO-ESTIMATION | CAPACITY-FACTOR-V1
CHN | China | Yaozhou A |  | WKS0073784 | 75 | 34.9470 | 108.9740 | Solar | [5 empty] | Wiki-Solar | https://www.wiki-solar.org | Wiki-Solar | [10 empty] | 112.83 | 115.08 | 115.10 | 114.36 | 117.08 | NO-ESTIMATION | NO-ESTIMATION | NO-ESTIMATION | NO-ESTIMATION | CAPACITY-FACTOR-V1
CHN | China | Lankou A |  | WKS0073756 | 175 | 34.9600 | 114.8490 | Solar | [5 empty] | Wiki-Solar | https://www.wiki-solar.org | Wiki-Solar | [10 empty] | 280.21 | 289.09 | 292.09 | 288.57 | 290.69 | NO-ESTIMATION | NO-ESTIMATION | NO-ESTIMATION | NO-ESTIMATION | CAPACITY-FACTOR-V1
CHN | China | Weishan C |  | WKS0070127 | 60 | 34.9600 | 116.9260 | Solar | [5 empty] | Wiki-Solar | https://www.wiki-solar.org | Wiki-Solar | [10 empty] | 94.82 | 94.32 | 98.22 | 97.98 | 95.46 | NO-ESTIMATION | NO-ESTIMATION | NO-ESTIMATION | NO-ESTIMATION | CAPACITY-FACTOR-V1
CHN | China | Shandong Yizhao |  | WRI1026001 | 10 | 34.9700 | 117.4400 | Solar | [5 empty] | UNFCCC CDM | http://cdm.unfccc.int/filestorage/n/0/3U7MTDA8OJ29WQI5K1VLSXFBP40CZ6.pdf/CDM-PDD%20for%20project%20activity%20Shandong%20Yizhao%2010MW%20Grid-connected%20Solar%20Power%20Generation%20Project.pdf?t=UmV8b2o5eGtkfDDWd6KvCzmDfpYYCr_y_TRo | [11 empty] | 17.23 | 17.19 | 17.72 | 17.77 | 17.41 | HYDRO-V1 | HYDRO-V1 | HYDRO-V1 | HYDRO-V1 | HYDRO-V1
CHN | China | Xiji A |  | WKS0069480 | 15 | 34.9720 | 117.4390 | Solar | [5 empty] | Wiki-Solar | https://www.wiki-solar.org | Wiki-Solar | [10 empty] | 25.91 | 25.95 | 26.87 | 26.79 | 26.36 | NO-ESTIMATION | NO-ESTIMATION | NO-ESTIMATION | NO-ESTIMATION | CAPACITY-FACTOR-V1
CHN | China | Shanting A |  | WKS0070223 | 15 | 34.9750 | 117.6520 | Solar | [5 empty] | Wiki-Solar | https://www.wiki-solar.org | Wiki-Solar | [10 empty] | 25.91 | 25.92 | 26.87 | 26.79 | 26.39 | NO-ESTIMATION | NO-ESTIMATION | NO-ESTIMATION | NO-ESTIMATION | CAPACITY-FACTOR-V1
CHN | China | Jiyuan B |  | WKS0073760 | 5 | 35.1718 | 112.5164 | Solar | [5 empty] | Wiki-Solar | https://www.wiki-solar.org | Wiki-Solar | [10 empty] | 8.57 | 8.20 | 8.10 | 8.29 | 8.65 | NO-ESTIMATION | NO-ESTIMATION | NO-ESTIMATION | NO-ESTIMATION | CAPACITY-FACTOR-V1
CHN | China | Jiyuan A |  | WKS0073759 | 20 | 35.1820 | 112.7550 | Solar | [5 empty] | Wiki-Solar | https://www.wiki-solar.org | Wiki-Solar | [10 empty] | 34.33 | 32.84 | 32.76 | 32.93 | 34.85 | SOLAR-V1-NO-AGE | SOLAR-V1-NO-AGE | SOLAR-V1-NO-AGE | SOLAR-V1-NO-AGE | SOLAR-V1-NO-AGE
CHN | China | Macun A |  | WKS0073750 | 40 | 35.3240 | 113.3820 | Solar | [5 empty] | Wiki-Solar | https://www.wiki-solar.org | Wiki-Solar | [10 empty] | 62.04 | 61.27 | 61.06 | 61.23 | 62.92 | HYDRO-V1 | HYDRO-V1 | HYDRO-V1 | HYDRO-V1 | HYDRO-V1
CHN | China | Jining |  | WKS0060199 | 8 | 35.3570 | 116.6350 | Solar | [5 empty] | Wiki-Solar | https://www.wiki-solar.org | Wiki-Solar | [10 empty] | 13.85 | 13.67 | 14.02 | 14.20 | 13.89 | SOLAR-V1-NO-AGE | SOLAR-V1-NO-AGE | SOLAR-V1-NO-AGE | SOLAR-V1-NO-AGE | SOLAR-V1-NO-AGE
CHN | China | Huixian A |  | WKS0073761 | 20 | 35.5590 | 113.7030 | Solar | [5 empty] | Wiki-Solar | https://www.wiki-solar.org | Wiki-Solar | [10 empty] | 33.99 | 34.35 | 34.35 | 34.51 | 35 | SOLAR-V1-NO-AGE | SOLAR-V1-NO-AGE | SOLAR-V1-NO-AGE | SOLAR-V1-NO-AGE | SOLAR-V1-NO-AGE
CHN | China | Hebi Qi I |  | WKS0066586 | 30 | 35.5870 | 114.0860 | Solar | [5 empty] | Wiki-Solar | https://www.wiki-solar.org | Wiki-Solar | [10 empty] | 46.92 | 48.43 | 49.08 | 49.01 | 48.78 | HYDRO-V1 | HYDRO-V1 | HYDRO-V1 | HYDRO-V1 | HYDRO-V1
CHN | China | Hebi Qi II |  | WKS0066587 | 70 | 35.5940 | 114.0890 | Solar | [5 empty] | Wiki-Solar | https://www.wiki-solar.org | Wiki-Solar | [10 empty] | 109.51 | 112.46 | 113.80 | 113.80 | 113.23 | NO-ESTIMATION | NO-ESTIMATION | NO-ESTIMATION | NO-ESTIMATION | CAPACITY-FACTOR-V1
CHN | China | Baisicun A |  | WKS0069744 | 50 | 35.6940 | 114.1120 | Solar | [5 empty] | Wiki-Solar | https://www.wiki-solar.org | Wiki-Solar | [10 empty] | 78.26 | 79.54 | 80.94 | 81.33 | 81.01 | SOLAR-V1-NO-AGE | SOLAR-V1-NO-AGE | SOLAR-V1-NO-AGE | SOLAR-V1-NO-AGE | SOLAR-V1-NO-AGE
CHN | China | Hebi Qi Tumencun |  | WKS0069745 | 30 | 35.7920 | 114.1540 | Solar | [5 empty] | Wiki-Solar | https://www.wiki-solar.org | Wiki-Solar | [10 empty] | 47.14 | 47.75 | 47.85 | 48.79 | 48.76 | SOLAR-V1-NO-AGE | SOLAR-V1-NO-AGE | SOLAR-V1-NO-AGE | SOLAR-V1-NO-AGE | SOLAR-V1-NO-AGE
CHN | China | Shenxian A |  | WKS0073408 | 20 | 35.9290 | 115.3910 | Solar | [5 empty] | Wiki-Solar | https://www.wiki-solar.org | Wiki-Solar | [10 empty] | 34.59 | 34.76 | 35.34 | 36.01 | 35.34 | HYDRO-V1 | HYDRO-V1 | HYDRO-V1 | HYDRO-V1 | HYDRO-V1
CHN | China | Taiqian A |  | WKS0073752 | 70 | 35.9480 | 115.7470 | Solar | [5 empty] | Wiki-Solar | https://www.wiki-solar.org | Wiki-Solar | [10 empty] | 112.44 | 112.09 | 115.09 | 116.79 | 113.9 | NO-ESTIMATION | NO-ESTIMATION | NO-ESTIMATION | NO-ESTIMATION | CAPACITY-FACTOR-V1
CHN | China | Linzhou F |  | WKS0073751 | 15 | 35.9540 | 113.8440 | Solar | [5 empty] | Wiki-Solar | https://www.wiki-solar.org | Wiki-Solar | [10 empty] | 24.96 | 23.93 | 24.18 | 24.41 | 25.17 | NO-ESTIMATION | NO-ESTIMATION | NO-ESTIMATION | NO-ESTIMATION | CAPACITY-FACTOR-V1
CHN | China | Tangyin A |  | WKS0073762 | 35 | 35.9700 | 114.3120 | Solar | [5 empty] | Wiki-Solar | https://www.wiki-solar.org | Wiki-Solar | [10 empty] | 55.51 | 56.18 | 57.64 | 57.58 | 57.36 | NO-ESTIMATION | NO-ESTIMATION | NO-ESTIMATION | NO-ESTIMATION | CAPACITY-FACTOR-V1
CHN | China | Taiqian B |  | WKS0073757 | 40 | 35.9700 | 115.7920 | Solar | [5 empty] | Wiki-Solar | https://www.wiki-solar.org | Wiki-Solar | [10 empty] | 64.38 | 64.37 | 66.07 | 66.77 | 65.76 | SOLAR-V1-NO-AGE | SOLAR-V1-NO-AGE | SOLAR-V1-NO-AGE | SOLAR-V1-NO-AGE | SOLAR-V1-NO-AGE
CHN | China | Taian |  | WKS0067367 | 20 | 35.9800 | 117.3200 | Solar | [5 empty] | Wiki-Solar | https://www.wiki-solar.org | Wiki-Solar | [10 empty] | 30.72 | 34.07 | 33.39 | 34.20 | 33.52 | NO-ESTIMATION | NO-ESTIMATION | NO-ESTIMATION | NO-ESTIMATION | CAPACITY-FACTOR-V1
CHN | China | Shibeitoucun A |  | WKS0069746 | 10 | 35.9930 | 114.1350 | Solar | [5 empty] | Wiki-Solar | https://www.wiki-solar.org | Wiki-Solar | [10 empty] | 17.02 | 17.18 | 17.17 | 17.54 | 17.45 | HYDRO-V1 | HYDRO-V1 | HYDRO-V1 | HYDRO-V1 | HYDRO-V1
CHN | China | Mashang |  | WKS0064816 | 80 | 36.0130 | 114.8910 | Solar | [5 empty] | Wiki-Solar | https://www.wiki-solar.org | Wiki-Solar | [10 empty] | 128.99 | 129.77 | 132.27 | 132.72 | 132.04 | SOLAR-V1-NO-AGE | SOLAR-V1-NO-AGE | SOLAR-V1-NO-AGE | SOLAR-V1-NO-AGE | SOLAR-V1-NO-AGE
CHN | China | Mashang A |  | WKS0069747 | 10 | 36.0210 | 114.9020 | Solar | [5 empty] | Wiki-Solar | https://www.wiki-solar.org | Wiki-Solar | [10 empty] | 17.29 | 17.43 | 17.58 | 17.81 | 17.66 | SOLAR-V1-NO-AGE | SOLAR-V1-NO-AGE | SOLAR-V1-NO-AGE | SOLAR-V1-NO-AGE | SOLAR-V1-NO-AGE
CHN | China | Shanyingzhen A |  | WKS0072536 | 30 | 36.0500 | 114.0940 | Solar | [5 empty] | Wiki-Solar | https://www.wiki-solar.org | Wiki-Solar | [10 empty] | 47.11 | 47.64 | 47.69 | 47.62 | 48.55 | SOLAR-V1-NO-AGE | SOLAR-V1-NO-AGE | SOLAR-V1-NO-AGE | SOLAR-V1-NO-AGE | SOLAR-V1-NO-AGE
CHN | China | Nanpingcun A |  | WKS0072537 | 20 | 36.0540 | 114.0800 | Solar | [5 empty] | Wiki-Solar | https://www.wiki-solar.org | Wiki-Solar | [10 empty] | 33.95 | 34.35 | 34.28 | 34.55 | 34.87 | HYDRO-V1 | HYDRO-V1 | HYDRO-V1 | HYDRO-V1 | HYDRO-V1
CHN | China | Nanpingcun B |  | WKS0072538 | 25 | 36.0610 | 114.0540 | Solar | [5 empty] | Wiki-Solar | https://www.wiki-solar.org | Wiki-Solar | [10 empty] | 38.64 | 38.77 | 38.74 | 38.47 | 39.71 | HYDRO-V1 | HYDRO-V1 | HYDRO-V1 | HYDRO-V1 | HYDRO-V1
CHN | China | Linzhou A |  | WKS0072539 | 60 | 36.0930 | 114.0020 | Solar | [5 empty] | Wiki-Solar | https://www.wiki-solar.org | Wiki-Solar | [10 empty] | 92.45 | 91.68 | 91.56 | 91.48 | 93.89 | SOLAR-V1-NO-AGE | SOLAR-V1-NO-AGE | SOLAR-V1-NO-AGE | SOLAR-V1-NO-AGE | SOLAR-V1-NO-AGE
CHN | China | Longyangxia Solar-Hydro II |  | WKS0068064 | 530 | 36.0990 | 100.5470 | Solar | [5 empty] | Wiki-Solar | https://www.wiki-solar.org | Wiki-Solar | [10 empty] | 939.60 | 916.87 | 974.04 | 985.17 | 959.93 | NO-ESTIMATION | NO-ESTIMATION | NO-ESTIMATION | NO-ESTIMATION | CAPACITY-FACTOR-V1
CHN | China | Nanle A |  | WKS0073406 | 20 | 36.1000 | 115.1110 | Solar | [5 empty] | Wiki-Solar | https://www.wiki-solar.org | Wiki-Solar | [10 empty] | 34.35 | 34.92 | 35.29 | 35.65 | 35.52 | HYDRO-V1 | HYDRO-V1 | HYDRO-V1 | HYDRO-V1 | HYDRO-V1
CHN | China | Linzhou B |  | WKS0072540 | 15 | 36.1150 | 113.9440 | Solar | [5 empty] | Wiki-Solar | https://www.wiki-solar.org | Wiki-Solar | [10 empty] | 24.69 | 24.71 | 24.61 | 24.67 | 25.32 | HYDRO-V1 | HYDRO-V1 | HYDRO-V1 | HYDRO-V1 | HYDRO-V1
CHN | China | Yuanzhou A |  | WKS0070353 | 30 | 36.1440 | 106.1970 | Solar | [5 empty] | Wiki-Solar | https://www.wiki-solar.org | Wiki-Solar | [10 empty] | 46.86 | 44.34 | 44.92 | 50.02 | 45.39 | NO-ESTIMATION | NO-ESTIMATION | NO-ESTIMATION | NO-ESTIMATION | CAPACITY-FACTOR-V1
CHN | China | Nanle B |  | WKS0073407 | 50 | 36.1500 | 115.1650 | Solar | [5 empty] | Wiki-Solar | https://www.wiki-solar.org | Wiki-Solar | [10 empty] | 79.85 | 80.24 | 81.66 | 82.39 | 81.91 | NO-ESTIMATION | NO-ESTIMATION | NO-ESTIMATION | NO-ESTIMATION | CAPACITY-FACTOR-V1
CHN | China | Gonghe CPI |  | WKS0063025 | 200 | 36.1550 | 100.5070 | Solar | [5 empty] | Wiki-Solar | https://www.wiki-solar.org | Wiki-Solar | [10 empty] | 365.36 | 355.98 | 377.67 | 383.40 | 371.83 | NO-ESTIMATION | NO-ESTIMATION | NO-ESTIMATION | NO-ESTIMATION | CAPACITY-FACTOR-V1
CHN | China | Ningxia Electric Power Group Touying |  | WRI1025940 | 10 | 36.1600 | 106.1700 | Solar |  |  |  |  | Ningxia Electric Power Group Co. Ltd. | UNFCCC CDM | https://cdm.unfccc.int/filestorage/f/b/GZ0BEIFX9AWD672JKCNMLU3QHYT84O.pdf/PDD_Touying%20PV.pdf?t=SWV8b2o5c2IxfDAUZL-N2wJq9vA8_TdGJt8L |  | 1094418 | [9 empty] | 16.00 | 15.05 | 15.26 | 17.17 | 15.68 | SOLAR-V1-NO-AGE | SOLAR-V1-NO-AGE | SOLAR-V1-NO-AGE | SOLAR-V1-NO-AGE | SOLAR-V1-NO-AGE
CHN | China | Gonghe A |  | WKS0070114 | 30 | 36.1780 | 100.5340 | Solar | [5 empty] | Wiki-Solar | https://www.wiki-solar.org | Wiki-Solar | [10 empty] | 53.58 | 52.37 | 55.67 | 56.15 | 54.77 | NO-ESTIMATION | NO-ESTIMATION | NO-ESTIMATION | NO-ESTIMATION | CAPACITY-FACTOR-V1
CHN | China | Hanergy Gognhe Solar Park |  | WRI1025941 | 50 | 36.1800 | 100.6200 | Solar |  |  |  |  | Hanergy Hainan Prefecture PV Power Co. Ltd. | UNFCCC CDM | http://cdm-en.ccchina.gov.cn/newitemall0.aspx?page=2 | [11 empty] | 90.27 | 87.80 | 93.59 | 93.78 | 91.66 | SOLAR-V1-NO-AGE | SOLAR-V1-NO-AGE | SOLAR-V1-NO-AGE | SOLAR-V1-NO-AGE | SOLAR-V1-NO-AGE
CHN | China | Yingfangcun A |  | WKS0070053 | 15 | 36.1810 | 114.2290 | Solar | [5 empty] | Wiki-Solar | https://www.wiki-solar.org | Wiki-Solar | [10 empty] | 25.67 | 25.97 | 26.15 | 26.52 | 26.39 | SOLAR-V1-NO-AGE | SOLAR-V1-NO-AGE | SOLAR-V1-NO-AGE | SOLAR-V1-NO-AGE | SOLAR-V1-NO-AGE
CHN | China | Longyangxia Solar-Hydro I |  | WKS0063024 | 320 | 36.1840 | 100.6180 | Solar | [5 empty] | Wiki-Solar | https://www.wiki-solar.org | Wiki-Solar | [10 empty] | 567.31 | 554.22 | 588.10 | 593.45 | 578.47 | HYDRO-V1 | HYDRO-V1 | HYDRO-V1 | HYDRO-V1 | HYDRO-V1
CHN | China | Qinghai Gonghe |  | WRI1026005 | 30 | 36.1900 | 100.5100 | Solar | [5 empty] | UNFCCC CDM | http://cdm.unfccc.int/filestorage/s/7/ZJ2WA6KV5FP87ISE4G3B9RMN1XOTUH.pdf/PDD_Qinghai%20Gonghe%2030MW%20Solar_07Aug2012%26%2365288%3Bclean%26%2365289%3B.pdf?t=ZWd8b2o5eHRrfDBbdhAYkaOJpDTaahMANcF7 | [11 empty] | 53.58 | 52.37 | 55.67 | 56.15 | 54.77 | SOLAR-V1-NO-AGE | SOLAR-V1-NO-AGE | SOLAR-V1-NO-AGE | SOLAR-V1-NO-AGE | SOLAR-V1-NO-AGE
CHN | China | Gonghe UPV 30 |  | WKS0067842 | 30 | 36.1950 | 100.5500 | Solar | [5 empty] | Wiki-Solar | https://www.wiki-solar.org | Wiki-Solar | [10 empty] | 53.58 | 52.37 | 55.67 | 56.15 | 54.77 | HYDRO-V1 | HYDRO-V1 | HYDRO-V1 | HYDRO-V1 | HYDRO-V1
CHN | China | Gonghe UPV 20 |  | WKS0067840 | 20 | 36.1960 | 100.5650 | Solar | [5 empty] | Wiki-Solar | https://www.wiki-solar.org | Wiki-Solar | [10 empty] | 36.07 | 35.65 | 37.48 | 37.79 | 37.43 | HYDRO-V1 | HYDRO-V1 | HYDRO-V1 | HYDRO-V1 | HYDRO-V1
CHN | China | Dulan |  | WKS0061791 | 30 | 36.1997 | 97.0208 | Solar | [5 empty] | Wiki-Solar | https://www.wiki-solar.org | Wiki-Solar | [10 empty] | 55.42 | 52.09 | 54.96 | 52.25 | 52.72 | NO-ESTIMATION | NO-ESTIMATION | NO-ESTIMATION | NO-ESTIMATION | CAPACITY-FACTOR-V1
CHN | China | Tianlucun A |  | WKS0070052 | 30 | 36.2030 | 114.1330 | Solar | [5 empty] | Wiki-Solar | https://www.wiki-solar.org | Wiki-Solar | [10 empty] | 47.11 | 47.70 | 47.74 | 48.34 | 48.55 | SOLAR-V1-NO-AGE | SOLAR-V1-NO-AGE | SOLAR-V1-NO-AGE | SOLAR-V1-NO-AGE | SOLAR-V1-NO-AGE
CHN | China | Gonghe UPV 100 |  | WKS0067841 | 100 | 36.2050 | 100.5800 | Solar | [5 empty] | Wiki-Solar | https://www.wiki-solar.org | Wiki-Solar | [10 empty] | 183.09 | 178.40 | 189.25 | 191.27 | 186.33 | SOLAR-V1-NO-AGE | SOLAR-V1-NO-AGE | SOLAR-V1-NO-AGE | SOLAR-V1-NO-AGE | SOLAR-V1-NO-AGE
CHN | China | Linzhou D |  | WKS0072829 | 25 | 36.2290 | 113.8740 | Solar | [5 empty] | Wiki-Solar | https://www.wiki-solar.org | Wiki-Solar | [10 empty] | 38.33 | 37.71 | 38.22 | 38.28 | 39.15 | SOLAR-V1-NO-AGE | SOLAR-V1-NO-AGE | SOLAR-V1-NO-AGE | SOLAR-V1-NO-AGE | SOLAR-V1-NO-AGE
CHN | China | Linzhou C |  | WKS0072825 | 4.5 | 36.2390 | 113.9730 | Solar | [5 empty] | Wiki-Solar | https://www.wiki-solar.org | Wiki-Solar | [10 empty] | 7.24 | 7.19 | 6.92 | 7.06 | 7.19 | SOLAR-V1-NO-AGE | SOLAR-V1-NO-AGE | SOLAR-V1-NO-AGE | SOLAR-V1-NO-AGE | SOLAR-V1-NO-AGE
CHN | China | Gonghe HTW |  | WKS0061709 | 20 | 36.2650 | 100.6470 | Solar | [5 empty] | Wiki-Solar | https://www.wiki-solar.org | Wiki-Solar | [10 empty] | 36.32 | 36.40 | 37.48 | 36.96 | 36.7 | HYDRO-V1 | HYDRO-V1 | HYDRO-V1 | HYDRO-V1 | HYDRO-V1
CHN | China | Gonghe Jinko |  | WKS0063091 | 10 | 36.2750 | 100.5900 | Solar | [5 empty] | Wiki-Solar | https://www.wiki-solar.org | Wiki-Solar | [10 empty] | 15.95 | 16.48 | 16.15 | 16.48 | 16.46 | HYDRO-V1 | HYDRO-V1 | HYDRO-V1 | HYDRO-V1 | HYDRO-V1
CHN | China | Anyang A |  | WKS0072827 | 75 | 36.2840 | 114.0130 | Solar | [5 empty] | Wiki-Solar | https://www.wiki-solar.org | Wiki-Solar | [10 empty] | 117.18 | 114.12 | 114.83 | 115.06 | 118.78 | SOLAR-V1-NO-AGE | SOLAR-V1-NO-AGE | SOLAR-V1-NO-AGE | SOLAR-V1-NO-AGE | SOLAR-V1-NO-AGE
CHN | China | Gonghe Sky |  | WKS0061546 | 50 | 36.2870 | 100.5700 | Solar | [5 empty] | Wiki-Solar | https://www.wiki-solar.org | Wiki-Solar | [10 empty] | 91.06 | 90.46 | 93.42 | 92.40 | 90.18 | NO-ESTIMATION | NO-ESTIMATION | NO-ESTIMATION | NO-ESTIMATION | CAPACITY-FACTOR-V1
CHN | China | Linzhou E |  | WKS0072828 | 6 | 36.3120 | 113.9950 | Solar | [5 empty] | Wiki-Solar | https://www.wiki-solar.org | Wiki-Solar | [10 empty] | 9.68 | 9.48 | 9.41 | 9.58 | 9.75 | HYDRO-V1 | HYDRO-V1 | HYDRO-V1 | HYDRO-V1 | HYDRO-V1
CHN | China | Golmud 1 |  | WKS0068509 | 20 | 36.3140 | 94.8150 | Solar | [5 empty] | Wiki-Solar | https://www.wiki-solar.org | Wiki-Solar | [10 empty] | 36.15 | 35.47 | 36.19 | 37.86 | 37.12 | HYDRO-V1 | HYDRO-V1 | HYDRO-V1 | HYDRO-V1 | HYDRO-V1
CHN | China | Golmud 2 |  | WKS0060130 | 20 | 36.3183 | 94.8125 | Solar | [5 empty] | Wiki-Solar | https://www.wiki-solar.org | Wiki-Solar | [10 empty] | 36.22 | 35.25 | 36.19 | 37.90 | 37.2 | HYDRO-V1 | HYDRO-V1 | HYDRO-V1 | HYDRO-V1 | HYDRO-V1
CHN | China | Golmud 3 |  | WKS0068510 | 60 | 36.3280 | 94.8020 | Solar | [5 empty] | Wiki-Solar | https://www.wiki-solar.org | Wiki-Solar | [10 empty] | 108.68 | 104.47 | 106.98 | 113.33 | 109.09 | HYDRO-V1 | HYDRO-V1 | HYDRO-V1 | HYDRO-V1 | HYDRO-V1
CHN | China | Qinghai Golmud |  | WRI1025942 | 20 | 36.3300 | 95.2290 | Solar |  |  |  |  | Longyuan Golmud New Energy Development Company | UNFCCC CDM | https://cdm.unfccc.int/filestorage/H/5/B/H5BQXTS9WIC04LEKJV8Y32FZRUN7OP/5379-%20PDD.pdf?t=YzF8b2o5anNtfDD6-yYsPPpQ5ebvTJo8m3OH | [11 empty] | 36.23 | 36.41 | 36.30 | 37.53 | 37.44 | SOLAR-V1-NO-AGE | SOLAR-V1-NO-AGE | SOLAR-V1-NO-AGE | SOLAR-V1-NO-AGE | SOLAR-V1-NO-AGE
CHN | China | Golmud CPV |  | WKS0061199 | 50 | 36.3324 | 94.8096 | Solar | [5 empty] | Wiki-Solar | https://www.wiki-solar.org | Wiki-Solar | [10 empty] | 90.65 | 87.09 | 89.63 | 94.46 | 90.74 | HYDRO-V1 | HYDRO-V1 | HYDRO-V1 | HYDRO-V1 | HYDRO-V1
CHN | China | GoSP} AF |  | WKS0068516 | 10 | 36.3330 | 95.2300 | Solar | [5 empty] | Wiki-Solar | https://www.wiki-solar.org | Wiki-Solar | [10 empty] | 15.87 | 16.48 | 16.27 | 16.77 | 16.89 | SOLAR-V1-NO-AGE | SOLAR-V1-NO-AGE | SOLAR-V1-NO-AGE | SOLAR-V1-NO-AGE | SOLAR-V1-NO-AGE
CHN | China | Golmud 4 |  | WKS0068511 | 10 | 36.3370 | 94.8090 | Solar | [5 empty] | Wiki-Solar | https://www.wiki-solar.org | Wiki-Solar | [10 empty] | 15.91 | 16.08 | 16.33 | 16.96 | 16.71 | SOLAR-V1-NO-AGE | SOLAR-V1-NO-AGE | SOLAR-V1-NO-AGE | SOLAR-V1-NO-AGE | SOLAR-V1-NO-AGE
CHN | China | GoSP} CTGNE |  | WKS0073424 | 500 | 36.3400 | 95.1900 | Solar | [5 empty] | Wiki-Solar | https://www.wiki-solar.org | Wiki-Solar | [10 empty] | 891.23 | 866.47 | 877.16 | 920.23 | 905.78 | SOLAR-V1-NO-AGE | SOLAR-V1-NO-AGE | SOLAR-V1-NO-AGE | SOLAR-V1-NO-AGE | SOLAR-V1-NO-AGE
CHN | China | Qinghai SPIC |  | WKS0069945 | 100 | 36.3460 | 95.1400 | Solar | [5 empty] | Wiki-Solar | https://www.wiki-solar.org | Wiki-Solar | [10 empty] | 184.67 | 178.40 | 178.34 | 190.78 | 185.87 | SOLAR-V1-NO-AGE | SOLAR-V1-NO-AGE | SOLAR-V1-NO-AGE | SOLAR-V1-NO-AGE | SOLAR-V1-NO-AGE
CHN | China | GoSP} CSP |  | WKS0071012 | 200 | 36.3500 | 95.1200 | Solar | [5 empty] | Wiki-Solar | https://www.wiki-solar.org | Wiki-Solar | [10 empty] | 367.65 | 355.58 | 356.36 | 380.74 | 370.09 | NO-ESTIMATION | NO-ESTIMATION | NO-ESTIMATION | NO-ESTIMATION | CAPACITY-FACTOR-V1
CHN | China | GoSP} G |  | WKS0066525 | 10 | 36.3520 | 95.1450 | Solar | [5 empty] | Wiki-Solar | https://www.wiki-solar.org | Wiki-Solar | [10 empty] | 15.95 | 16.22 | 15.99 | 16.87 | 16.86 | NO-ESTIMATION | NO-ESTIMATION | NO-ESTIMATION | NO-ESTIMATION | CAPACITY-FACTOR-V1
CHN | China | GoSP} F |  | WKS0066524 | 25 | 36.3550 | 95.1350 | Solar | [5 empty] | Wiki-Solar | https://www.wiki-solar.org | Wiki-Solar | [10 empty] | 45.00 | 43.75 | 43.81 | 46.72 | 45.53 | NO-ESTIMATION | NO-ESTIMATION | NO-ESTIMATION | NO-ESTIMATION | CAPACITY-FACTOR-V1
CHN | China | GoSP} AE |  | WKS0068515 | 45 | 36.3550 | 95.1710 | Solar | [5 empty] | Wiki-Solar | https://www.wiki-solar.org | Wiki-Solar | [10 empty] | 81.86 | 78.60 | 79.39 | 83.99 | 82.02 | NO-ESTIMATION | NO-ESTIMATION | NO-ESTIMATION | NO-ESTIMATION | CAPACITY-FACTOR-V1
CHN | China | GoSP} Y |  | WKS0066539 | 12 | 36.3550 | 95.2560 | Solar | [5 empty] | Wiki-Solar | https://www.wiki-solar.org | Wiki-Solar | [10 empty] | 20.05 | 20.83 | 20.91 | 21.28 | 21.61 | NO-ESTIMATION | NO-ESTIMATION | NO-ESTIMATION | NO-ESTIMATION | CAPACITY-FACTOR-V1
CHN | China | GoSP} AG |  | WKS0068517 | 50 | 36.3570 | 95.2390 | Solar | [5 empty] | Wiki-Solar | https://www.wiki-solar.org | Wiki-Solar | [10 empty] | 90.95 | 90.49 | 89.02 | 93.53 | 91.85 | NO-ESTIMATION | NO-ESTIMATION | NO-ESTIMATION | NO-ESTIMATION | CAPACITY-FACTOR-V1
CHN | China | GoSP} AS |  | WKS0070298 | 25 | 36.3600 | 95.1000 | Solar | [5 empty] | Wiki-Solar | https://www.wiki-solar.org | Wiki-Solar | [10 empty] | 44.68 | 43.70 | 43.92 | 46.80 | 45.4 | NO-ESTIMATION | NO-ESTIMATION | NO-ESTIMATION | NO-ESTIMATION | CAPACITY-FACTOR-V1
CHN | China | GoSP} D |  | WKS0061541 | 10 | 36.3600 | 95.1050 | Solar | [5 empty] | Wiki-Solar | https://www.wiki-solar.org | Wiki-Solar | [10 empty] | 15.87 | 16.20 | 16.01 | 16.90 | 16.8 | NO-ESTIMATION | NO-ESTIMATION | NO-ESTIMATION | NO-ESTIMATION | CAPACITY-FACTOR-V1
CHN | China | Huaneng Geermu III |  | WRI1026361 | 20 | 36.3600 | 95.1090 | Solar | [5 empty] | UNFCCC CDM | http://cdm-en.ccchina.gov.cn/newitemall0.aspx?page=5 | [11 empty] | 36.15 | 35.61 | 35.87 | 37.77 | 37.22 | NO-ESTIMATION | NO-ESTIMATION | NO-ESTIMATION | NO-ESTIMATION | CAPACITY-FACTOR-V1
CHN | China | GoSP} E |  | WKS0061542 | 40 | 36.3600 | 95.1230 | Solar | [5 empty] | Wiki-Solar | https://www.wiki-solar.org | Wiki-Solar | [10 empty] | 72.62 | 70.24 | 70.45 | 75.27 | 73.2 | NO-ESTIMATION | NO-ESTIMATION | NO-ESTIMATION | NO-ESTIMATION | CAPACITY-FACTOR-V1
CHN | China | Qinghai Golmud Phase II |  | WRI1026362 | 30 | 36.3600 | 95.1700 | Solar | [5 empty] | UNFCCC CDM | https://cdm.unfccc.int/Projects/DB/DNV-CUK1338205594.3/view | [11 empty] | 54.17 | 52.37 | 52.88 | 55.91 | 54.63 | NO-ESTIMATION | NO-ESTIMATION | NO-ESTIMATION | NO-ESTIMATION | CAPACITY-FACTOR-V1
CHN | China | Qinghai longyuan Golmud Phase III |  | WRI1025943 | 20 | 36.3600 | 95.2400 | Solar |  |  |  |  | Longyuan Golmud New Energy Development Co. Ltd. | UNFCCC CDM | http://cdm.unfccc.int/filestorage/a/6/CF6MIPLXE830KJAQOU4DZT1RHVBYSG.pdf/7888-20121026-PDD.pdf?t=bkZ8b2o5dW9vfDDp6VTxX-1ExMufqSCuQXFF |  | 1086206 | [9 empty] | 36.23 | 36.41 | 36.13 | 37.53 | 37.44 | NO-ESTIMATION | NO-ESTIMATION | NO-ESTIMATION | NO-ESTIMATION | CAPACITY-FACTOR-V1
CHN | China | GoSP} W |  | WKS0066538 | 11 | 36.3600 | 95.2570 | Solar | [5 empty] | Wiki-Solar | https://www.wiki-solar.org | Wiki-Solar | [10 empty] | 18.34 | 19.10 | 19.12 | 19.51 | 19.78 | NO-ESTIMATION | NO-ESTIMATION | NO-ESTIMATION | NO-ESTIMATION | CAPACITY-FACTOR-V1
CHN | China | GoSP} AT |  | WKS0070299 | 30 | 36.3640 | 95.1580 | Solar | [5 empty] | Wiki-Solar | https://www.wiki-solar.org | Wiki-Solar | [10 empty] | 53.95 | 52.37 | 52.48 | 56.03 | 54.63 | NO-ESTIMATION | NO-ESTIMATION | NO-ESTIMATION | NO-ESTIMATION | CAPACITY-FACTOR-V1
CHN | China | GoSP} Beikong II |  | WKS0066522 | 20 | 36.3640 | 95.1700 | Solar | [5 empty] | Wiki-Solar | https://www.wiki-solar.org | Wiki-Solar | [10 empty] | 36.39 | 35.65 | 35.99 | 37.63 | 37.34 | NO-ESTIMATION | NO-ESTIMATION | NO-ESTIMATION | NO-ESTIMATION | CAPACITY-FACTOR-V1
CHN | China | GoSP} Beikong |  | WKS0061703 | 20 | 36.3650 | 95.1690 | Solar | [5 empty] | Wiki-Solar | https://www.wiki-solar.org | Wiki-Solar | [10 empty] | 36.39 | 35.65 | 35.99 | 37.71 | 37.34 | NO-ESTIMATION | NO-ESTIMATION | NO-ESTIMATION | NO-ESTIMATION | CAPACITY-FACTOR-V1
CHN | China | GoSP} AH |  | WKS0068518 | 5 | 36.3660 | 95.2350 | Solar | [5 empty] | Wiki-Solar | https://www.wiki-solar.org | Wiki-Solar | [10 empty] | 8.12 | 8.37 | 8.08 | 8.52 | 8.47 | NO-ESTIMATION | NO-ESTIMATION | NO-ESTIMATION | NO-ESTIMATION | CAPACITY-FACTOR-V1
CHN | China | GoSP} AR |  | WKS0070297 | 40 | 36.3670 | 95.1000 | Solar | [5 empty] | Wiki-Solar | https://www.wiki-solar.org | Wiki-Solar | [10 empty] | 72.29 | 70.24 | 70.63 | 75.48 | 72.79 | NO-ESTIMATION | NO-ESTIMATION | NO-ESTIMATION | NO-ESTIMATION | CAPACITY-FACTOR-V1
CHN | China | GoSP} AO |  | WKS0070294 | 40 | 36.3670 | 95.1150 | Solar | [5 empty] | Wiki-Solar | https://www.wiki-solar.org | Wiki-Solar | [10 empty] | 72.29 | 70.24 | 70.58 | 75.40 | 73 | NO-ESTIMATION | NO-ESTIMATION | NO-ESTIMATION | NO-ESTIMATION | CAPACITY-FACTOR-V1
CHN | China | GoSP} AN |  | WKS0070293 | 50 | 36.3670 | 95.1290 | Solar | [5 empty] | Wiki-Solar | https://www.wiki-solar.org | Wiki-Solar | [10 empty] | 90.85 | 87.70 | 87.96 | 93.99 | 91.4 | NO-ESTIMATION | NO-ESTIMATION | NO-ESTIMATION | NO-ESTIMATION | CAPACITY-FACTOR-V1
CHN | China | Sdic Qinghai Golmudp (Phase 2) |  | WRI1072070 | 30 | 36.3731 | 95.1406 | Solar | [5 empty] | UNFCCC CDM Registry | https://cdm.unfccc.int/Projects/redirector?ref=6091 | UNFCCC CDM Registry | [10 empty] | 53.82 | 52.37 | 52.45 | 56.03 | 54.51 | NO-ESTIMATION | NO-ESTIMATION | NO-ESTIMATION | NO-ESTIMATION | CAPACITY-FACTOR-V1
CHN | China | GoSP} Geermu CTGNE |  | WKS0061687 | 11 | 36.3750 | 95.2690 | Solar | [5 empty] | Wiki-Solar | https://www.wiki-solar.org | Wiki-Solar | [10 empty] | 18.28 | 19.10 | 19.12 | 19.51 | 19.78 | NO-ESTIMATION | NO-ESTIMATION | NO-ESTIMATION | NO-ESTIMATION | CAPACITY-FACTOR-V1
CHN | China | GoSP} S |  | WKS0066535 | 25 | 36.3760 | 95.1700 | Solar | [5 empty] | Wiki-Solar | https://www.wiki-solar.org | Wiki-Solar | [10 empty] | 45.00 | 43.75 | 43.84 | 46.72 | 45.63 | NO-ESTIMATION | NO-ESTIMATION | NO-ESTIMATION | NO-ESTIMATION | CAPACITY-FACTOR-V1
CHN | China | Geermu PV |  | WRI1072035 | 10 | 36.3765 | 95.2691 | Solar | [5 empty] | UNFCCC CDM Registry | https://cdm.unfccc.int/Projects/redirector?ref=6017 | UNFCCC CDM Registry | 1095336 | [9 empty] | 15.65 | 16.48 | 16.27 | 16.77 | 16.9 | NO-ESTIMATION | NO-ESTIMATION | NO-ESTIMATION | NO-ESTIMATION | CAPACITY-FACTOR-V1
CHN | China | GoSP} L |  | WKS0066529 | 20 | 36.3770 | 95.1980 | Solar | [5 empty] | Wiki-Solar | https://www.wiki-solar.org | Wiki-Solar | [10 empty] | 36.19 | 35.50 | 36.11 | 37.63 | 37.44 | NO-ESTIMATION | NO-ESTIMATION | NO-ESTIMATION | NO-ESTIMATION | CAPACITY-FACTOR-V1
CHN | China | GoSP} K |  | WKS0066528 | 20 | 36.3770 | 95.2470 | Solar | [5 empty] | Wiki-Solar | https://www.wiki-solar.org | Wiki-Solar | [10 empty] | 36.23 | 36.41 | 36.13 | 37.44 | 37.44 | NO-ESTIMATION | NO-ESTIMATION | NO-ESTIMATION | NO-ESTIMATION | CAPACITY-FACTOR-V1
CHN | China | GoSP} AP |  | WKS0070296 | 60 | 36.3800 | 95.1270 | Solar | [5 empty] | Wiki-Solar | https://www.wiki-solar.org | Wiki-Solar | [10 empty] | 108.41 | 105.21 | 105.71 | 112.95 | 109.26 | NO-ESTIMATION | NO-ESTIMATION | NO-ESTIMATION | NO-ESTIMATION | CAPACITY-FACTOR-V1
CHN | China | CTGNE Golmud phase II |  | WRI1025944 | 20 | 36.3800 | 95.2650 | Solar |  |  |  |  | CTGNE Golmud Power Generation Co. Ltd. | UNFCCC CDM | http://cdm.unfccc.int/filestorage/t/3/RPOKGJN8CLMQ0SHBW2516ZU9XAIET7.pdf/PDD.pdf?t=R0J8b2o5a3NufDAwW6ZkT_-zUW-YSQeyufWu | [11 empty] | 35.90 | 36.41 | 36.13 | 37.44 | 37.46 | NO-ESTIMATION | NO-ESTIMATION | NO-ESTIMATION | NO-ESTIMATION | CAPACITY-FACTOR-V1
CHN | China | GoSP} AD |  | WKS0068514 | 20 | 36.3830 | 95.1670 | Solar | [5 empty] | Wiki-Solar | https://www.wiki-solar.org | Wiki-Solar | [10 empty] | 36.32 | 35.65 | 35.81 | 37.71 | 37.32 | NO-ESTIMATION | NO-ESTIMATION | NO-ESTIMATION | NO-ESTIMATION | CAPACITY-FACTOR-V1
CHN | China | GoSP} M |  | WKS0066530 | 20 | 36.3880 | 95.1930 | Solar | [5 empty] | Wiki-Solar | https://www.wiki-solar.org | Wiki-Solar | [10 empty] | 36.46 | 35.50 | 35.99 | 37.63 | 37.34 | NO-ESTIMATION | NO-ESTIMATION | NO-ESTIMATION | NO-ESTIMATION | CAPACITY-FACTOR-V1
CHN | China | GoSP} AA |  | WKS0068508 | 60 | 36.3890 | 95.1110 | Solar | [5 empty] | Wiki-Solar | https://www.wiki-solar.org | Wiki-Solar | [10 empty] | 108.41 | 105.17 | 106.56 | 113.01 | 108.91 | NO-ESTIMATION | NO-ESTIMATION | NO-ESTIMATION | NO-ESTIMATION | CAPACITY-FACTOR-V1
CHN | China | Huaneng Geermu |  | WRI1025945 | 20 | 36.3900 | 95.0990 | Solar |  |  |  |  | Geermu Solar PV Power Generation Project | UNFCCC CDM | https://cdm.unfccc.int/filestorage/Y/A/1/YA178NL6F3SGCXQRZVMJOUK04P5EIW/PDD%20Geermu.pdf?t=bGJ8b2o5dDhnfDBXtjI-n7FYjiVw18q3LEqu |  | 1078172 | [9 empty] | 36.13 | 35.60 | 36.34 | 37.79 | 37.01 | NO-ESTIMATION | NO-ESTIMATION | NO-ESTIMATION | NO-ESTIMATION | CAPACITY-FACTOR-V1
CHN | China | Huaneng Geermu Phase II |  | WRI1025946 | 30 | 36.3900 | 95.1170 | Solar |  |  |  |  | Geermu Solar PV Power Generation Project | UNFCCC CDM | https://cdm.unfccc.int/filestorage/I/R/E/IREPD46TSO53Q8V9KUAZGLFC127JXY/6414%20PDD.pdf?t=d2l8b2o5dGg5fDD1jMHqV6MgAa4I0d2-s6uU | [11 empty] | 53.57 | 52.29 | 53.02 | 56.15 | 54.19 | NO-ESTIMATION | NO-ESTIMATION | NO-ESTIMATION | NO-ESTIMATION | CAPACITY-FACTOR-V1
CHN | China | Chint Qinghai Golmud |  | WRI1025947 | 20 | 36.3900 | 95.1930 | Solar |  |  |  |  | Qinghai Golmud Chint New Energy Development Co. Lt | UNFCCC CDM | http://cdm.unfccc.int/filestorage/t/b/I07JGM3TV1Z5KUWAE2HPY8QBRO6XND.pdf/PDD.pdf?t=UTN8b2o5azEyfDCD9GcRYvuYsS72ebh8h9lN | [11 empty] | 36.46 | 35.50 | 35.99 | 37.63 | 37.34 | NO-ESTIMATION | NO-ESTIMATION | NO-ESTIMATION | NO-ESTIMATION | CAPACITY-FACTOR-V1
CHN | China | GoSP} 150 |  | WKS0068066 | 150 | 36.3920 | 95.1550 | Solar | [5 empty] | Wiki-Solar | https://www.wiki-solar.org | Wiki-Solar | [10 empty] | 275.07 | 266.99 | 267.27 | 285.56 | 277.57 | NO-ESTIMATION | NO-ESTIMATION | NO-ESTIMATION | NO-ESTIMATION | CAPACITY-FACTOR-V1
CHN | China | GoSP} Geermu Datang |  | WKS0061731 | 20.2 | 36.3930 | 95.2470 | Solar | [5 empty] | Wiki-Solar | https://www.wiki-solar.org | Wiki-Solar | [10 empty] | 36.54 | 36.71 | 36.45 | 37.75 | 37.78 | NO-ESTIMATION | NO-ESTIMATION | NO-ESTIMATION | NO-ESTIMATION | CAPACITY-FACTOR-V1
CHN | China | GoSP} N |  | WKS0066531 | 15 | 36.3950 | 95.1930 | Solar | [5 empty] | Wiki-Solar | https://www.wiki-solar.org | Wiki-Solar | [10 empty] | 26.05 | 26.05 | 26.44 | 27.24 | 27.46 | NO-ESTIMATION | NO-ESTIMATION | NO-ESTIMATION | NO-ESTIMATION | CAPACITY-FACTOR-V1
CHN | China | GoSP} AM |  | WKS0068522 | 30 | 36.3970 | 95.2620 | Solar | [5 empty] | Wiki-Solar | https://www.wiki-solar.org | Wiki-Solar | [10 empty] | 53.57 | 53.99 | 53.08 | 55.62 | 54.78 | NO-ESTIMATION | NO-ESTIMATION | NO-ESTIMATION | NO-ESTIMATION | CAPACITY-FACTOR-V1
CHN | China | Qinghai Golmudp (Phase 1) |  | WRI1071782 | 20 | 36.3973 | 95.1407 | Solar | [5 empty] | UNFCCC CDM Registry | https://cdm.unfccc.int/Projects/redirector?ref=5148 | UNFCCC CDM Registry | [10 empty] | 36.06 | 35.61 | 35.90 | 37.76 | 37.22 | NO-ESTIMATION | NO-ESTIMATION | NO-ESTIMATION | NO-ESTIMATION | CAPACITY-FACTOR-V1
CHN | China | GoSP} 100 |  | WKS0062418 | 100.2 | 36.3990 | 95.1670 | Solar | [5 empty] | Wiki-Solar | https://www.wiki-solar.org | Wiki-Solar | [10 empty] | 184.60 | 178.76 | 178.94 | 191.16 | 185.83 | NO-ESTIMATION | NO-ESTIMATION | NO-ESTIMATION | NO-ESTIMATION | CAPACITY-FACTOR-V1
CHN | China | GoSP} Z |  | WKS0066540 | 20 | 36.3990 | 95.2400 | Solar | [5 empty] | Wiki-Solar | https://www.wiki-solar.org | Wiki-Solar | [10 empty] | 36.23 | 36.41 | 36.11 | 37.44 | 37.44 | NO-ESTIMATION | NO-ESTIMATION | NO-ESTIMATION | NO-ESTIMATION | CAPACITY-FACTOR-V1
CHN | China | GoSP} AB |  | WKS0068507 | 55 | 36.4000 | 95.1050 | Solar | [5 empty] | Wiki-Solar | https://www.wiki-solar.org | Wiki-Solar | [10 empty] | 99.47 | 96.44 | 98.76 | 103.62 | 99.5 | NO-ESTIMATION | NO-ESTIMATION | NO-ESTIMATION | NO-ESTIMATION | CAPACITY-FACTOR-V1
CHN | China | Golmud |  | WRI1025948 | 200 | 36.4000 | 95.1570 | Solar |  |  |  |  | Huanghe Hydropower Development Co. Ltd. | UNFCCC CDM | http://cdm.unfccc.int/filestorage/2/l/UX0LSPT1K26IRFOYQ3JD8ENBZAWG7C.pdf/7162-%20PDD.pdf?t=THd8b2o5c3VhfDDPUJlbXbiqJNR-viiaqUp6 |  | 1099322 | [9 empty] | 366.77 | 355.98 | 356.03 | 380.74 | 370.09 | NO-ESTIMATION | NO-ESTIMATION | NO-ESTIMATION | NO-ESTIMATION | CAPACITY-FACTOR-V1
CHN | China | GoSP} P |  | WKS0066532 | 15 | 36.4000 | 95.1930 | Solar | [5 empty] | Wiki-Solar | https://www.wiki-solar.org | Wiki-Solar | [10 empty] | 25.93 | 26.05 | 26.27 | 27.30 | 27.46 | SOLAR-V1-NO-AGE | SOLAR-V1-NO-AGE | SOLAR-V1-NO-AGE | SOLAR-V1-NO-AGE | SOLAR-V1-NO-AGE
CHN | China | Qinghai Jingneng Ge'ermu |  | WRI1026355 | 20 | 36.4000 | 95.2440 | Solar | [5 empty] | UNFCCC CDM | http://cdm.unfccc.int/Projects/DB/ERM-CVS1351863806.17/view | [11 empty] | 36.23 | 36.41 | 36.13 | 37.44 | 37.44 | SOLAR-V1-NO-AGE | SOLAR-V1-NO-AGE | SOLAR-V1-NO-AGE | SOLAR-V1-NO-AGE | SOLAR-V1-NO-AGE
CHN | China | GoSP} AJ |  | WKS0068519 | 15 | 36.4000 | 95.2460 | Solar | [5 empty] | Wiki-Solar | https://www.wiki-solar.org | Wiki-Solar | [10 empty] | 25.87 | 26.57 | 26.54 | 27.09 | 27.53 | NO-ESTIMATION | NO-ESTIMATION | NO-ESTIMATION | NO-ESTIMATION | CAPACITY-FACTOR-V1
CHN | China | GoSP} U |  | WKS0066537 | 10 | 36.4000 | 95.2650 | Solar | [5 empty] | Wiki-Solar | https://www.wiki-solar.org | Wiki-Solar | [10 empty] | 15.71 | 16.48 | 16.19 | 16.73 | 16.89 | HYDRO-V1 | HYDRO-V1 | HYDRO-V1 | HYDRO-V1 | HYDRO-V1
CHN | China | GoSP} Q |  | WKS0066533 | 15 | 36.4040 | 95.1950 | Solar | [5 empty] | Wiki-Solar | https://www.wiki-solar.org | Wiki-Solar | [10 empty] | 25.98 | 26.05 | 26.27 | 27.30 | 27.46 | HYDRO-V1 | HYDRO-V1 | HYDRO-V1 | HYDRO-V1 | HYDRO-V1
CHN | China | GoSP} AK |  | WKS0068520 | 25 | 36.4080 | 95.2690 | Solar | [5 empty] | Wiki-Solar | https://www.wiki-solar.org | Wiki-Solar | [10 empty] | 44.48 | 45.01 | 44.34 | 46.38 | 45.75 | HYDRO-V1 | HYDRO-V1 | HYDRO-V1 | HYDRO-V1 | HYDRO-V1
CHN | China | GoSP} J |  | WKS0066527 | 40 | 36.4140 | 95.2490 | Solar | [5 empty] | Wiki-Solar | https://www.wiki-solar.org | Wiki-Solar | [10 empty] | 72.70 | 72.48 | 71.30 | 74.73 | 73.56 | HYDRO-V1 | HYDRO-V1 | HYDRO-V1 | HYDRO-V1 | HYDRO-V1
CHN | China | GoSP} AL |  | WKS0068521 | 5 | 36.4150 | 95.2420 | Solar | [5 empty] | Wiki-Solar | https://www.wiki-solar.org | Wiki-Solar | [10 empty] | 8.12 | 8.37 | 8.07 | 8.50 | 8.47 | SOLAR-V1-NO-AGE | SOLAR-V1-NO-AGE | SOLAR-V1-NO-AGE | SOLAR-V1-NO-AGE | SOLAR-V1-NO-AGE
CHN | China | GoSP} Qinghai Geermu |  | WKS0061630 | 10 | 36.4170 | 95.1970 | Solar | [5 empty] | Wiki-Solar | https://www.wiki-solar.org | Wiki-Solar | [10 empty] | 15.95 | 16.14 | 15.99 | 16.87 | 16.86 | SOLAR-V1-NO-AGE | SOLAR-V1-NO-AGE | SOLAR-V1-NO-AGE | SOLAR-V1-NO-AGE | SOLAR-V1-NO-AGE
CHN | China | GoSP} H |  | WKS0066526 | 10 | 36.4170 | 95.2470 | Solar | [5 empty] | Wiki-Solar | https://www.wiki-solar.org | Wiki-Solar | [10 empty] | 15.87 | 16.48 | 16.18 | 16.73 | 16.89 | NO-ESTIMATION | NO-ESTIMATION | NO-ESTIMATION | NO-ESTIMATION | CAPACITY-FACTOR-V1
CHN | China | Guangdong hanergy |  | WRI1025949 | 10 | 36.4200 | 95.2000 | Solar |  |  |  |  | Guangdong Hanergy Solar PV Co. Ltd. | UNFCCC CDM | http://cdm-en.ccchina.gov.cn/newitemall0.aspx?page=3 | [11 empty] | 15.95 | 16.14 | 15.99 | 16.87 | 16.86 | NO-ESTIMATION | NO-ESTIMATION | NO-ESTIMATION | NO-ESTIMATION | CAPACITY-FACTOR-V1
CHN | China | Handan |  | WKS0065416 | 50 | 36.4370 | 114.0840 | Solar | [5 empty] | Wiki-Solar | https://www.wiki-solar.org | Wiki-Solar | [10 empty] | 75.96 | 78.01 | 76.34 | 76.44 | 79.23 | SOLAR-V1-NO-AGE | SOLAR-V1-NO-AGE | SOLAR-V1-NO-AGE | SOLAR-V1-NO-AGE | SOLAR-V1-NO-AGE
CHN | China | Licheng |  | WKS0066027 | 30 | 36.4400 | 113.3500 | Solar | [5 empty] | Wiki-Solar | https://www.wiki-solar.org | Wiki-Solar | [10 empty] | 51.16 | 46.22 | 46.86 | 46.04 | 47.04 | SOLAR-V1-NO-AGE | SOLAR-V1-NO-AGE | SOLAR-V1-NO-AGE | SOLAR-V1-NO-AGE | SOLAR-V1-NO-AGE
CHN | China | Guanxian A |  | WKS0074076 | 20 | 36.6030 | 115.5260 | Solar | [5 empty] | Wiki-Solar | https://www.wiki-solar.org | Wiki-Solar | [10 empty] | 34.98 | 35.16 | 35.60 | 36.34 | 36.17 | SOLAR-V1-NO-AGE | SOLAR-V1-NO-AGE | SOLAR-V1-NO-AGE | SOLAR-V1-NO-AGE | SOLAR-V1-NO-AGE
CHN | China | Shexian A |  | WKS0073727 | 10 | 36.6240 | 113.6830 | Solar | [5 empty] | Wiki-Solar | https://www.wiki-solar.org | Wiki-Solar | [10 empty] | 16.90 | 16.35 | 16.22 | 16.29 | 16.79 | SOLAR-V1-NO-AGE | SOLAR-V1-NO-AGE | SOLAR-V1-NO-AGE | SOLAR-V1-NO-AGE | SOLAR-V1-NO-AGE
CHN | China | Shexian B |  | WKS0073728 | 5 | 36.6600 | 113.6470 | Solar | [5 empty] | Wiki-Solar | https://www.wiki-solar.org | Wiki-Solar | [10 empty] | 8.55 | 8.21 | 8.14 | 8.20 | 8.29 | SOLAR-V1-NO-AGE | SOLAR-V1-NO-AGE | SOLAR-V1-NO-AGE | SOLAR-V1-NO-AGE | SOLAR-V1-NO-AGE
CHN | China | Shexian C |  | WKS0073729 | 25 | 36.6800 | 113.7350 | Solar | [5 empty] | Wiki-Solar | https://www.wiki-solar.org | Wiki-Solar | [10 empty] | 41.84 | 39.44 | 39.34 | 38.97 | 40.88 | SOLAR-V1-NO-AGE | SOLAR-V1-NO-AGE | SOLAR-V1-NO-AGE | SOLAR-V1-NO-AGE | SOLAR-V1-NO-AGE
CHN | China | Shexian D |  | WKS0073730 | 15 | 36.7020 | 113.8370 | Solar | [5 empty] | Wiki-Solar | https://www.wiki-solar.org | Wiki-Solar | [10 empty] | 24.23 | 24.93 | 25.26 | 24.72 | 25.46 | HYDRO-V1 | HYDRO-V1 | HYDRO-V1 | HYDRO-V1 | HYDRO-V1
CHN | China | Wu`an A |  | WKS0073726 | 15 | 36.7030 | 114.0040 | Solar | [5 empty] | Wiki-Solar | https://www.wiki-solar.org | Wiki-Solar | [10 empty] | 24.56 | 24.38 | 24.35 | 24.41 | 25.42 | NO-ESTIMATION | NO-ESTIMATION | NO-ESTIMATION | NO-ESTIMATION | CAPACITY-FACTOR-V1
CHN | China | Yong Deng |  | WKS0062333 | 49.5 | 36.7320 | 103.5970 | Solar | [5 empty] | Wiki-Solar | https://www.wiki-solar.org | Wiki-Solar | [10 empty] | 82.89 | 76.12 | 82.99 | 82.65 | 76.41 | HYDRO-V1 | HYDRO-V1 | HYDRO-V1 | HYDRO-V1 | HYDRO-V1
CHN | China | Keriya A |  | WKS0070226 | 20 | 36.7600 | 81.8520 | Solar | [5 empty] | Wiki-Solar | https://www.wiki-solar.org | Wiki-Solar | [10 empty] | 32.64 | 33.10 | 32.85 | 32.55 | 33.28 | NO-ESTIMATION | NO-ESTIMATION | NO-ESTIMATION | NO-ESTIMATION | CAPACITY-FACTOR-V1
CHN | China | Huaneng Ningxia Qingtongxia |  | WRI1026384 | 30.24 | 36.7700 | 106.0800 | Solar | [5 empty] | UNFCCC CDM | https://cdm.unfccc.int/Projects/DB/BVQI1353485585.72/view |  | 1087114 | [9 empty] | 46.21 | 47.03 | 47.26 | 46.90 | 48.03 | HYDRO-V1 | HYDRO-V1 | HYDRO-V1 | HYDRO-V1 | HYDRO-V1
CHN | China | Shizuishan Solar Power Station |  | WRI1026385 | 100 | 36.7700 | 106.5600 | Solar | [5 empty] | Astronergy | http://www.astronergy.com/projects_plants.php### | [11 empty] | 155.63 | 157.62 | 158.03 | 157.24 | 160.82 | HYDRO-V1 | HYDRO-V1 | HYDRO-V1 | HYDRO-V1 | HYDRO-V1
CHN | China | Qiuxian A |  | WKS0073735 | 15 | 36.8250 | 115.2380 | Solar | [5 empty] | Wiki-Solar | https://www.wiki-solar.org | Wiki-Solar | [10 empty] | 26.37 | 26.65 | 26.84 | 27.45 | 27.33 | HYDRO-V1 | HYDRO-V1 | HYDRO-V1 | HYDRO-V1 | HYDRO-V1
CHN | China | Wulan F |  | WKS0070026 | 15 | 36.8490 | 98.5950 | Solar | [5 empty] | Wiki-Solar | https://www.wiki-solar.org | Wiki-Solar | [10 empty] | 25.83 | 26.83 | 27.07 | 26.11 | 26.86 | SOLAR-V1-NO-AGE | SOLAR-V1-NO-AGE | SOLAR-V1-NO-AGE | SOLAR-V1-NO-AGE | SOLAR-V1-NO-AGE
CHN | China | Wulan G |  | WKS0070027 | 15 | 36.8520 | 98.5910 | Solar | [5 empty] | Wiki-Solar | https://www.wiki-solar.org | Wiki-Solar | [10 empty] | 25.83 | 26.83 | 27.07 | 26.11 | 26.86 | HYDRO-V1 | HYDRO-V1 | HYDRO-V1 | HYDRO-V1 | HYDRO-V1
CHN | China | Linxi A |  | WKS0073736 | 25 | 36.8592 | 115.6434 | Solar | [5 empty] | Wiki-Solar | https://www.wiki-solar.org | Wiki-Solar | [10 empty] | 39.89 | 42.47 | 43.07 | 43.02 | 42.66 | NO-ESTIMATION | NO-ESTIMATION | NO-ESTIMATION | NO-ESTIMATION | CAPACITY-FACTOR-V1
CHN | China | Xingtai floating |  | WKS0066280 | 8 | 36.8605 | 115.6408 | Solar | [5 empty] | Wiki-Solar | https://www.wiki-solar.org | Wiki-Solar | [10 empty] | 13.57 | 14.30 | 14.32 | 14.54 | 14.28 | NO-ESTIMATION | NO-ESTIMATION | NO-ESTIMATION | NO-ESTIMATION | CAPACITY-FACTOR-V1
CHN | China | Weixian |  | WKS0066500 | 30 | 36.8740 | 115.2920 | Solar | [5 empty] | Wiki-Solar | https://www.wiki-solar.org | Wiki-Solar | [10 empty] | 48.17 | 48.86 | 49.68 | 50.70 | 50.5 | NO-ESTIMATION | NO-ESTIMATION | NO-ESTIMATION | NO-ESTIMATION | CAPACITY-FACTOR-V1
CHN | China | Wulan D |  | WKS0070023 | 20 | 36.9180 | 98.3800 | Solar | [5 empty] | Wiki-Solar | https://www.wiki-solar.org | Wiki-Solar | [10 empty] | 36.81 | 35.79 | 36.00 | 36.75 | 36.54 | SOLAR-V1-NO-AGE | SOLAR-V1-NO-AGE | SOLAR-V1-NO-AGE | SOLAR-V1-NO-AGE | SOLAR-V1-NO-AGE
CHN | China | Wulan E |  | WKS0070024 | 15 | 36.9490 | 98.4260 | Solar | [5 empty] | Wiki-Solar | https://www.wiki-solar.org | Wiki-Solar | [10 empty] | 26.86 | 26.41 | 26.52 | 27.08 | 26.87 | SOLAR-V1-NO-AGE | SOLAR-V1-NO-AGE | SOLAR-V1-NO-AGE | SOLAR-V1-NO-AGE | SOLAR-V1-NO-AGE
CHN | China | Mingfeng Angli |  | WKS0067931 | 20 | 36.9640 | 82.6810 | Solar | [5 empty] | Wiki-Solar | https://www.wiki-solar.org | Wiki-Solar | [10 empty] | 32.68 | 33.02 | 33.41 | 33.11 | 33.21 | SOLAR-V1-NO-AGE | SOLAR-V1-NO-AGE | SOLAR-V1-NO-AGE | SOLAR-V1-NO-AGE | SOLAR-V1-NO-AGE
CHN | China | Qira A |  | WKS0070227 | 40 | 36.9750 | 80.8460 | Solar | [5 empty] | Wiki-Solar | https://www.wiki-solar.org | Wiki-Solar | [10 empty] | 59.95 | 62.09 | 60.68 | 61.24 | 64.01 | SOLAR-V1-NO-AGE | SOLAR-V1-NO-AGE | SOLAR-V1-NO-AGE | SOLAR-V1-NO-AGE | SOLAR-V1-NO-AGE
CHN | China | Jingyuan A |  | WKS0070371 | 100 | 36.9870 | 105.1460 | Solar | [5 empty] | Wiki-Solar | https://www.wiki-solar.org | Wiki-Solar | [10 empty] | 157.72 | 157.79 | 158.89 | 159.41 | 159.82 | SOLAR-V1-NO-AGE | SOLAR-V1-NO-AGE | SOLAR-V1-NO-AGE | SOLAR-V1-NO-AGE | SOLAR-V1-NO-AGE
CHN | China | Wulan A |  | WKS0066654 | 25 | 36.9970 | 98.3960 | Solar | [5 empty] | Wiki-Solar | https://www.wiki-solar.org | Wiki-Solar | [10 empty] | 46.04 | 43.70 | 43.64 | 45.01 | 44.28 | SOLAR-V1-NO-AGE | SOLAR-V1-NO-AGE | SOLAR-V1-NO-AGE | SOLAR-V1-NO-AGE | SOLAR-V1-NO-AGE
CHN | China | Qinghai Yuhui Solar |  | WRI1026372 | 20 | 37.0000 | 98.3950 | Solar | [5 empty] | UNFCCC CDM | http://cdm.unfccc.int/Projects/DB/CEPREI_Cert1352363092.47/view | [11 empty] | 37.15 | 35.96 | 36.04 | 36.85 | 36.54 | SOLAR-V1-NO-AGE | SOLAR-V1-NO-AGE | SOLAR-V1-NO-AGE | SOLAR-V1-NO-AGE | SOLAR-V1-NO-AGE
CHN | China | Xingtai Xujiang |  | WKS0062590 | 100 | 37.0050 | 114.2800 | Solar | [5 empty] | Wiki-Solar | https://www.wiki-solar.org | Wiki-Solar | [10 empty] | 153.04 | 158.70 | 154.80 | 155.66 | 159.69 | SOLAR-V1-NO-AGE | SOLAR-V1-NO-AGE | SOLAR-V1-NO-AGE | SOLAR-V1-NO-AGE | SOLAR-V1-NO-AGE
CHN | China | Wulan B |  | WKS0070021 | 25 | 37.0060 | 98.3970 | Solar | [5 empty] | Wiki-Solar | https://www.wiki-solar.org | Wiki-Solar | [10 empty] | 46.04 | 43.70 | 43.81 | 45.01 | 44.28 | SOLAR-V1-NO-AGE | SOLAR-V1-NO-AGE | SOLAR-V1-NO-AGE | SOLAR-V1-NO-AGE | SOLAR-V1-NO-AGE
CHN | China | Shouguang |  | WKS0068025 | 4 | 37.0100 | 118.8300 | Solar | [5 empty] | Wiki-Solar | https://www.wiki-solar.org | Wiki-Solar | [10 empty] | 6.50 | 6.82 | 6.69 | 6.88 | 6.77 | SOLAR-V1-NO-AGE | SOLAR-V1-NO-AGE | SOLAR-V1-NO-AGE | SOLAR-V1-NO-AGE | SOLAR-V1-NO-AGE
CHN | China | Tongpuxiang A |  | WKS0070025 | 20 | 37.0100 | 98.5350 | Solar | [5 empty] | Wiki-Solar | https://www.wiki-solar.org | Wiki-Solar | [10 empty] | 36.07 | 36.53 | 36.83 | 35.57 | 36.57 | SOLAR-V1-NO-AGE | SOLAR-V1-NO-AGE | SOLAR-V1-NO-AGE | SOLAR-V1-NO-AGE | SOLAR-V1-NO-AGE
CHN | China | Lop A |  | WKS0070228 | 60 | 37.0120 | 80.2700 | Solar | [5 empty] | Wiki-Solar | https://www.wiki-solar.org | Wiki-Solar | [10 empty] | 92.70 | 92.09 | 92.32 | 91.41 | 92.53 | SOLAR-V1-NO-AGE | SOLAR-V1-NO-AGE | SOLAR-V1-NO-AGE | SOLAR-V1-NO-AGE | SOLAR-V1-NO-AGE
CHN | China | Wulan C |  | WKS0070022 | 15 | 37.0120 | 98.4000 | Solar | [5 empty] | Wiki-Solar | https://www.wiki-solar.org | Wiki-Solar | [10 empty] | 26.68 | 26.42 | 26.52 | 27.08 | 26.87 | SOLAR-V1-NO-AGE | SOLAR-V1-NO-AGE | SOLAR-V1-NO-AGE | SOLAR-V1-NO-AGE | SOLAR-V1-NO-AGE
CHN | China | Hotan IV |  | WKS0068086 | 20 | 37.0160 | 79.7830 | Solar | [5 empty] | Wiki-Solar | https://www.wiki-solar.org | Wiki-Solar | [10 empty] | 32.59 | 32.97 | 33.02 | 32.47 | 32.88 | SOLAR-V1-NO-AGE | SOLAR-V1-NO-AGE | SOLAR-V1-NO-AGE | SOLAR-V1-NO-AGE | SOLAR-V1-NO-AGE
CHN | China | Buzhake C |  | WKS0066758 | 8 | 37.0210 | 79.7790 | Solar | [5 empty] | Wiki-Solar | https://www.wiki-solar.org | Wiki-Solar | [10 empty] | 12.93 | 13.03 | 12.96 | 12.85 | 12.96 | SOLAR-V1-NO-AGE | SOLAR-V1-NO-AGE | SOLAR-V1-NO-AGE | SOLAR-V1-NO-AGE | SOLAR-V1-NO-AGE
CHN | China | Qicun A |  | WKS0073725 | 8 | 37.0250 | 114.3120 | Solar | [5 empty] | Wiki-Solar | https://www.wiki-solar.org | Wiki-Solar | [10 empty] | 12.93 | 13.63 | 13.12 | 13.17 | 13.78 | SOLAR-V1-NO-AGE | SOLAR-V1-NO-AGE | SOLAR-V1-NO-AGE | SOLAR-V1-NO-AGE | SOLAR-V1-NO-AGE
CHN | China | Buzhake A |  | WKS0063735 | 20 | 37.0300 | 79.7750 | Solar | [5 empty] | Wiki-Solar | https://www.wiki-solar.org | Wiki-Solar | [10 empty] | 32.51 | 32.97 | 32.98 | 32.57 | 32.82 | SOLAR-V1-NO-AGE | SOLAR-V1-NO-AGE | SOLAR-V1-NO-AGE | SOLAR-V1-NO-AGE | SOLAR-V1-NO-AGE
CHN | China | Buzhake D |  | WKS0066759 | 10 | 37.0300 | 79.7780 | Solar | [5 empty] | Wiki-Solar | https://www.wiki-solar.org | Wiki-Solar | [10 empty] | 16.06 | 16.19 | 16.26 | 16.18 | 16.34 | NO-ESTIMATION | NO-ESTIMATION | NO-ESTIMATION | NO-ESTIMATION | CAPACITY-FACTOR-V1
CHN | China | Zhongdiantou Hetian |  | WRI1026007 | 20 | 37.0300 | 79.7890 | Solar | [5 empty] | UNFCCC CDM | https://cdm.unfccc.int/filestorage/v/4/4LG0VIF9CY6BO3NXR8A7K1UEW5PMQT.pdf/PDD%20ver04.pdf?t=eUd8b2o5eHdrfDB70Pkmm7dEJv3K0-5RTZ4C | [11 empty] | 32.57 | 32.94 | 32.98 | 33.00 | 33.06 | SOLAR-V1-NO-AGE | SOLAR-V1-NO-AGE | SOLAR-V1-NO-AGE | SOLAR-V1-NO-AGE | SOLAR-V1-NO-AGE
CHN | China | Wulan Phase 2 |  | WRI1026367 | 20 | 37.0300 | 98.5670 | Solar | [5 empty] | UNFCCC CDM | https://cdm.unfccc.int/ProgrammeOfActivities/cpa_db/XPQBWM7FG2TELR5N6SU0K81H4JCIYD/view | [11 empty] | 36.11 | 36.63 | 36.76 | 35.70 | 36.48 | NO-ESTIMATION | NO-ESTIMATION | NO-ESTIMATION | NO-ESTIMATION | CAPACITY-FACTOR-V1
CHN | China | Tongxin B |  | WKS0070355 | 60 | 37.0410 | 105.9530 | Solar | [5 empty] | Wiki-Solar | https://www.wiki-solar.org | Wiki-Solar | [10 empty] | 93.04 | 94.23 | 93.53 | 93.80 | 94.72 | HYDRO-V1 | HYDRO-V1 | HYDRO-V1 | HYDRO-V1 | HYDRO-V1
CHN | China | Tongxin A |  | WKS0070354 | 60 | 37.0430 | 105.9280 | Solar | [5 empty] | Wiki-Solar | https://www.wiki-solar.org | Wiki-Solar | [10 empty] | 92.69 | 94.15 | 93.37 | 92.25 | 94.44 | NO-ESTIMATION | NO-ESTIMATION | NO-ESTIMATION | NO-ESTIMATION | CAPACITY-FACTOR-V1
CHN | China | Tongxin D |  | WKS0070357 | 40 | 37.0660 | 105.9400 | Solar | [5 empty] | Wiki-Solar | https://www.wiki-solar.org | Wiki-Solar | [10 empty] | 61.66 | 62.71 | 62.40 | 62.47 | 63.36 | NO-ESTIMATION | NO-ESTIMATION | NO-ESTIMATION | NO-ESTIMATION | CAPACITY-FACTOR-V1
CHN | China | Tongxin C |  | WKS0070356 | 60 | 37.0670 | 105.9160 | Solar | [5 empty] | Wiki-Solar | https://www.wiki-solar.org | Wiki-Solar | [10 empty] | 92.69 | 94.15 | 93.37 | 92.25 | 94.44 | HYDRO-V1 | HYDRO-V1 | HYDRO-V1 | HYDRO-V1 | HYDRO-V1
CHN | China | Laoshan |  | WKS0070006 | 11.3 | 37.1086 | 122.4093 | Solar | [5 empty] | Wiki-Solar | https://www.wiki-solar.org | Wiki-Solar | [10 empty] | 18.94 | 21.72 | 21.79 | 21.50 | 22.18 | HYDRO-V1 | HYDRO-V1 | HYDRO-V1 | HYDRO-V1 | HYDRO-V1
CHN | China | Karakax A |  | WKS0070229 | 20 | 37.1170 | 79.5800 | Solar | [5 empty] | Wiki-Solar | https://www.wiki-solar.org | Wiki-Solar | [10 empty] | 32.51 | 33.32 | 32.38 | 33.00 | 32.87 | SOLAR-V1-NO-AGE | SOLAR-V1-NO-AGE | SOLAR-V1-NO-AGE | SOLAR-V1-NO-AGE | SOLAR-V1-NO-AGE
CHN | China | Karakax B |  | WKS0070230 | 50 | 37.1610 | 79.4640 | Solar | [5 empty] | Wiki-Solar | https://www.wiki-solar.org | Wiki-Solar | [10 empty] | 76.89 | 78.47 | 76.38 | 77.19 | 76.98 | SOLAR-V1-NO-AGE | SOLAR-V1-NO-AGE | SOLAR-V1-NO-AGE | SOLAR-V1-NO-AGE | SOLAR-V1-NO-AGE
CHN | China | Karakax C |  | WKS0070231 | 130 | 37.1650 | 79.4710 | Solar | [5 empty] | Wiki-Solar | https://www.wiki-solar.org | Wiki-Solar | [10 empty] | 201.23 | 205.32 | 199.37 | 201.66 | 201.35 | SOLAR-V1-NO-AGE | SOLAR-V1-NO-AGE | SOLAR-V1-NO-AGE | SOLAR-V1-NO-AGE | SOLAR-V1-NO-AGE
CHN | China | CECEP Qinghai Dachaidan |  | WRI1026374 | 20 | 37.1800 | 95.3090 | Solar | [5 empty] | UNFCCC CDM | http://cdm.unfccc.int/Projects/DB/ERM-CVS1352198072.61/view |  | 1088707 | [9 empty] | 35.91 | 34.83 | 33.91 | 35.87 | 34.58 | SOLAR-V1-NO-AGE | SOLAR-V1-NO-AGE | SOLAR-V1-NO-AGE | SOLAR-V1-NO-AGE | SOLAR-V1-NO-AGE
CHN | China | Shouguang C |  | WKS0069985 | 100 | 37.1810 | 118.7500 | Solar | [5 empty] | Wiki-Solar | https://www.wiki-solar.org | Wiki-Solar | [10 empty] | 147.65 | 161.76 | 161.24 | 162.45 | 163.47 | SOLAR-V1-NO-AGE | SOLAR-V1-NO-AGE | SOLAR-V1-NO-AGE | SOLAR-V1-NO-AGE | SOLAR-V1-NO-AGE
CHN | China | Xingtai Huangsi |  | WKS0068084 | 50 | 37.1960 | 114.3740 | Solar | [5 empty] | Wiki-Solar | https://www.wiki-solar.org | Wiki-Solar | [10 empty] | 75.44 | 76.85 | 76.49 | 77.06 | 78.5 | SOLAR-V1-NO-AGE | SOLAR-V1-NO-AGE | SOLAR-V1-NO-AGE | SOLAR-V1-NO-AGE | SOLAR-V1-NO-AGE
CHN | China | Gangca B |  | WKS0070302 | 20 | 37.2190 | 99.7520 | Solar | [5 empty] | Wiki-Solar | https://www.wiki-solar.org | Wiki-Solar | [10 empty] | 36.10 | 36.63 | 36.11 | 36.51 | 36.43 | SOLAR-V1-NO-AGE | SOLAR-V1-NO-AGE | SOLAR-V1-NO-AGE | SOLAR-V1-NO-AGE | SOLAR-V1-NO-AGE
CHN | China | Gangca G |  | WKS0070307 | 20 | 37.2190 | 99.7580 | Solar | [5 empty] | Wiki-Solar | https://www.wiki-solar.org | Wiki-Solar | [10 empty] | 36.10 | 36.63 | 36.11 | 36.51 | 36.43 | HYDRO-V1 | HYDRO-V1 | HYDRO-V1 | HYDRO-V1 | HYDRO-V1
CHN | China | Gangca J |  | WKS0070309 | 10 | 37.2220 | 99.7800 | Solar | [5 empty] | Wiki-Solar | https://www.wiki-solar.org | Wiki-Solar | [10 empty] | 15.87 | 16.74 | 16.18 | 16.53 | 16.37 | HYDRO-V1 | HYDRO-V1 | HYDRO-V1 | HYDRO-V1 | HYDRO-V1
CHN | China | Gangca F |  | WKS0070306 | 30 | 37.2230 | 99.7680 | Solar | [5 empty] | Wiki-Solar | https://www.wiki-solar.org | Wiki-Solar | [10 empty] | 53.63 | 53.47 | 53.06 | 54.13 | 52.6 | HYDRO-V1 | HYDRO-V1 | HYDRO-V1 | HYDRO-V1 | HYDRO-V1
CHN | China | Gangca C |  | WKS0070303 | 10 | 37.2290 | 99.7470 | Solar | [5 empty] | Wiki-Solar | https://www.wiki-solar.org | Wiki-Solar | [10 empty] | 15.87 | 16.74 | 16.12 | 16.53 | 16.37 | NO-ESTIMATION | NO-ESTIMATION | NO-ESTIMATION | NO-ESTIMATION | CAPACITY-FACTOR-V1
CHN | China | Gangca A |  | WKS0070301 | 10 | 37.2290 | 99.7520 | Solar | [5 empty] | Wiki-Solar | https://www.wiki-solar.org | Wiki-Solar | [10 empty] | 15.87 | 16.74 | 16.18 | 16.53 | 16.37 | NO-ESTIMATION | NO-ESTIMATION | NO-ESTIMATION | NO-ESTIMATION | CAPACITY-FACTOR-V1
CHN | China | Gangca D |  | WKS0070304 | 30 | 37.2290 | 99.7600 | Solar | [5 empty] | Wiki-Solar | https://www.wiki-solar.org | Wiki-Solar | [10 empty] | 53.63 | 53.47 | 53.06 | 54.13 | 52.6 | HYDRO-V1 | HYDRO-V1 | HYDRO-V1 | HYDRO-V1 | HYDRO-V1
CHN | China | Gangca H |  | WKS0070308 | 20 | 37.2290 | 99.7790 | Solar | [5 empty] | Wiki-Solar | https://www.wiki-solar.org | Wiki-Solar | [10 empty] | 36.10 | 36.63 | 36.11 | 36.51 | 36.43 | SOLAR-V1-NO-AGE | SOLAR-V1-NO-AGE | SOLAR-V1-NO-AGE | SOLAR-V1-NO-AGE | SOLAR-V1-NO-AGE
CHN | China | Gangca E |  | WKS0070305 | 20 | 37.2300 | 99.7700 | Solar | [5 empty] | Wiki-Solar | https://www.wiki-solar.org | Wiki-Solar | [10 empty] | 36.10 | 36.63 | 36.11 | 36.51 | 36.43 | HYDRO-V1 | HYDRO-V1 | HYDRO-V1 | HYDRO-V1 | HYDRO-V1
CHN | China | Shouguang A |  | WKS0069983 | 50 | 37.2470 | 118.9320 | Solar | [5 empty] | Wiki-Solar | https://www.wiki-solar.org | Wiki-Solar | [10 empty] | 73.18 | 79.04 | 79.29 | 79.13 | 80.97 | NO-ESTIMATION | NO-ESTIMATION | NO-ESTIMATION | NO-ESTIMATION | CAPACITY-FACTOR-V1
CHN | China | Shouguang B |  | WKS0069984 | 30 | 37.2470 | 118.9460 | Solar | [5 empty] | Wiki-Solar | https://www.wiki-solar.org | Wiki-Solar | [10 empty] | 43.78 | 47.64 | 47.70 | 47.65 | 48.63 | SOLAR-V1-NO-AGE | SOLAR-V1-NO-AGE | SOLAR-V1-NO-AGE | SOLAR-V1-NO-AGE | SOLAR-V1-NO-AGE
CHN | China | Da Qaidam |  | WKS0063915 | 247 | 37.2760 | 95.5140 | Solar | [5 empty] | Wiki-Solar | https://www.wiki-solar.org | Wiki-Solar | [10 empty] | 452.25 | 451.20 | 438.06 | 452.07 | 441.45 | NO-ESTIMATION | NO-ESTIMATION | NO-ESTIMATION | NO-ESTIMATION | CAPACITY-FACTOR-V1
CHN | China | Da Qaidam III+ |  | WKS0062479 | 270 | 37.2760 | 95.5140 | Solar | [5 empty] | Wiki-Solar | https://www.wiki-solar.org | Wiki-Solar | [10 empty] | 494.38 | 493.23 | 478.86 | 494.18 | 482.58 | NO-ESTIMATION | NO-ESTIMATION | NO-ESTIMATION | NO-ESTIMATION | CAPACITY-FACTOR-V1
CHN | China | Xitieshan II |  | WRI1025950 | 30 | 37.2800 | 95.5130 | Solar |  |  |  |  | CGN Solar Energy Development Co. Ltd. | UNFCCC CDM | https://cdm.unfccc.int/filestorage/H/W/C/HWCM43QLUPRD8BOKT6VFG2I0SEZ1J7/PDD-xitieshan%20II-20120316.pdf?t=cUh8b2o5c3I1fDDzaLUmQ2kIJ1HCfIJjBDA3 | [11 empty] | 53.71 | 53.78 | 52.12 | 53.88 | 52.64 | NO-ESTIMATION | NO-ESTIMATION | NO-ESTIMATION | NO-ESTIMATION | CAPACITY-FACTOR-V1
CHN | China | Da Qaidam I |  | WKS0061799 | 10 | 37.2890 | 95.5110 | Solar | [5 empty] | Wiki-Solar | https://www.wiki-solar.org | Wiki-Solar | [10 empty] | 15.92 | 16.78 | 16.09 | 16.84 | 16.39 | HYDRO-V1 | HYDRO-V1 | HYDRO-V1 | HYDRO-V1 | HYDRO-V1
CHN | China | Hanergy Ningxia Taiyangshan |  | WRI1025951 | 20 | 37.3000 | 106.4900 | Solar |  |  |  |  | Hanergy Wuzhong Taiyangshan Solar PV Power Co. Ltd. | UNFCCC CDM | https://cdm.unfccc.int/filestorage/m/6/WJ0FNHIGE7XQU1P2M6LVCYZ5T3SR49.pdf/Taiyangshan%20PDD_revised%2020120830%20by%20G-clean.pdf?t=ZkZ8b2o5d2ZzfDAle6MVCzdHumWp7VHtdj9U |  | 1088704 | [9 empty] | 31.90 | 32.87 | 32.41 | 32.54 | 32.96 | NO-ESTIMATION | NO-ESTIMATION | NO-ESTIMATION | NO-ESTIMATION | CAPACITY-FACTOR-V1
CHN | China | Ganjing Kouzi A |  | WKS0066776 | 20 | 37.3040 | 105.9520 | Solar | [5 empty] | Wiki-Solar | https://www.wiki-solar.org | Wiki-Solar | [10 empty] | 31.90 | 32.29 | 32.23 | 32.55 | 32.84 | NO-ESTIMATION | NO-ESTIMATION | NO-ESTIMATION | NO-ESTIMATION | CAPACITY-FACTOR-V1
CHN | China | Xitieshan Phase III |  | WRI1025952 | 60 | 37.3100 | 95.4510 | Solar |  |  |  |  | CGN Solar Energy Development Co. Ltd. | UNFCCC CDM | http://cdm.unfccc.int/UserManagement/FileStorage/1PICEA0TJ7HQ2NKBOZ8U9GSFLDY6MV | [11 empty] | 109.04 | 107.53 | 104.31 | 108.07 | 105.68 | NO-ESTIMATION | NO-ESTIMATION | NO-ESTIMATION | NO-ESTIMATION | CAPACITY-FACTOR-V1
CHN | China | Xitieshan |  | WRI1025953 | 10 | 37.3100 | 95.4850 | Solar |  |  |  |  | CECEP Qinghai Dachaidan Solar Power Generation Co. | UNFCCC CDM | https://cdm.unfccc.int/filestorage/4/Z/U/4ZUHY870IRK16EMA3TVQDG9JOPLF2X/PDD%20xitieshan%20I%20v3.0?t=NUx8b2o5bnh1fDCZ3aTqN3hwGCB8XLU5XmTi |  | 1077400 | [9 empty] | 16.41 | 16.74 | 16.14 | 16.83 | 16.44 | NO-ESTIMATION | NO-ESTIMATION | NO-ESTIMATION | NO-ESTIMATION | CAPACITY-FACTOR-V1
CHN | China | Jianjingzi B |  | WKS0066775 | 30 | 37.3150 | 105.9940 | Solar | [5 empty] | Wiki-Solar | https://www.wiki-solar.org | Wiki-Solar | [10 empty] | 45.01 | 45.52 | 45.58 | 45.81 | 46.35 | NO-ESTIMATION | NO-ESTIMATION | NO-ESTIMATION | NO-ESTIMATION | CAPACITY-FACTOR-V1
CHN | China | Jianjingzi A |  | WKS0066774 | 20 | 37.3180 | 106.0000 | Solar | [5 empty] | Wiki-Solar | https://www.wiki-solar.org | Wiki-Solar | [10 empty] | 31.90 | 32.29 | 32.30 | 32.55 | 32.84 | NO-ESTIMATION | NO-ESTIMATION | NO-ESTIMATION | NO-ESTIMATION | CAPACITY-FACTOR-V1
CHN | China | Jianjingzi C |  | WKS0069493 | 20 | 37.3240 | 105.9780 | Solar | [5 empty] | Wiki-Solar | https://www.wiki-solar.org | Wiki-Solar | [10 empty] | 31.90 | 32.29 | 32.30 | 32.55 | 32.84 | HYDRO-V1 | HYDRO-V1 | HYDRO-V1 | HYDRO-V1 | HYDRO-V1
CHN | China | Julu A |  | WKS0073487 | 20 | 37.3420 | 115.0020 | Solar | [5 empty] | Wiki-Solar | https://www.wiki-solar.org | Wiki-Solar | [10 empty] | 33.63 | 35.51 | 35.63 | 36.40 | 36.26 | HYDRO-V1 | HYDRO-V1 | HYDRO-V1 | HYDRO-V1 | HYDRO-V1
CHN | China | Shapotou A |  | WKS0070358 | 30 | 37.3430 | 105.4850 | Solar | [5 empty] | Wiki-Solar | https://www.wiki-solar.org | Wiki-Solar | [10 empty] | 44.78 | 45.53 | 45.48 | 45.55 | 46.25 | HYDRO-V1 | HYDRO-V1 | HYDRO-V1 | HYDRO-V1 | HYDRO-V1
CHN | China | Datang Delingha |  | WRI1072177 | 10 | 37.3445 | 97.1769 | Solar | [5 empty] | UNFCCC CDM Registry | https://cdm.unfccc.int/Projects/redirector?ref=6413 | UNFCCC CDM Registry | [10 empty] | 16.41 | 16.36 | 16.10 | 16.69 | 16.54 | NO-ESTIMATION | NO-ESTIMATION | NO-ESTIMATION | NO-ESTIMATION | CAPACITY-FACTOR-V1
CHN | China | DhSP} Q |  | WKS0072513 | 20 | 37.3460 | 97.2250 | Solar | [5 empty] | Wiki-Solar | https://www.wiki-solar.org | Wiki-Solar | [10 empty] | 36.34 | 35.96 | 36.11 | 36.52 | 36.7 | HYDRO-V1 | HYDRO-V1 | HYDRO-V1 | HYDRO-V1 | HYDRO-V1
CHN | China | DhSP} R |  | WKS0072514 | 20 | 37.3480 | 97.2080 | Solar | [5 empty] | Wiki-Solar | https://www.wiki-solar.org | Wiki-Solar | [10 empty] | 36.34 | 35.96 | 36.11 | 36.54 | 36.7 | HYDRO-V1 | HYDRO-V1 | HYDRO-V1 | HYDRO-V1 | HYDRO-V1
CHN | China | Shandong Dezhou |  | WRI1025954 | 10 | 37.3500 | 116.3800 | Solar |  |  |  |  | CECEP Solar Power Generation (Dezhou) Co. Ltd. | UNFCCC CDM | https://cdm.unfccc.int/UserManagement/FileStorage/S2EJID74WUN0XTF3CV8BYMLR56AQO1 | [11 empty] | 16.66 | 18.15 | 18.08 | 18.39 | 18.08 | NO-ESTIMATION | NO-ESTIMATION | NO-ESTIMATION | NO-ESTIMATION | CAPACITY-FACTOR-V1
CHN | China | Qinghai Delingha Xiehe |  | WRI1025955 | 30 | 37.3500 | 97.1640 | Solar |  |  |  |  | Delingha Xiehe Solar Power Generation Company | UNFCCC CDM | http://cdm.unfccc.int/filestorage/a/x/NJ86IEV193XHZR2WACDSPL7F4Q0TUK.pdf/PDD_Delingha.pdf?t=aVN8b2o5Z3I5fDDylCXYhYyFTwxXqWqGgOMq | [11 empty] | 54.55 | 52.18 | 52.07 | 53.43 | 52.91 | NO-ESTIMATION | NO-ESTIMATION | NO-ESTIMATION | NO-ESTIMATION | CAPACITY-FACTOR-V1
CHN | China | DhSP} A |  | WKS0062467 | 15 | 37.3510 | 97.2340 | Solar | [5 empty] | Wiki-Solar | https://www.wiki-solar.org | Wiki-Solar | [10 empty] | 26.21 | 26.41 | 26.47 | 26.83 | 27.01 | NO-ESTIMATION | NO-ESTIMATION | NO-ESTIMATION | NO-ESTIMATION | CAPACITY-FACTOR-V1
CHN | China | DhSP} H |  | WKS0062474 | 20 | 37.3520 | 97.2100 | Solar | [5 empty] | Wiki-Solar | https://www.wiki-solar.org | Wiki-Solar | [10 empty] | 36.34 | 35.96 | 36.11 | 36.54 | 36.7 | HYDRO-V1 | HYDRO-V1 | HYDRO-V1 | HYDRO-V1 | HYDRO-V1
CHN | China | DhSP} 2 |  | WKS0062466 | 15 | 37.3520 | 97.2230 | Solar | [5 empty] | Wiki-Solar | https://www.wiki-solar.org | Wiki-Solar | [10 empty] | 26.21 | 26.42 | 26.47 | 26.84 | 27.01 | HYDRO-V1 | HYDRO-V1 | HYDRO-V1 | HYDRO-V1 | HYDRO-V1
CHN | China | DhSP} G |  | WKS0062473 | 20 | 37.3530 | 97.1830 | Solar | [5 empty] | Wiki-Solar | https://www.wiki-solar.org | Wiki-Solar | [10 empty] | 36.71 | 35.96 | 36.08 | 36.60 | 36.7 | HYDRO-V1 | HYDRO-V1 | HYDRO-V1 | HYDRO-V1 | HYDRO-V1
CHN | China | DhSP} CSP trough |  | WKS0066016 | 50 | 37.3550 | 97.2700 | Solar | [5 empty] | Wiki-Solar | https://www.wiki-solar.org | Wiki-Solar | [10 empty] | 90.95 | 87.15 | 87.38 | 89.12 | 88.17 | HYDRO-V1 | HYDRO-V1 | HYDRO-V1 | HYDRO-V1 | HYDRO-V1
CHN | China | DhSP} L |  | WKS0064971 | 20 | 37.3560 | 97.1580 | Solar | [5 empty] | Wiki-Solar | https://www.wiki-solar.org | Wiki-Solar | [10 empty] | 36.71 | 35.96 | 36.08 | 36.61 | 36.7 | SOLAR-V1-NO-AGE | SOLAR-V1-NO-AGE | SOLAR-V1-NO-AGE | SOLAR-V1-NO-AGE | SOLAR-V1-NO-AGE
CHN | China | DhSP} CWP 3 |  | WKS0062471 | 20 | 37.3560 | 97.1700 | Solar | [5 empty] | Wiki-Solar | https://www.wiki-solar.org | Wiki-Solar | [10 empty] | 36.71 | 35.96 | 36.08 | 36.60 | 36.7 | SOLAR-V1-NO-AGE | SOLAR-V1-NO-AGE | SOLAR-V1-NO-AGE | SOLAR-V1-NO-AGE | SOLAR-V1-NO-AGE
CHN | China | DhSP} M |  | WKS0064972 | 10 | 37.3560 | 97.1850 | Solar | [5 empty] | Wiki-Solar | https://www.wiki-solar.org | Wiki-Solar | [10 empty] | 16.41 | 16.36 | 16.10 | 16.69 | 16.54 | SOLAR-V1-NO-AGE | SOLAR-V1-NO-AGE | SOLAR-V1-NO-AGE | SOLAR-V1-NO-AGE | SOLAR-V1-NO-AGE
CHN | China | DhSP} P |  | WKS0072512 | 60 | 37.3560 | 97.2380 | Solar | [5 empty] | Wiki-Solar | https://www.wiki-solar.org | Wiki-Solar | [10 empty] | 109.04 | 104.68 | 104.56 | 106.91 | 105.88 | SOLAR-V1-NO-AGE | SOLAR-V1-NO-AGE | SOLAR-V1-NO-AGE | SOLAR-V1-NO-AGE | SOLAR-V1-NO-AGE
CHN | China | DhSP} V |  | WKS0072518 | 12 | 37.3580 | 97.1850 | Solar | [5 empty] | Wiki-Solar | https://www.wiki-solar.org | Wiki-Solar | [10 empty] | 20.74 | 20.73 | 20.78 | 21.11 | 21.23 | NO-ESTIMATION | NO-ESTIMATION | NO-ESTIMATION | NO-ESTIMATION | CAPACITY-FACTOR-V1
CHN | China | DhSP} F |  | WKS0062472 | 10 | 37.3580 | 97.2100 | Solar | [5 empty] | Wiki-Solar | https://www.wiki-solar.org | Wiki-Solar | [10 empty] | 16.22 | 16.36 | 16.12 | 16.66 | 16.54 | NO-ESTIMATION | NO-ESTIMATION | NO-ESTIMATION | NO-ESTIMATION | CAPACITY-FACTOR-V1
CHN | China | DhSP} B |  | WKS0062468 | 30 | 37.3610 | 97.2240 | Solar | [5 empty] | Wiki-Solar | https://www.wiki-solar.org | Wiki-Solar | [10 empty] | 53.99 | 52.18 | 52.12 | 53.30 | 52.82 | SOLAR-V1-NO-AGE | SOLAR-V1-NO-AGE | SOLAR-V1-NO-AGE | SOLAR-V1-NO-AGE | SOLAR-V1-NO-AGE
CHN | China | DhSP} AF |  | WKS0073623 | 10 | 37.3610 | 97.2980 | Solar | [5 empty] | Wiki-Solar | https://www.wiki-solar.org | Wiki-Solar | [10 empty] | 16.22 | 16.32 | 16.15 | 16.62 | 16.5 | NO-ESTIMATION | NO-ESTIMATION | NO-ESTIMATION | NO-ESTIMATION | CAPACITY-FACTOR-V1
CHN | China | DhSP} AB |  | WKS0072526 | 20 | 37.3620 | 97.1580 | Solar | [5 empty] | Wiki-Solar | https://www.wiki-solar.org | Wiki-Solar | [10 empty] | 36.71 | 35.96 | 36.08 | 36.61 | 36.7 | SOLAR-V1-NO-AGE | SOLAR-V1-NO-AGE | SOLAR-V1-NO-AGE | SOLAR-V1-NO-AGE | SOLAR-V1-NO-AGE
CHN | China | DhSP} S |  | WKS0072515 | 20 | 37.3670 | 97.2090 | Solar | [5 empty] | Wiki-Solar | https://www.wiki-solar.org | Wiki-Solar | [10 empty] | 36.60 | 35.96 | 36.11 | 36.54 | 36.7 | SOLAR-V1-NO-AGE | SOLAR-V1-NO-AGE | SOLAR-V1-NO-AGE | SOLAR-V1-NO-AGE | SOLAR-V1-NO-AGE
CHN | China | DhSP} Supcon |  | WKS0071099 | 10 | 37.3670 | 97.2930 | Solar | [5 empty] | Wiki-Solar | https://www.wiki-solar.org | Wiki-Solar | [10 empty] | 16.22 | 16.32 | 16.15 | 16.64 | 16.5 | NO-ESTIMATION | NO-ESTIMATION | NO-ESTIMATION | NO-ESTIMATION | CAPACITY-FACTOR-V1
CHN | China | DhSP} K |  | WKS0064970 | 20 | 37.3680 | 97.1720 | Solar | [5 empty] | Wiki-Solar | https://www.wiki-solar.org | Wiki-Solar | [10 empty] | 36.71 | 35.96 | 36.08 | 36.60 | 36.7 | NO-ESTIMATION | NO-ESTIMATION | NO-ESTIMATION | NO-ESTIMATION | CAPACITY-FACTOR-V1
CHN | China | DhSP} AE |  | WKS0072788 | 70 | 37.3680 | 97.3110 | Solar | [5 empty] | Wiki-Solar | https://www.wiki-solar.org | Wiki-Solar | [10 empty] | 127.92 | 122.69 | 122.54 | 125.29 | 124.01 | HYDRO-V1 | HYDRO-V1 | HYDRO-V1 | HYDRO-V1 | HYDRO-V1
CHN | China | DhSP} N |  | WKS0070300 | 30 | 37.3690 | 97.1590 | Solar | [5 empty] | Wiki-Solar | https://www.wiki-solar.org | Wiki-Solar | [10 empty] | 54.55 | 52.18 | 52.07 | 53.43 | 52.91 | NO-ESTIMATION | NO-ESTIMATION | NO-ESTIMATION | NO-ESTIMATION | CAPACITY-FACTOR-V1
CHN | China | DhSP} J |  | WKS0064969 | 10 | 37.3690 | 97.1850 | Solar | [5 empty] | Wiki-Solar | https://www.wiki-solar.org | Wiki-Solar | [10 empty] | 16.41 | 16.36 | 16.10 | 16.69 | 16.54 | NO-ESTIMATION | NO-ESTIMATION | NO-ESTIMATION | NO-ESTIMATION | CAPACITY-FACTOR-V1
CHN | China | DhSP} D |  | WKS0062470 | 28 | 37.3700 | 97.1980 | Solar | [5 empty] | Wiki-Solar | https://www.wiki-solar.org | Wiki-Solar | [10 empty] | 50.98 | 48.73 | 48.68 | 49.86 | 49.42 | HYDRO-V1 | HYDRO-V1 | HYDRO-V1 | HYDRO-V1 | HYDRO-V1
CHN | China | Qinghai Shanyizhongchuan |  | WRI1025956 | 10 | 37.3700 | 97.2240 | Solar |  |  |  |  | Qinghai Shanyizhongchuan Solar Power Co. Ltd. | UNFCCC CDM | http://cdm-en.ccchina.gov.cn/newitemall0.aspx?page=3 | [11 empty] | 16.22 | 16.36 | 16.12 | 16.65 | 16.54 | SOLAR-V1-NO-AGE | SOLAR-V1-NO-AGE | SOLAR-V1-NO-AGE | SOLAR-V1-NO-AGE | SOLAR-V1-NO-AGE
CHN | China | DhSP} CTGNE |  | WKS0073425 | 500 | 37.3700 | 97.2600 | Solar | [5 empty] | Wiki-Solar | https://www.wiki-solar.org | Wiki-Solar | [10 empty] | 896.61 | 859.48 | 861.03 | 879.09 | 870.3 | HYDRO-V1 | HYDRO-V1 | HYDRO-V1 | HYDRO-V1 | HYDRO-V1
CHN | China | DhSP} CSP tower |  | WKS0064968 | 135 | 37.3700 | 97.2880 | Solar | [5 empty] | Wiki-Solar | https://www.wiki-solar.org | Wiki-Solar | [10 empty] | 249.36 | 238.54 | 238.25 | 243.96 | 241.1 | HYDRO-V1 | HYDRO-V1 | HYDRO-V1 | HYDRO-V1 | HYDRO-V1
CHN | China | DhSP} W |  | WKS0072519 | 9 | 37.3710 | 97.1850 | Solar | [5 empty] | Wiki-Solar | https://www.wiki-solar.org | Wiki-Solar | [10 empty] | 14.81 | 14.69 | 14.44 | 14.99 | 14.85 | HYDRO-V1 | HYDRO-V1 | HYDRO-V1 | HYDRO-V1 | HYDRO-V1
CHN | China | DhSP} AA |  | WKS0072525 | 20 | 37.3720 | 97.1720 | Solar | [5 empty] | Wiki-Solar | https://www.wiki-solar.org | Wiki-Solar | [10 empty] | 36.71 | 35.96 | 36.08 | 36.60 | 36.7 | NO-ESTIMATION | NO-ESTIMATION | NO-ESTIMATION | NO-ESTIMATION | CAPACITY-FACTOR-V1
CHN | China | DhSP} C |  | WKS0062469 | 24 | 37.3720 | 97.2230 | Solar | [5 empty] | Wiki-Solar | https://www.wiki-solar.org | Wiki-Solar | [10 empty] | 43.13 | 41.93 | 41.97 | 42.67 | 42.54 | SOLAR-V1-NO-AGE | SOLAR-V1-NO-AGE | SOLAR-V1-NO-AGE | SOLAR-V1-NO-AGE | SOLAR-V1-NO-AGE
CHN | China | DhSP} AD |  | WKS0072528 | 100 | 37.3720 | 97.2430 | Solar | [5 empty] | Wiki-Solar | https://www.wiki-solar.org | Wiki-Solar | [10 empty] | 185.13 | 177.32 | 177.12 | 181.04 | 179 | SOLAR-V1-NO-AGE | SOLAR-V1-NO-AGE | SOLAR-V1-NO-AGE | SOLAR-V1-NO-AGE | SOLAR-V1-NO-AGE
CHN | China | DhSP} X |  | WKS0072520 | 20 | 37.3730 | 97.1850 | Solar | [5 empty] | Wiki-Solar | https://www.wiki-solar.org | Wiki-Solar | [10 empty] | 36.71 | 35.96 | 36.08 | 36.58 | 36.7 | SOLAR-V1-NO-AGE | SOLAR-V1-NO-AGE | SOLAR-V1-NO-AGE | SOLAR-V1-NO-AGE | SOLAR-V1-NO-AGE
CHN | China | Neiqiu |  | WKS0062589 | 100 | 37.3740 | 114.3460 | Solar | [5 empty] | Wiki-Solar | https://www.wiki-solar.org | Wiki-Solar | [10 empty] | 150.94 | 153.71 | 153.41 | 152.02 | 157.48 | SOLAR-V1-NO-AGE | SOLAR-V1-NO-AGE | SOLAR-V1-NO-AGE | SOLAR-V1-NO-AGE | SOLAR-V1-NO-AGE
CHN | China | DhSP} O |  | WKS0072523 | 15 | 37.3750 | 97.1720 | Solar | [5 empty] | Wiki-Solar | https://www.wiki-solar.org | Wiki-Solar | [10 empty] | 26.49 | 26.42 | 26.45 | 26.90 | 27.01 | SOLAR-V1-NO-AGE | SOLAR-V1-NO-AGE | SOLAR-V1-NO-AGE | SOLAR-V1-NO-AGE | SOLAR-V1-NO-AGE
CHN | China | DhSP} AG |  | WKS0073624 | 15 | 37.3750 | 97.3150 | Solar | [5 empty] | Wiki-Solar | https://www.wiki-solar.org | Wiki-Solar | [10 empty] | 26.21 | 26.37 | 26.48 | 26.80 | 26.96 | NO-ESTIMATION | NO-ESTIMATION | NO-ESTIMATION | NO-ESTIMATION | CAPACITY-FACTOR-V1
CHN | China | DhSP} T |  | WKS0072516 | 20 | 37.3770 | 97.1990 | Solar | [5 empty] | Wiki-Solar | https://www.wiki-solar.org | Wiki-Solar | [10 empty] | 36.71 | 35.96 | 36.11 | 36.54 | 36.7 | HYDRO-V1 | HYDRO-V1 | HYDRO-V1 | HYDRO-V1 | HYDRO-V1
CHN | China | DhSP} AH |  | WKS0073625 | 70 | 37.3770 | 97.3070 | Solar | [5 empty] | Wiki-Solar | https://www.wiki-solar.org | Wiki-Solar | [10 empty] | 127.92 | 122.69 | 122.54 | 125.29 | 124.01 | HYDRO-V1 | HYDRO-V1 | HYDRO-V1 | HYDRO-V1 | HYDRO-V1
CHN | China | Jingtai B |  | WKS0070375 | 20 | 37.3780 | 104.0070 | Solar | [5 empty] | Wiki-Solar | https://www.wiki-solar.org | Wiki-Solar | [10 empty] | 32.07 | 31.48 | 32.08 | 32.49 | 33.02 | HYDRO-V1 | HYDRO-V1 | HYDRO-V1 | HYDRO-V1 | HYDRO-V1
CHN | China | DhSP} AC |  | WKS0072527 | 40 | 37.3780 | 97.1590 | Solar | [5 empty] | Wiki-Solar | https://www.wiki-solar.org | Wiki-Solar | [10 empty] | 73.45 | 69.92 | 69.80 | 71.74 | 70.87 | NO-ESTIMATION | NO-ESTIMATION | NO-ESTIMATION | NO-ESTIMATION | CAPACITY-FACTOR-V1
CHN | China | DhSP} Z |  | WKS0072522 | 12 | 37.3780 | 97.1720 | Solar | [5 empty] | Wiki-Solar | https://www.wiki-solar.org | Wiki-Solar | [10 empty] | 20.74 | 20.73 | 20.78 | 21.11 | 21.23 | SOLAR-V1-NO-AGE | SOLAR-V1-NO-AGE | SOLAR-V1-NO-AGE | SOLAR-V1-NO-AGE | SOLAR-V1-NO-AGE
CHN | China | DhSP} Y |  | WKS0072521 | 20 | 37.3790 | 97.1850 | Solar | [5 empty] | Wiki-Solar | https://www.wiki-solar.org | Wiki-Solar | [10 empty] | 36.71 | 35.96 | 36.08 | 36.58 | 36.7 | SOLAR-V1-NO-AGE | SOLAR-V1-NO-AGE | SOLAR-V1-NO-AGE | SOLAR-V1-NO-AGE | SOLAR-V1-NO-AGE
CHN | China | Jingtai A |  | WKS0070373 | 65 | 37.3860 | 103.9820 | Solar | [5 empty] | Wiki-Solar | https://www.wiki-solar.org | Wiki-Solar | [10 empty] | 98.86 | 96.23 | 97.52 | 98.90 | 101.13 | HYDRO-V1 | HYDRO-V1 | HYDRO-V1 | HYDRO-V1 | HYDRO-V1
CHN | China | Jingtai CPI |  | WKS0063027 | 20 | 37.3860 | 103.9990 | Solar | [5 empty] | Wiki-Solar | https://www.wiki-solar.org | Wiki-Solar | [10 empty] | 32.07 | 31.48 | 32.08 | 32.55 | 33.02 | HYDRO-V1 | HYDRO-V1 | HYDRO-V1 | HYDRO-V1 | HYDRO-V1
CHN | China | Caotai |  | WKS0061679 | 30 | 37.3860 | 105.4760 | Solar | [5 empty] | Wiki-Solar | https://www.wiki-solar.org | Wiki-Solar | [10 empty] | 44.78 | 45.53 | 45.48 | 45.50 | 46.08 | NO-ESTIMATION | NO-ESTIMATION | NO-ESTIMATION | NO-ESTIMATION | CAPACITY-FACTOR-V1
CHN | China | DhSP} AI |  | WKS0073626 | 75 | 37.3860 | 97.2690 | Solar | [5 empty] | Wiki-Solar | https://www.wiki-solar.org | Wiki-Solar | [10 empty] | 139.12 | 133.10 | 132.94 | 136.05 | 134.52 | NO-ESTIMATION | NO-ESTIMATION | NO-ESTIMATION | NO-ESTIMATION | CAPACITY-FACTOR-V1
CHN | China | Xigoucun |  | WKS0064973 | 20 | 37.3880 | 105.4160 | Solar | [5 empty] | Wiki-Solar | https://www.wiki-solar.org | Wiki-Solar | [10 empty] | 31.76 | 32.30 | 32.03 | 32.37 | 32.77 | NO-ESTIMATION | NO-ESTIMATION | NO-ESTIMATION | NO-ESTIMATION | CAPACITY-FACTOR-V1
CHN | China | Ningxia Zhongwei (Xuanhe) Guodian Phase I |  | WRI1025957 | 20 | 37.3900 | 105.4100 | Solar |  |  |  |  | Ningxia Guodian A'tesi New Energy Development Co. Ltd. | UNFCCC CDM | http://cdm.unfccc.int/UserManagement/FileStorage/QI82FCWPH69XYT3OUZAEL7SM01V4N5 | [11 empty] | 31.76 | 32.30 | 32.03 | 32.37 | 32.77 | NO-ESTIMATION | NO-ESTIMATION | NO-ESTIMATION | NO-ESTIMATION | CAPACITY-FACTOR-V1
CHN | China | Shagoumen B |  | WKS0072305 | 100 | 37.4330 | 105.9580 | Solar | [5 empty] | Wiki-Solar | https://www.wiki-solar.org | Wiki-Solar | [10 empty] | 152.25 | 153.88 | 153.06 | 154.09 | 156.41 | NO-ESTIMATION | NO-ESTIMATION | NO-ESTIMATION | NO-ESTIMATION | CAPACITY-FACTOR-V1
CHN | China | Shagoumen A |  | WKS0069492 | 10 | 37.4370 | 105.9720 | Solar | [5 empty] | Wiki-Solar | https://www.wiki-solar.org | Wiki-Solar | [10 empty] | 15.82 | 16.02 | 15.85 | 16.03 | 16.24 | HYDRO-V1 | HYDRO-V1 | HYDRO-V1 | HYDRO-V1 | HYDRO-V1
CHN | China | Hongsibu CS |  | WKS0069490 | 10 | 37.4380 | 106.0980 | Solar | [5 empty] | Wiki-Solar | https://www.wiki-solar.org | Wiki-Solar | [10 empty] | 15.82 | 16.02 | 15.91 | 16.02 | 16.24 | HYDRO-V1 | HYDRO-V1 | HYDRO-V1 | HYDRO-V1 | HYDRO-V1
CHN | China | Lincheng |  | WKS0062588 | 100 | 37.4480 | 114.3320 | Solar | [5 empty] | Wiki-Solar | https://www.wiki-solar.org | Wiki-Solar | [10 empty] | 149.78 | 154.44 | 153.65 | 153.60 | 157.55 | SOLAR-V1-NO-AGE | SOLAR-V1-NO-AGE | SOLAR-V1-NO-AGE | SOLAR-V1-NO-AGE | SOLAR-V1-NO-AGE
CHN | China | Ningxia Jingneng Taiyangshan |  | WRI1025958 | 10 | 37.4800 | 106.5800 | Solar |  |  |  |  | Ningxia Jingneng New Energy Co. Ltd. | UNFCCC CDM | http://cdm.unfccc.int/filestorage/L/C/D/LCD0ZSOEG9IM41NPY8KFJA2VQR5TH7/PDD_Ningxia%20Jingneng%20Taiyangshan%20Grid-connected%2010MWp%20Solar%20PV%20Power%20Generation%20Phase%20I%20Project.pdf?t=QkZ8b2o5dnd5fDAfxvZxOMcCxtyBCkdLDzSR |  | 1088704 | [9 empty] | 16.11 | 16.36 | 16.28 | 16.38 | 16.41 | HYDRO-V1 | HYDRO-V1 | HYDRO-V1 | HYDRO-V1 | HYDRO-V1
CHN | China | Dongying |  | WRI1026383 | 7 | 37.4800 | 118.7500 | Solar | [5 empty] | UNFCCC CDM | http://cdm.unfccc.int/Projects/Validation/DB/1XGFBVGX4JSZP2YFKGV4BM5EHD5P8F/view.html |  | 1086263 | [9 empty] | 10.89 | 11.95 | 11.77 | 11.92 | 12.02 | NO-ESTIMATION | NO-ESTIMATION | NO-ESTIMATION | NO-ESTIMATION | CAPACITY-FACTOR-V1
CHN | China | Taiyangshan B |  | WKS0072814 | 10 | 37.4840 | 106.5840 | Solar | [5 empty] | Wiki-Solar | https://www.wiki-solar.org | Wiki-Solar | [10 empty] | 16.11 | 16.36 | 16.28 | 16.38 | 16.45 | HYDRO-V1 | HYDRO-V1 | HYDRO-V1 | HYDRO-V1 | HYDRO-V1
CHN | China | Hongsibu A |  | WKS0072306 | 100 | 37.4860 | 106.1300 | Solar | [5 empty] | Wiki-Solar | https://www.wiki-solar.org | Wiki-Solar | [10 empty] | 152.25 | 153.92 | 153.65 | 154.05 | 156.2 | NO-ESTIMATION | NO-ESTIMATION | NO-ESTIMATION | NO-ESTIMATION | CAPACITY-FACTOR-V1
CHN | China | Ningxia Diantou Taiyangshan Phase I |  | WRI1026364 | 10 | 37.4900 | 106.5400 | Solar | [5 empty] | UNFCCC CDM | https://cdm.unfccc.int/Projects/DB/BVQI1339492838.15/view | [11 empty] | 15.87 | 16.09 | 15.96 | 16.08 | 16.25 | NO-ESTIMATION | NO-ESTIMATION | NO-ESTIMATION | NO-ESTIMATION | CAPACITY-FACTOR-V1
CHN | China | Taiyangshan CECEP III |  | WKS0061710 | 50.5 | 37.4920 | 106.5630 | Solar | [5 empty] | Wiki-Solar | https://www.wiki-solar.org | Wiki-Solar | [10 empty] | 77.11 | 78.54 | 78.55 | 78.81 | 79.16 | NO-ESTIMATION | NO-ESTIMATION | NO-ESTIMATION | NO-ESTIMATION | CAPACITY-FACTOR-V1
CHN | China | Kenli B |  | WKS0070224 | 35 | 37.4960 | 118.3880 | Solar | [5 empty] | Wiki-Solar | https://www.wiki-solar.org | Wiki-Solar | [10 empty] | 53.14 | 57.39 | 57.26 | 56.31 | 57.72 | HYDRO-V1 | HYDRO-V1 | HYDRO-V1 | HYDRO-V1 | HYDRO-V1
CHN | China | CECIC Taiyangshan Phase 1 |  | WRI1025959 | 10 | 37.5000 | 106.5500 | Solar |  |  |  |  | CECIC Wuzhong Taiyangshan Solar Energy Power Generation Co. Ltd. | UNFCCC CDM | https://cdm.unfccc.int/filestorage/9/H/P/9HPFY87ZWM0OQUT2R1KEJNI35S4LCA/5945%20PDD.pdf?t=eG58b2o5aXNufDDVnKrWGrO29laR7-6VyKWm | [11 empty] | 15.87 | 16.09 | 15.96 | 16.08 | 16.25 | NO-ESTIMATION | NO-ESTIMATION | NO-ESTIMATION | NO-ESTIMATION | CAPACITY-FACTOR-V1
CHN | China | Ningxia Taiyangshan Phase II |  | WRI1025960 | 20 | 37.5000 | 106.5700 | Solar |  |  |  |  | CECEP Wuzhong Taiyangshan Solar Energy Power Generation Co. Ltd. | UNFCCC CDM | http://cdm.unfccc.int/filestorage/m/c/6S0EP1I2LUWVG3DO5FR4XYKJ9BQCHZ.pdf/PDD_Taiyangshan%20Phase%20II.pdf?t=Zzh8b2o5czhofDDs3weDEVsp9aIKIP_C-9dg |  | 1088704 | [9 empty] | 32.14 | 32.91 | 32.91 | 33.09 | 33.1 | SOLAR-V1-NO-AGE | SOLAR-V1-NO-AGE | SOLAR-V1-NO-AGE | SOLAR-V1-NO-AGE | SOLAR-V1-NO-AGE
CHN | China | Taiyangshan CECEP II |  | WKS0061789 | 20.2 | 37.5010 | 106.5700 | Solar | [5 empty] | Wiki-Solar | https://www.wiki-solar.org | Wiki-Solar | [10 empty] | 32.42 | 33.20 | 33.20 | 33.38 | 33.39 | SOLAR-V1-NO-AGE | SOLAR-V1-NO-AGE | SOLAR-V1-NO-AGE | SOLAR-V1-NO-AGE | SOLAR-V1-NO-AGE
CHN | China | Lincheng A |  | WKS0070031 | 40 | 37.5010 | 114.3370 | Solar | [5 empty] | Wiki-Solar | https://www.wiki-solar.org | Wiki-Solar | [10 empty] | 60.35 | 61.23 | 61.29 | 61.58 | 62.78 | HYDRO-V1 | HYDRO-V1 | HYDRO-V1 | HYDRO-V1 | HYDRO-V1
CHN | China | Taiyangshan A |  | WKS0066608 | 30 | 37.5050 | 106.5400 | Solar | [5 empty] | Wiki-Solar | https://www.wiki-solar.org | Wiki-Solar | [10 empty] | 44.93 | 45.73 | 45.71 | 45.75 | 46.33 | HYDRO-V1 | HYDRO-V1 | HYDRO-V1 | HYDRO-V1 | HYDRO-V1
CHN | China | Litong A |  | WKS0070365 | 40 | 37.5150 | 106.4580 | Solar | [5 empty] | Wiki-Solar | https://www.wiki-solar.org | Wiki-Solar | [10 empty] | 60.33 | 61.08 | 61.24 | 61.27 | 62.08 | SOLAR-V1-NO-AGE | SOLAR-V1-NO-AGE | SOLAR-V1-NO-AGE | SOLAR-V1-NO-AGE | SOLAR-V1-NO-AGE
CHN | China | Taiyangshan CPI |  | WKS0061723 | 30.1 | 37.5170 | 106.5910 | Solar | [5 empty] | Wiki-Solar | https://www.wiki-solar.org | Wiki-Solar | [10 empty] | 45.80 | 46.57 | 46.75 | 46.75 | 47 | SOLAR-V1-NO-AGE | SOLAR-V1-NO-AGE | SOLAR-V1-NO-AGE | SOLAR-V1-NO-AGE | SOLAR-V1-NO-AGE
CHN | China | Ningxia Taiyangshan Phase I |  | WRI1026363 | 10 | 37.5200 | 106.6000 | Solar | [5 empty] | UNFCCC CDM | https://cdm.unfccc.int/Projects/DB/RWTUV1310469735.47/view | [11 empty] | 16.11 | 16.35 | 16.28 | 16.38 | 16.45 | SOLAR-V1-NO-AGE | SOLAR-V1-NO-AGE | SOLAR-V1-NO-AGE | SOLAR-V1-NO-AGE | SOLAR-V1-NO-AGE
CHN | China | Ningxia Taiyangshan Phase III |  | WRI1025961 | 30 | 37.5200 | 106.6000 | Solar |  |  |  |  | Ningxia Electric Power Group Co. Ltd. | UNFCCC CDM | https://cdm.unfccc.int/filestorage/e/2/WFXB8JQS0OHKPZG2RYIM3U547VDL9A.pdf/PDD%206272.pdf?t=RnV8b2o5dDF0fDD72qqH2y9eCQ4E8AeKmhxW | [11 empty] | 45.65 | 46.41 | 46.60 | 46.59 | 46.84 | SOLAR-V1-NO-AGE | SOLAR-V1-NO-AGE | SOLAR-V1-NO-AGE | SOLAR-V1-NO-AGE | SOLAR-V1-NO-AGE
CHN | China | Machanghu |  | WKS0065833 | 10 | 37.5270 | 105.0750 | Solar | [5 empty] | Wiki-Solar | https://www.wiki-solar.org | Wiki-Solar | [10 empty] | 15.89 | 16.13 | 15.98 | 16.02 | 16.22 | HYDRO-V1 | HYDRO-V1 | HYDRO-V1 | HYDRO-V1 | HYDRO-V1
CHN | China | TeSP} N |  | WKS0066270 | 45 | 37.5320 | 105.0350 | Solar | [5 empty] | Wiki-Solar | https://www.wiki-solar.org | Wiki-Solar | [10 empty] | 67.61 | 68.21 | 68.18 | 68.48 | 69.51 | HYDRO-V1 | HYDRO-V1 | HYDRO-V1 | HYDRO-V1 | HYDRO-V1
CHN | China | Fangjiaquan A |  | WKS0066773 | 30 | 37.5340 | 106.3780 | Solar | [5 empty] | Wiki-Solar | https://www.wiki-solar.org | Wiki-Solar | [10 empty] | 44.73 | 45.54 | 45.54 | 45.58 | 46.35 | HYDRO-V1 | HYDRO-V1 | HYDRO-V1 | HYDRO-V1 | HYDRO-V1
CHN | China | Zhuanjingzhen G |  | WKS0073791 | 15 | 37.5360 | 107.7510 | Solar | [5 empty] | Wiki-Solar | https://www.wiki-solar.org | Wiki-Solar | [10 empty] | 24.68 | 24.77 | 24.97 | 25.17 | 25.24 | NO-ESTIMATION | NO-ESTIMATION | NO-ESTIMATION | NO-ESTIMATION | CAPACITY-FACTOR-V1
CHN | China | Pishan II |  | WKS0065034 | 20 | 37.5390 | 78.2470 | Solar | [5 empty] | Wiki-Solar | https://www.wiki-solar.org | Wiki-Solar | [10 empty] | 32.08 | 32.21 | 31.69 | 32.35 | 32.97 | HYDRO-V1 | HYDRO-V1 | HYDRO-V1 | HYDRO-V1 | HYDRO-V1
CHN | China | Zhuanjingzhen A |  | WKS0069990 | 75 | 37.5400 | 107.7720 | Solar | [5 empty] | Wiki-Solar | https://www.wiki-solar.org | Wiki-Solar | [10 empty] | 118.49 | 118.12 | 118.92 | 119.77 | 120.54 | HYDRO-V1 | HYDRO-V1 | HYDRO-V1 | HYDRO-V1 | HYDRO-V1
CHN | China | Zhuanjingzhen B |  | WKS0069998 | 50 | 37.5400 | 107.8010 | Solar | [5 empty] | Wiki-Solar | https://www.wiki-solar.org | Wiki-Solar | [10 empty] | 78.13 | 77.88 | 78.54 | 78.98 | 79.56 | HYDRO-V1 | HYDRO-V1 | HYDRO-V1 | HYDRO-V1 | HYDRO-V1
CHN | China | CTGNE Pishan Phase I |  | WRI1025962 | 20 | 37.5400 | 78.2490 | Solar |  |  |  |  | CTGNE Pishan power Generation Co. Ltd. | UNFCCC CDM | http://cdm.unfccc.int/UserManagement/FileStorage/5FCEMI3BQV702HSRPGAYWT4O9LDKXU | [11 empty] | 32.08 | 32.21 | 31.65 | 32.28 | 32.97 | NO-ESTIMATION | NO-ESTIMATION | NO-ESTIMATION | NO-ESTIMATION | CAPACITY-FACTOR-V1
CHN | China | Shapotou C |  | WKS0070363 | 30 | 37.5410 | 105.4300 | Solar | [5 empty] | Wiki-Solar | https://www.wiki-solar.org | Wiki-Solar | [10 empty] | 44.75 | 45.54 | 45.32 | 45.48 | 46.8 | NO-ESTIMATION | NO-ESTIMATION | NO-ESTIMATION | NO-ESTIMATION | CAPACITY-FACTOR-V1
CHN | China | TeSP} E |  | WKS0065827 | 60 | 37.5420 | 105.0290 | Solar | [5 empty] | Wiki-Solar | https://www.wiki-solar.org | Wiki-Solar | [10 empty] | 90.55 | 91.27 | 91.04 | 91.63 | 92.93 | NO-ESTIMATION | NO-ESTIMATION | NO-ESTIMATION | NO-ESTIMATION | CAPACITY-FACTOR-V1
CHN | China | TeSP} H |  | WKS0065830 | 60 | 37.5420 | 105.0730 | Solar | [5 empty] | Wiki-Solar | https://www.wiki-solar.org | Wiki-Solar | [10 empty] | 90.99 | 92.06 | 91.84 | 91.63 | 92.93 | HYDRO-V1 | HYDRO-V1 | HYDRO-V1 | HYDRO-V1 | HYDRO-V1
CHN | China | Gangoucun B |  | WKS0069485 | 25 | 37.5440 | 108.9160 | Solar | [5 empty] | Wiki-Solar | https://www.wiki-solar.org | Wiki-Solar | [10 empty] | 39.29 | 39.38 | 39.29 | 39.11 | 40.3 | NO-ESTIMATION | NO-ESTIMATION | NO-ESTIMATION | NO-ESTIMATION | CAPACITY-FACTOR-V1
CHN | China | TBEA SN |  | WKS0066178 | 50 | 37.5460 | 107.6670 | Solar | [5 empty] | Wiki-Solar | https://www.wiki-solar.org | Wiki-Solar | [10 empty] | 78.06 | 78.17 | 78.48 | 78.91 | 79.86 | NO-ESTIMATION | NO-ESTIMATION | NO-ESTIMATION | NO-ESTIMATION | CAPACITY-FACTOR-V1
CHN | China | Zhuanjingzhen C |  | WKS0069999 | 50 | 37.5460 | 107.7860 | Solar | [5 empty] | Wiki-Solar | https://www.wiki-solar.org | Wiki-Solar | [10 empty] | 78.13 | 77.96 | 78.48 | 78.98 | 79.56 | NO-ESTIMATION | NO-ESTIMATION | NO-ESTIMATION | NO-ESTIMATION | CAPACITY-FACTOR-V1
CHN | China | Zhuanjingzhen F |  | WKS0073790 | 50 | 37.5470 | 107.7550 | Solar | [5 empty] | Wiki-Solar | https://www.wiki-solar.org | Wiki-Solar | [10 empty] | 78.13 | 77.96 | 78.48 | 79.06 | 79.86 | NO-ESTIMATION | NO-ESTIMATION | NO-ESTIMATION | NO-ESTIMATION | CAPACITY-FACTOR-V1
CHN | China | TeSP} C |  | WKS0065825 | 20 | 37.5490 | 105.0530 | Solar | [5 empty] | Wiki-Solar | https://www.wiki-solar.org | Wiki-Solar | [10 empty] | 31.76 | 32.20 | 32.27 | 32.40 | 32.77 | HYDRO-V1 | HYDRO-V1 | HYDRO-V1 | HYDRO-V1 | HYDRO-V1
CHN | China | Zhongning D |  | WKS0070364 | 15 | 37.5490 | 105.5090 | Solar | [5 empty] | Wiki-Solar | https://www.wiki-solar.org | Wiki-Solar | [10 empty] | 23.84 | 24.30 | 24.17 | 24.30 | 24.72 | SOLAR-V1-NO-AGE | SOLAR-V1-NO-AGE | SOLAR-V1-NO-AGE | SOLAR-V1-NO-AGE | SOLAR-V1-NO-AGE
CHN | China | TeSP} F |  | WKS0065828 | 135 | 37.5500 | 105.0310 | Solar | [5 empty] | Wiki-Solar | https://www.wiki-solar.org | Wiki-Solar | [10 empty] | 204.68 | 206.29 | 206.58 | 207.11 | 210.02 | SOLAR-V1-NO-AGE | SOLAR-V1-NO-AGE | SOLAR-V1-NO-AGE | SOLAR-V1-NO-AGE | SOLAR-V1-NO-AGE
CHN | China | TeSP} Q |  | WKS0066272 | 20 | 37.5500 | 105.0560 | Solar | [5 empty] | Wiki-Solar | https://www.wiki-solar.org | Wiki-Solar | [10 empty] | 31.76 | 32.20 | 32.27 | 32.40 | 32.77 | NO-ESTIMATION | NO-ESTIMATION | NO-ESTIMATION | NO-ESTIMATION | CAPACITY-FACTOR-V1
CHN | China | Gangoucun C |  | WKS0069486 | 10 | 37.5510 | 108.9290 | Solar | [5 empty] | Wiki-Solar | https://www.wiki-solar.org | Wiki-Solar | [10 empty] | 16.23 | 16.37 | 16.27 | 16.27 | 16.68 | HYDRO-V1 | HYDRO-V1 | HYDRO-V1 | HYDRO-V1 | HYDRO-V1
CHN | China | Kenli A |  | WKS0069982 | 100 | 37.5510 | 118.8270 | Solar | [5 empty] | Wiki-Solar | https://www.wiki-solar.org | Wiki-Solar | [10 empty] | 145.90 | 159.97 | 158.89 | 159.79 | 166.34 | SOLAR-V1-NO-AGE | SOLAR-V1-NO-AGE | SOLAR-V1-NO-AGE | SOLAR-V1-NO-AGE | SOLAR-V1-NO-AGE
CHN | China | Dingbian B |  | WKS0069989 | 100 | 37.5520 | 107.6800 | Solar | [5 empty] | Wiki-Solar | https://www.wiki-solar.org | Wiki-Solar | [10 empty] | 157.49 | 157.71 | 158.19 | 159.19 | 160.95 | HYDRO-V1 | HYDRO-V1 | HYDRO-V1 | HYDRO-V1 | HYDRO-V1
CHN | China | TeSP} T |  | WKS0068227 | 25 | 37.5530 | 105.0090 | Solar | [5 empty] | Wiki-Solar | https://www.wiki-solar.org | Wiki-Solar | [10 empty] | 37.73 | 38.16 | 38.28 | 38.40 | 38.87 | NO-ESTIMATION | NO-ESTIMATION | NO-ESTIMATION | NO-ESTIMATION | CAPACITY-FACTOR-V1
CHN | China | Nangou A |  | WKS0069488 | 40 | 37.5530 | 108.7330 | Solar | [5 empty] | Wiki-Solar | https://www.wiki-solar.org | Wiki-Solar | [10 empty] | 60.99 | 61.47 | 62.98 | 62.76 | 62.77 | NO-ESTIMATION | NO-ESTIMATION | NO-ESTIMATION | NO-ESTIMATION | CAPACITY-FACTOR-V1
CHN | China | Nangou B |  | WKS0073793 | 45 | 37.5540 | 108.6840 | Solar | [5 empty] | Wiki-Solar | https://www.wiki-solar.org | Wiki-Solar | [10 empty] | 70.59 | 69.50 | 70.57 | 70.42 | 71.77 | NO-ESTIMATION | NO-ESTIMATION | NO-ESTIMATION | NO-ESTIMATION | CAPACITY-FACTOR-V1
CHN | China | TeSP} D |  | WKS0065826 | 20 | 37.5570 | 105.0450 | Solar | [5 empty] | Wiki-Solar | https://www.wiki-solar.org | Wiki-Solar | [10 empty] | 31.76 | 32.17 | 32.27 | 32.40 | 32.77 | NO-ESTIMATION | NO-ESTIMATION | NO-ESTIMATION | NO-ESTIMATION | CAPACITY-FACTOR-V1
CHN | China | Dongmoucun A |  | WKS0070030 | 20 | 37.5570 | 114.4890 | Solar | [5 empty] | Wiki-Solar | https://www.wiki-solar.org | Wiki-Solar | [10 empty] | 30.53 | 32.71 | 32.34 | 32.96 | 33.58 | SOLAR-V1-NO-AGE | SOLAR-V1-NO-AGE | SOLAR-V1-NO-AGE | SOLAR-V1-NO-AGE | SOLAR-V1-NO-AGE
CHN | China | TeSP} R |  | WKS0066273 | 60 | 37.5580 | 105.0690 | Solar | [5 empty] | Wiki-Solar | https://www.wiki-solar.org | Wiki-Solar | [10 empty] | 90.99 | 91.81 | 91.84 | 91.63 | 92.88 | HYDRO-V1 | HYDRO-V1 | HYDRO-V1 | HYDRO-V1 | HYDRO-V1
CHN | China | Zhuanjingzhen D |  | WKS0070000 | 175 | 37.5580 | 107.8080 | Solar | [5 empty] | Wiki-Solar | https://www.wiki-solar.org | Wiki-Solar | [10 empty] | 274.74 | 274.16 | 275.96 | 277.43 | 279.51 | NO-ESTIMATION | NO-ESTIMATION | NO-ESTIMATION | NO-ESTIMATION | CAPACITY-FACTOR-V1
CHN | China | TeSP} G |  | WKS0065829 | 96 | 37.5600 | 105.0170 | Solar | [5 empty] | Wiki-Solar | https://www.wiki-solar.org | Wiki-Solar | [10 empty] | 146.16 | 147.27 | 147.51 | 147.89 | 149.96 | HYDRO-V1 | HYDRO-V1 | HYDRO-V1 | HYDRO-V1 | HYDRO-V1
CHN | China | Guodian Ningxia Zhongwei |  | WRI1029333 | 10 | 37.5600 | 105.0400 | Solar | [5 empty] | UNFCCC CDM | https://cdm.unfccc.int/Projects/DB/RWTUV1319649043.83/view |  | 1082305 | [9 empty] | 15.82 | 15.95 | 15.91 | 16.02 | 16.22 | HYDRO-V1 | HYDRO-V1 | HYDRO-V1 | HYDRO-V1 | HYDRO-V1
CHN | China | TeSP} M |  | WKS0066268 | 25 | 37.5600 | 105.0490 | Solar | [5 empty] | Wiki-Solar | https://www.wiki-solar.org | Wiki-Solar | [10 empty] | 37.73 | 38.05 | 38.28 | 38.40 | 38.87 | NO-ESTIMATION | NO-ESTIMATION | NO-ESTIMATION | NO-ESTIMATION | CAPACITY-FACTOR-V1
CHN | China | TeSP} P |  | WKS0066271 | 20 | 37.5600 | 105.0560 | Solar | [5 empty] | Wiki-Solar | https://www.wiki-solar.org | Wiki-Solar | [10 empty] | 31.76 | 32.39 | 32.42 | 32.40 | 32.76 | HYDRO-V1 | HYDRO-V1 | HYDRO-V1 | HYDRO-V1 | HYDRO-V1
CHN | China | TeSP} W |  | WKS0071808 | 5 | 37.5620 | 105.0050 | Solar | [5 empty] | Wiki-Solar | https://www.wiki-solar.org | Wiki-Solar | [10 empty] | 8.07 | 8.12 | 8.06 | 8.15 | 8.22 | SOLAR-V1-NO-AGE | SOLAR-V1-NO-AGE | SOLAR-V1-NO-AGE | SOLAR-V1-NO-AGE | SOLAR-V1-NO-AGE
CHN | China | Zhuanjingzhen E |  | WKS0073789 | 30 | 37.5630 | 107.7490 | Solar | [5 empty] | Wiki-Solar | https://www.wiki-solar.org | Wiki-Solar | [10 empty] | 46.40 | 46.55 | 46.90 | 47.16 | 47.67 | SOLAR-V1-NO-AGE | SOLAR-V1-NO-AGE | SOLAR-V1-NO-AGE | SOLAR-V1-NO-AGE | SOLAR-V1-NO-AGE
CHN | China | Litong B |  | WKS0070366 | 20 | 37.5640 | 106.4350 | Solar | [5 empty] | Wiki-Solar | https://www.wiki-solar.org | Wiki-Solar | [10 empty] | 31.87 | 32.30 | 32.42 | 32.52 | 32.84 | SOLAR-V1-NO-AGE | SOLAR-V1-NO-AGE | SOLAR-V1-NO-AGE | SOLAR-V1-NO-AGE | SOLAR-V1-NO-AGE
CHN | China | Tengger |  | WKS0066269 | 20 | 37.5650 | 105.0400 | Solar | [5 empty] | Wiki-Solar | https://www.wiki-solar.org | Wiki-Solar | [10 empty] | 31.76 | 32.12 | 32.27 | 32.40 | 32.77 | SOLAR-V1-NO-AGE | SOLAR-V1-NO-AGE | SOLAR-V1-NO-AGE | SOLAR-V1-NO-AGE | SOLAR-V1-NO-AGE
CHN | China | TeSP} U |  | WKS0070090 | 30 | 37.5660 | 105.0600 | Solar | [5 empty] | Wiki-Solar | https://www.wiki-solar.org | Wiki-Solar | [10 empty] | 45.01 | 45.67 | 45.76 | 45.53 | 46.22 | SOLAR-V1-NO-AGE | SOLAR-V1-NO-AGE | SOLAR-V1-NO-AGE | SOLAR-V1-NO-AGE | SOLAR-V1-NO-AGE
CHN | China | Shapotou B |  | WKS0070362 | 50 | 37.5660 | 105.4500 | Solar | [5 empty] | Wiki-Solar | https://www.wiki-solar.org | Wiki-Solar | [10 empty] | 75.37 | 76.27 | 75.77 | 76.17 | 78.23 | SOLAR-V1-NO-AGE | SOLAR-V1-NO-AGE | SOLAR-V1-NO-AGE | SOLAR-V1-NO-AGE | SOLAR-V1-NO-AGE
CHN | China | Liqian A |  | WKS0073787 | 50 | 37.5670 | 107.8110 | Solar | [5 empty] | Wiki-Solar | https://www.wiki-solar.org | Wiki-Solar | [10 empty] | 78.13 | 77.96 | 78.54 | 78.89 | 79.86 | NO-ESTIMATION | NO-ESTIMATION | NO-ESTIMATION | NO-ESTIMATION | CAPACITY-FACTOR-V1
CHN | China | Litong C |  | WKS0070367 | 20 | 37.5690 | 106.4320 | Solar | [5 empty] | Wiki-Solar | https://www.wiki-solar.org | Wiki-Solar | [10 empty] | 31.87 | 32.30 | 32.42 | 32.54 | 32.84 | NO-ESTIMATION | NO-ESTIMATION | NO-ESTIMATION | NO-ESTIMATION | CAPACITY-FACTOR-V1
CHN | China | TeSP} V |  | WKS0070091 | 20 | 37.5700 | 105.0470 | Solar | [5 empty] | Wiki-Solar | https://www.wiki-solar.org | Wiki-Solar | [10 empty] | 31.76 | 32.39 | 32.42 | 32.36 | 32.76 | HYDRO-V1 | HYDRO-V1 | HYDRO-V1 | HYDRO-V1 | HYDRO-V1
CHN | China | Ningxia Jinyang |  | WRI1029338 | 30 | 37.5700 | 105.0700 | Solar | [5 empty] | UNFCCC CDM | https://cdm.unfccc.int/Projects/DB/BVQI1353486671.98/view | [11 empty] | 45.01 | 45.67 | 45.76 | 45.53 | 46.07 | HYDRO-V1 | HYDRO-V1 | HYDRO-V1 | HYDRO-V1 | HYDRO-V1
CHN | China | Zhongwei 30 ZHW |  | WKS0064426 | 30 | 37.5730 | 105.0320 | Solar | [5 empty] | Wiki-Solar | https://www.wiki-solar.org | Wiki-Solar | [10 empty] | 44.78 | 45.67 | 45.54 | 45.53 | 46.22 | SOLAR-V1-NO-AGE | SOLAR-V1-NO-AGE | SOLAR-V1-NO-AGE | SOLAR-V1-NO-AGE | SOLAR-V1-NO-AGE
CHN | China | TeSP} J |  | WKS0065831 | 75 | 37.5730 | 105.0680 | Solar | [5 empty] | Wiki-Solar | https://www.wiki-solar.org | Wiki-Solar | [10 empty] | 115.01 | 116.03 | 116.07 | 115.67 | 116.93 | SOLAR-V1-NO-AGE | SOLAR-V1-NO-AGE | SOLAR-V1-NO-AGE | SOLAR-V1-NO-AGE | SOLAR-V1-NO-AGE
CHN | China | TeSP} S |  | WKS0068226 | 32 | 37.5740 | 104.9950 | Solar | [5 empty] | Wiki-Solar | https://www.wiki-solar.org | Wiki-Solar | [10 empty] | 48.55 | 49.49 | 49.37 | 49.34 | 50.11 | SOLAR-V1-NO-AGE | SOLAR-V1-NO-AGE | SOLAR-V1-NO-AGE | SOLAR-V1-NO-AGE | SOLAR-V1-NO-AGE
CHN | China | TeSP} K |  | WKS0065832 | 30 | 37.5750 | 105.0600 | Solar | [5 empty] | Wiki-Solar | https://www.wiki-solar.org | Wiki-Solar | [10 empty] | 45.01 | 45.67 | 45.76 | 45.52 | 46.05 | SOLAR-V1-NO-AGE | SOLAR-V1-NO-AGE | SOLAR-V1-NO-AGE | SOLAR-V1-NO-AGE | SOLAR-V1-NO-AGE
CHN | China | Liqian B |  | WKS0073788 | 15 | 37.5770 | 107.7690 | Solar | [5 empty] | Wiki-Solar | https://www.wiki-solar.org | Wiki-Solar | [10 empty] | 24.68 | 24.77 | 24.97 | 25.10 | 25.33 | HYDRO-V1 | HYDRO-V1 | HYDRO-V1 | HYDRO-V1 | HYDRO-V1
CHN | China | TeSP} B |  | WKS0065824 | 20 | 37.5790 | 105.0360 | Solar | [5 empty] | Wiki-Solar | https://www.wiki-solar.org | Wiki-Solar | [10 empty] | 31.76 | 32.39 | 32.42 | 32.36 | 32.66 | NO-ESTIMATION | NO-ESTIMATION | NO-ESTIMATION | NO-ESTIMATION | CAPACITY-FACTOR-V1
CHN | China | Zhongwei 30 Clenergy |  | WKS0065822 | 30 | 37.5850 | 105.0450 | Solar | [5 empty] | Wiki-Solar | https://www.wiki-solar.org | Wiki-Solar | [10 empty] | 45.01 | 45.67 | 45.76 | 45.52 | 46.05 | NO-ESTIMATION | NO-ESTIMATION | NO-ESTIMATION | NO-ESTIMATION | CAPACITY-FACTOR-V1
CHN | China | TeSP} A |  | WKS0065823 | 35 | 37.5930 | 105.0580 | Solar | [5 empty] | Wiki-Solar | https://www.wiki-solar.org | Wiki-Solar | [10 empty] | 53.15 | 53.99 | 54.12 | 53.82 | 54.47 | HYDRO-V1 | HYDRO-V1 | HYDRO-V1 | HYDRO-V1 | HYDRO-V1
CHN | China | Ningxia Hongsipup PV No.1 Plant |  | WRI1071719 | 50 | 37.5953 | 106.0942 | Solar | [5 empty] | UNFCCC CDM Registry | https://cdm.unfccc.int/Projects/redirector?ref=4919 | UNFCCC CDM Registry | [10 empty] | 75.44 | 76.27 | 76.21 | 76.34 | 77.48 | HYDRO-V1 | HYDRO-V1 | HYDRO-V1 | HYDRO-V1 | HYDRO-V1
CHN | China | Zhongning C |  | WKS0068100 | 30 | 37.6060 | 105.7470 | Solar | [5 empty] | Wiki-Solar | https://www.wiki-solar.org | Wiki-Solar | [10 empty] | 44.73 | 45.58 | 45.20 | 45.48 | 46.45 | NO-ESTIMATION | NO-ESTIMATION | NO-ESTIMATION | NO-ESTIMATION | CAPACITY-FACTOR-V1
CHN | China | Guohua Yulin Jingbain |  | WRI1025963 | 20 | 37.6100 | 108.9300 | Solar |  |  |  |  | Guohua (Yulin) New Energy Co. Ltd. | UNFCCC CDM | https://cdm.unfccc.int/filestorage/f/f/ENQF5VUZPX47MC0A8TLDB1YWR6O2S9.pdf/PDD_Jingbian_PV.pdf?t=NFh8b2o5dTF2fDByYpdNeC9dyd6YjJiAaLTW | [11 empty] | 33.03 | 33.19 | 33.26 | 33.06 | 33.93 | HYDRO-V1 | HYDRO-V1 | HYDRO-V1 | HYDRO-V1 | HYDRO-V1
CHN | China | Jiulitancun C |  | WKS0069483 | 20 | 37.6110 | 108.9430 | Solar | [5 empty] | Wiki-Solar | https://www.wiki-solar.org | Wiki-Solar | [10 empty] | 33.03 | 33.19 | 33.11 | 33.06 | 33.93 | NO-ESTIMATION | NO-ESTIMATION | NO-ESTIMATION | NO-ESTIMATION | CAPACITY-FACTOR-V1
CHN | China | Jiulitancun B |  | WKS0069482 | 10 | 37.6140 | 108.9340 | Solar | [5 empty] | Wiki-Solar | https://www.wiki-solar.org | Wiki-Solar | [10 empty] | 16.23 | 16.37 | 16.27 | 16.34 | 16.68 | SOLAR-V1-NO-AGE | SOLAR-V1-NO-AGE | SOLAR-V1-NO-AGE | SOLAR-V1-NO-AGE | SOLAR-V1-NO-AGE
CHN | China | Shaanxi Jingbian |  | WRI1071602 | 20 | 37.6142 | 108.9219 | Solar | [5 empty] | UNFCCC CDM Registry | https://cdm.unfccc.int/Projects/redirector?ref=4517 | UNFCCC CDM Registry | [10 empty] | 33.03 | 33.14 | 33.26 | 33.17 | 33.93 | HYDRO-V1 | HYDRO-V1 | HYDRO-V1 | HYDRO-V1 | HYDRO-V1
CHN | China | Zhongning G |  | WKS0072311 | 25 | 37.6160 | 105.7830 | Solar | [5 empty] | Wiki-Solar | https://www.wiki-solar.org | Wiki-Solar | [10 empty] | 37.68 | 38.28 | 37.90 | 38.31 | 39.22 | HYDRO-V1 | HYDRO-V1 | HYDRO-V1 | HYDRO-V1 | HYDRO-V1
CHN | China | Jiulitancun A |  | WKS0069481 | 5 | 37.6170 | 108.9260 | Solar | [5 empty] | Wiki-Solar | https://www.wiki-solar.org | Wiki-Solar | [10 empty] | 8.27 | 8.34 | 8.25 | 8.32 | 8.43 | SOLAR-V1-NO-AGE | SOLAR-V1-NO-AGE | SOLAR-V1-NO-AGE | SOLAR-V1-NO-AGE | SOLAR-V1-NO-AGE
CHN | China | Jiulitancun D |  | WKS0069487 | 25 | 37.6180 | 108.9070 | Solar | [5 empty] | Wiki-Solar | https://www.wiki-solar.org | Wiki-Solar | [10 empty] | 39.29 | 39.31 | 39.49 | 39.28 | 40.3 | SOLAR-V1-NO-AGE | SOLAR-V1-NO-AGE | SOLAR-V1-NO-AGE | SOLAR-V1-NO-AGE | SOLAR-V1-NO-AGE
CHN | China | Zhongning E |  | WKS0072309 | 30 | 37.6260 | 105.7900 | Solar | [5 empty] | Wiki-Solar | https://www.wiki-solar.org | Wiki-Solar | [10 empty] | 44.73 | 45.54 | 45.08 | 45.48 | 46.67 | SOLAR-V1-NO-AGE | SOLAR-V1-NO-AGE | SOLAR-V1-NO-AGE | SOLAR-V1-NO-AGE | SOLAR-V1-NO-AGE
CHN | China | Dingbian I |  | WKS0073785 | 20 | 37.6260 | 107.5060 | Solar | [5 empty] | Wiki-Solar | https://www.wiki-solar.org | Wiki-Solar | [10 empty] | 32.69 | 32.71 | 33.05 | 33.35 | 33.65 | NO-ESTIMATION | NO-ESTIMATION | NO-ESTIMATION | NO-ESTIMATION | CAPACITY-FACTOR-V1
CHN | China | Zhongning CPI |  | WKS0068070 | 16.4 | 37.6350 | 105.7680 | Solar | [5 empty] | Wiki-Solar | https://www.wiki-solar.org | Wiki-Solar | [10 empty] | 25.92 | 26.42 | 26.12 | 26.42 | 26.99 | NO-ESTIMATION | NO-ESTIMATION | NO-ESTIMATION | NO-ESTIMATION | CAPACITY-FACTOR-V1
CHN | China | Zhongning CPI I |  | WKS0068071 | 10 | 37.6350 | 105.7680 | Solar | [5 empty] | Wiki-Solar | https://www.wiki-solar.org | Wiki-Solar | [10 empty] | 15.80 | 16.03 | 15.75 | 15.99 | 16.4 | NO-ESTIMATION | NO-ESTIMATION | NO-ESTIMATION | NO-ESTIMATION | CAPACITY-FACTOR-V1
CHN | China | Zhongning A |  | WKS0068098 | 30 | 37.6360 | 105.7870 | Solar | [5 empty] | Wiki-Solar | https://www.wiki-solar.org | Wiki-Solar | [10 empty] | 44.73 | 45.54 | 45.08 | 45.48 | 46.67 | HYDRO-V1 | HYDRO-V1 | HYDRO-V1 | HYDRO-V1 | HYDRO-V1
CHN | China | Zhongning B |  | WKS0068099 | 60 | 37.6380 | 105.7530 | Solar | [5 empty] | Wiki-Solar | https://www.wiki-solar.org | Wiki-Solar | [10 empty] | 90.45 | 91.62 | 90.48 | 91.43 | 93.27 | NO-ESTIMATION | NO-ESTIMATION | NO-ESTIMATION | NO-ESTIMATION | CAPACITY-FACTOR-V1
CHN | China | Zhongning CPI II |  | WKS0068072 | 10 | 37.6380 | 105.7680 | Solar | [5 empty] | Wiki-Solar | https://www.wiki-solar.org | Wiki-Solar | [10 empty] | 15.80 | 16.02 | 15.75 | 15.99 | 16.4 | NO-ESTIMATION | NO-ESTIMATION | NO-ESTIMATION | NO-ESTIMATION | CAPACITY-FACTOR-V1
CHN | China | Tawanzhen A |  | WKS0069499 | 100 | 37.6400 | 109.2060 | Solar | [5 empty] | Wiki-Solar | https://www.wiki-solar.org | Wiki-Solar | [10 empty] | 155.82 | 158.92 | 155.28 | 157.08 | 159.06 | NO-ESTIMATION | NO-ESTIMATION | NO-ESTIMATION | NO-ESTIMATION | CAPACITY-FACTOR-V1
CHN | China | Haizihao |  | WKS0066788 | 50 | 37.6420 | 109.0290 | Solar | [5 empty] | Wiki-Solar | https://www.wiki-solar.org | Wiki-Solar | [10 empty] | 78.57 | 78.51 | 77.73 | 78.12 | 80.07 | NO-ESTIMATION | NO-ESTIMATION | NO-ESTIMATION | NO-ESTIMATION | CAPACITY-FACTOR-V1
CHN | China | Dingbian C |  | WKS0069991 | 50 | 37.6440 | 107.6000 | Solar | [5 empty] | Wiki-Solar | https://www.wiki-solar.org | Wiki-Solar | [10 empty] | 77.81 | 77.34 | 78.15 | 78.77 | 79.68 | SOLAR-V1-NO-AGE | SOLAR-V1-NO-AGE | SOLAR-V1-NO-AGE | SOLAR-V1-NO-AGE | SOLAR-V1-NO-AGE
CHN | China | Dingbian J |  | WKS0073792 | 24 | 37.6500 | 107.7350 | Solar | [5 empty] | Wiki-Solar | https://www.wiki-solar.org | Wiki-Solar | [10 empty] | 37.29 | 37.31 | 37.83 | 37.98 | 38.37 | SOLAR-V1-NO-AGE | SOLAR-V1-NO-AGE | SOLAR-V1-NO-AGE | SOLAR-V1-NO-AGE | SOLAR-V1-NO-AGE
CHN | China | Qingtongxia CGN I |  | WKS0060148 | 10 | 37.6530 | 106.0830 | Solar | [5 empty] | Wiki-Solar | https://www.wiki-solar.org | Wiki-Solar | [10 empty] | 15.82 | 16.02 | 15.85 | 16.02 | 16.22 | HYDRO-V1 | HYDRO-V1 | HYDRO-V1 | HYDRO-V1 | HYDRO-V1
CHN | China | Qingtongxia CGN II |  | WKS0066516 | 10 | 37.6590 | 106.0800 | Solar | [5 empty] | Wiki-Solar | https://www.wiki-solar.org | Wiki-Solar | [10 empty] | 15.82 | 16.02 | 15.85 | 16.02 | 16.22 | SOLAR-V1-NO-AGE | SOLAR-V1-NO-AGE | SOLAR-V1-NO-AGE | SOLAR-V1-NO-AGE | SOLAR-V1-NO-AGE
CHN | China | Dingbian D |  | WKS0069992 | 50 | 37.6590 | 107.6110 | Solar | [5 empty] | Wiki-Solar | https://www.wiki-solar.org | Wiki-Solar | [10 empty] | 77.81 | 77.34 | 78.15 | 78.74 | 79.68 | SOLAR-V1-NO-AGE | SOLAR-V1-NO-AGE | SOLAR-V1-NO-AGE | SOLAR-V1-NO-AGE | SOLAR-V1-NO-AGE
CHN | China | Lingwu B |  | WKS0070369 | 10 | 37.6730 | 106.5470 | Solar | [5 empty] | Wiki-Solar | https://www.wiki-solar.org | Wiki-Solar | [10 empty] | 15.87 | 15.96 | 15.97 | 16.08 | 16.27 | HYDRO-V1 | HYDRO-V1 | HYDRO-V1 | HYDRO-V1 | HYDRO-V1
CHN | China | Lingwu A |  | WKS0070368 | 10 | 37.6750 | 106.5420 | Solar | [5 empty] | Wiki-Solar | https://www.wiki-solar.org | Wiki-Solar | [10 empty] | 15.87 | 15.96 | 15.97 | 16.08 | 16.32 | SOLAR-V1-NO-AGE | SOLAR-V1-NO-AGE | SOLAR-V1-NO-AGE | SOLAR-V1-NO-AGE | SOLAR-V1-NO-AGE
CHN | China | Alashanzuo Qi A |  | WKS0068228 | 50 | 37.6790 | 105.0790 | Solar | [5 empty] | Wiki-Solar | https://www.wiki-solar.org | Wiki-Solar | [10 empty] | 75.71 | 76.27 | 76.58 | 75.99 | 76.67 | SOLAR-V1-NO-AGE | SOLAR-V1-NO-AGE | SOLAR-V1-NO-AGE | SOLAR-V1-NO-AGE | SOLAR-V1-NO-AGE
CHN | China | Alashanzuo Qi B |  | WKS0068229 | 15 | 37.6960 | 105.0790 | Solar | [5 empty] | Wiki-Solar | https://www.wiki-solar.org | Wiki-Solar | [10 empty] | 23.88 | 24.15 | 24.17 | 24.22 | 24.38 | NO-ESTIMATION | NO-ESTIMATION | NO-ESTIMATION | NO-ESTIMATION | CAPACITY-FACTOR-V1
CHN | China | Dingbian E |  | WKS0069993 | 50 | 37.7230 | 107.5990 | Solar | [5 empty] | Wiki-Solar | https://www.wiki-solar.org | Wiki-Solar | [10 empty] | 77.84 | 77.22 | 78.13 | 78.77 | 79.68 | NO-ESTIMATION | NO-ESTIMATION | NO-ESTIMATION | NO-ESTIMATION | CAPACITY-FACTOR-V1
CHN | China | Kargilik B |  | WKS0070082 | 25 | 37.7430 | 77.4080 | Solar | [5 empty] | Wiki-Solar | https://www.wiki-solar.org | Wiki-Solar | [10 empty] | 38.34 | 39.37 | 38.31 | 38.84 | 39.47 | NO-ESTIMATION | NO-ESTIMATION | NO-ESTIMATION | NO-ESTIMATION | CAPACITY-FACTOR-V1
CHN | China | Dingbian H |  | WKS0069996 | 50 | 37.7490 | 107.6860 | Solar | [5 empty] | Wiki-Solar | https://www.wiki-solar.org | Wiki-Solar | [10 empty] | 77.84 | 77.64 | 78.13 | 78.77 | 79.68 | NO-ESTIMATION | NO-ESTIMATION | NO-ESTIMATION | NO-ESTIMATION | CAPACITY-FACTOR-V1
CHN | China | Kargilik C |  | WKS0070083 | 35 | 37.7520 | 77.3980 | Solar | [5 empty] | Wiki-Solar | https://www.wiki-solar.org | Wiki-Solar | [10 empty] | 53.01 | 54.82 | 54.16 | 54.26 | 54.91 | NO-ESTIMATION | NO-ESTIMATION | NO-ESTIMATION | NO-ESTIMATION | CAPACITY-FACTOR-V1
CHN | China | Kargilik A |  | WKS0070081 | 16 | 37.7530 | 77.4120 | Solar | [5 empty] | Wiki-Solar | https://www.wiki-solar.org | Wiki-Solar | [10 empty] | 25.55 | 26.15 | 25.76 | 26.31 | 26.33 | NO-ESTIMATION | NO-ESTIMATION | NO-ESTIMATION | NO-ESTIMATION | CAPACITY-FACTOR-V1
CHN | China | Yongfengtanxiang A |  | WKS0068524 | 50 | 37.7540 | 103.1300 | Solar | [5 empty] | Wiki-Solar | https://www.wiki-solar.org | Wiki-Solar | [10 empty] | 74.20 | 73.95 | 74.49 | 73.21 | 74.74 | NO-ESTIMATION | NO-ESTIMATION | NO-ESTIMATION | NO-ESTIMATION | CAPACITY-FACTOR-V1
CHN | China | Yongfengtanxiang B |  | WKS0068528 | 110 | 37.7650 | 103.1320 | Solar | [5 empty] | Wiki-Solar | https://www.wiki-solar.org | Wiki-Solar | [10 empty] | 164.49 | 164.31 | 163.41 | 163.43 | 165.43 | NO-ESTIMATION | NO-ESTIMATION | NO-ESTIMATION | NO-ESTIMATION | CAPACITY-FACTOR-V1
CHN | China | Yongfengtanxiang C |  | WKS0068529 | 100 | 37.7680 | 103.1110 | Solar | [5 empty] | Wiki-Solar | https://www.wiki-solar.org | Wiki-Solar | [10 empty] | 150.82 | 149.80 | 149.77 | 149.00 | 150.66 | SOLAR-V1-NO-AGE | SOLAR-V1-NO-AGE | SOLAR-V1-NO-AGE | SOLAR-V1-NO-AGE | SOLAR-V1-NO-AGE
CHN | China | Majiatanzhen A |  | WKS0069543 | 60 | 37.7710 | 106.7320 | Solar | [5 empty] | Wiki-Solar | https://www.wiki-solar.org | Wiki-Solar | [10 empty] | 90.04 | 92.62 | 91.92 | 93.55 | 93.22 | NO-ESTIMATION | NO-ESTIMATION | NO-ESTIMATION | NO-ESTIMATION | CAPACITY-FACTOR-V1
CHN | China | Dingbian G |  | WKS0069995 | 50 | 37.7720 | 107.6460 | Solar | [5 empty] | Wiki-Solar | https://www.wiki-solar.org | Wiki-Solar | [10 empty] | 77.54 | 77.73 | 77.88 | 77.99 | 78.07 | NO-ESTIMATION | NO-ESTIMATION | NO-ESTIMATION | NO-ESTIMATION | CAPACITY-FACTOR-V1
CHN | China | Dingbian F |  | WKS0069994 | 50 | 37.7750 | 107.6300 | Solar | [5 empty] | Wiki-Solar | https://www.wiki-solar.org | Wiki-Solar | [10 empty] | 77.54 | 77.73 | 77.88 | 77.99 | 78.07 | NO-ESTIMATION | NO-ESTIMATION | NO-ESTIMATION | NO-ESTIMATION | CAPACITY-FACTOR-V1
CHN | China | Baitugang I |  | WKS0061718 | 39.4 | 37.7930 | 106.3640 | Solar | [5 empty] | Wiki-Solar | https://www.wiki-solar.org | Wiki-Solar | [10 empty] | 59.38 | 59.88 | 60.14 | 60.40 | 61.07 | NO-ESTIMATION | NO-ESTIMATION | NO-ESTIMATION | NO-ESTIMATION | CAPACITY-FACTOR-V1
CHN | China | Baitugang III |  | WKS0066518 | 20 | 37.7940 | 106.3840 | Solar | [5 empty] | Wiki-Solar | https://www.wiki-solar.org | Wiki-Solar | [10 empty] | 31.69 | 32.18 | 32.22 | 32.40 | 32.65 | NO-ESTIMATION | NO-ESTIMATION | NO-ESTIMATION | NO-ESTIMATION | CAPACITY-FACTOR-V1
CHN | China | Baitugang II |  | WKS0066517 | 40 | 37.7980 | 106.3780 | Solar | [5 empty] | Wiki-Solar | https://www.wiki-solar.org | Wiki-Solar | [10 empty] | 59.99 | 60.49 | 60.76 | 61.02 | 61.7 | SOLAR-V1-NO-AGE | SOLAR-V1-NO-AGE | SOLAR-V1-NO-AGE | SOLAR-V1-NO-AGE | SOLAR-V1-NO-AGE
CHN | China | Ningdong II |  | WKS0070370 | 20 | 37.8440 | 106.6390 | Solar | [5 empty] | Wiki-Solar | https://www.wiki-solar.org | Wiki-Solar | [10 empty] | 31.77 | 32.29 | 32.39 | 32.78 | 32.96 | NO-ESTIMATION | NO-ESTIMATION | NO-ESTIMATION | NO-ESTIMATION | CAPACITY-FACTOR-V1
CHN | China | Ningdong I |  | WKS0061597 | 10 | 37.8480 | 106.6400 | Solar | [5 empty] | Wiki-Solar | https://www.wiki-solar.org | Wiki-Solar | [10 empty] | 15.87 | 16.01 | 15.96 | 16.21 | 16.31 | NO-ESTIMATION | NO-ESTIMATION | NO-ESTIMATION | NO-ESTIMATION | CAPACITY-FACTOR-V1
CHN | China | Xini Huduge B |  | WKS0072303 | 50 | 37.9230 | 105.3660 | Solar | [5 empty] | Wiki-Solar | https://www.wiki-solar.org | Wiki-Solar | [10 empty] | 74.98 | 75.40 | 75.42 | 75.97 | 75.32 | HYDRO-V1 | HYDRO-V1 | HYDRO-V1 | HYDRO-V1 | HYDRO-V1
CHN | China | Luanjingtan II |  | WKS0062480 | 20 | 37.9230 | 105.3680 | Solar | [5 empty] | Wiki-Solar | https://www.wiki-solar.org | Wiki-Solar | [10 empty] | 31.51 | 31.95 | 31.96 | 32.19 | 31.97 | HYDRO-V1 | HYDRO-V1 | HYDRO-V1 | HYDRO-V1 | HYDRO-V1
CHN | China | Luanjingtan Eco-immigrant Demonstration Area |  | WRI1025964 | 10 | 37.9300 | 105.3800 | Solar |  |  |  |  | CECEP Alashan League Solar Power Generation Co. Ltd. | UNFCCC CDM | http://cdm.unfccc.int/filestorage/v/b/CNEKT2PQWX1Z5DM6RIJ87F4OYGHS3U.pdf/PDD_Alashan%20Solar.pdf?t=NjV8b2o5dzBnfDBF0PZbHVTUxRO8SifBJNCK |  | 1088708 | [9 empty] | 15.76 | 15.87 | 15.73 | 15.98 | 16.03 | HYDRO-V1 | HYDRO-V1 | HYDRO-V1 | HYDRO-V1 | HYDRO-V1
CHN | China | Xini Huduge A |  | WKS0072304 | 10 | 37.9320 | 105.3800 | Solar | [5 empty] | Wiki-Solar | https://www.wiki-solar.org | Wiki-Solar | [10 empty] | 15.76 | 15.87 | 15.73 | 15.98 | 16.03 | NO-ESTIMATION | NO-ESTIMATION | NO-ESTIMATION | NO-ESTIMATION | CAPACITY-FACTOR-V1
CHN | China | Guoliangcun A |  | WKS0069500 | 50 | 37.9320 | 109.0410 | Solar | [5 empty] | Wiki-Solar | https://www.wiki-solar.org | Wiki-Solar | [10 empty] | 78.06 | 78.44 | 77.20 | 76.84 | 79.84 | NO-ESTIMATION | NO-ESTIMATION | NO-ESTIMATION | NO-ESTIMATION | CAPACITY-FACTOR-V1
CHN | China | Ningxia Qingtongxia |  | WRI1025966 | 10.52 | 37.9400 | 105.8200 | Solar |  |  |  |  | Ningxia Datang International Photovoltaic Power Generation Co. Ltd | UNFCCC CDM | https://cdm.unfccc.int/filestorage/s/z/28GYXHP0EOAIZ9TDL4FMUBSWR57NVQ.pdf/PDD%28V3%29-Qingtongxia%20Jinggou.pdf?t=Zkt8b2o5cmZsfDBifjECcAtpTeKRjdvRqnqf | [11 empty] | 16.66 | 16.86 | 17.10 | 16.98 | 17.51 | NO-ESTIMATION | NO-ESTIMATION | NO-ESTIMATION | NO-ESTIMATION | CAPACITY-FACTOR-V1
CHN | China | Ningxia Datang International Qingtongxia Stage 2 |  | WRI1025965 | 20 | 37.9400 | 105.8300 | Solar |  |  |  |  | Ningxia Datang International Qiongtongxia Photovoltaic Power Generation Co. Ltd. | UNFCCC CDM | https://cdm.unfccc.int/filestorage/s/u/6H9F0TBXOYQSK71GEIDAULWPVMJC8R.pdf/PDD_Qingtongxia%20Solar.pdf?t=WkR8b2o5czVtfDAdJeOmbrbDqO_IOuL5MwV9 | [11 empty] | 31.36 | 31.86 | 32.21 | 32.03 | 32.94 | NO-ESTIMATION | NO-ESTIMATION | NO-ESTIMATION | NO-ESTIMATION | CAPACITY-FACTOR-V1
CHN | China | Jinggou |  | WKS0061621 | 10.5 | 37.9420 | 105.8230 | Solar | [5 empty] | Wiki-Solar | https://www.wiki-solar.org | Wiki-Solar | [10 empty] | 16.63 | 16.83 | 17.07 | 16.95 | 17.48 | NO-ESTIMATION | NO-ESTIMATION | NO-ESTIMATION | NO-ESTIMATION | CAPACITY-FACTOR-V1
CHN | China | Yangshugoucun A |  | WKS0074133 | 20 | 37.9570 | 113.6110 | Solar | [5 empty] | Wiki-Solar | https://www.wiki-solar.org | Wiki-Solar | [10 empty] | 35.88 | 33.19 | 33.11 | 32.83 | 33.77 | SOLAR-V1-NO-AGE | SOLAR-V1-NO-AGE | SOLAR-V1-NO-AGE | SOLAR-V1-NO-AGE | SOLAR-V1-NO-AGE
CHN | China | Yanchi |  | WKS0069544 | 1000 | 37.9820 | 106.9990 | Solar | [5 empty] | Wiki-Solar | https://www.wiki-solar.org | Wiki-Solar | [10 empty] | 1489.16 | 1505.47 | 1498.37 | 1519.55 | 1501.28 | SOLAR-V1-NO-AGE | SOLAR-V1-NO-AGE | SOLAR-V1-NO-AGE | SOLAR-V1-NO-AGE | SOLAR-V1-NO-AGE
CHN | China | Ningxia Gaoshawo |  | WRI1029339 | 20 | 38.0100 | 107.0400 | Solar | [5 empty] | UNFCCC CDM | https://cdm.unfccc.int/Projects/DB/BVQI1343215946.04/view | [11 empty] | 32.05 | 32.79 | 32.38 | 33.05 | 32.62 | NO-ESTIMATION | NO-ESTIMATION | NO-ESTIMATION | NO-ESTIMATION | CAPACITY-FACTOR-V1
CHN | China | Fengle B |  | WKS0064978 | 100 | 38.0830 | 102.3250 | Solar | [5 empty] | Wiki-Solar | https://www.wiki-solar.org | Wiki-Solar | [10 empty] | 159.29 | 150.35 | 149.94 | 150.49 | 148.64 | SOLAR-V1-NO-AGE | SOLAR-V1-NO-AGE | SOLAR-V1-NO-AGE | SOLAR-V1-NO-AGE | SOLAR-V1-NO-AGE
CHN | China | Fengle G |  | WKS0066623 | 10 | 38.0860 | 102.2840 | Solar | [5 empty] | Wiki-Solar | https://www.wiki-solar.org | Wiki-Solar | [10 empty] | 15.60 | 15.03 | 14.41 | 14.89 | 14.96 | SOLAR-V1-NO-AGE | SOLAR-V1-NO-AGE | SOLAR-V1-NO-AGE | SOLAR-V1-NO-AGE | SOLAR-V1-NO-AGE
CHN | China | Fengle H |  | WKS0066626 | 90 | 38.0900 | 102.2680 | Solar | [5 empty] | Wiki-Solar | https://www.wiki-solar.org | Wiki-Solar | [10 empty] | 140.33 | 137.94 | 133.03 | 133.88 | 133.06 | SOLAR-V1-NO-AGE | SOLAR-V1-NO-AGE | SOLAR-V1-NO-AGE | SOLAR-V1-NO-AGE | SOLAR-V1-NO-AGE
CHN | China | Fengle S |  | WKS0068116 | 12 | 38.0900 | 102.2990 | Solar | [5 empty] | Wiki-Solar | https://www.wiki-solar.org | Wiki-Solar | [10 empty] | 19.51 | 18.55 | 18.01 | 18.50 | 18.55 | SOLAR-V1-NO-AGE | SOLAR-V1-NO-AGE | SOLAR-V1-NO-AGE | SOLAR-V1-NO-AGE | SOLAR-V1-NO-AGE
CHN | China | Yuxian SX |  | WKS0069550 | 100 | 38.0900 | 113.5330 | Solar | [5 empty] | Wiki-Solar | https://www.wiki-solar.org | Wiki-Solar | [10 empty] | 174.96 | 156.69 | 156.50 | 156.21 | 159.55 | SOLAR-V1-NO-AGE | SOLAR-V1-NO-AGE | SOLAR-V1-NO-AGE | SOLAR-V1-NO-AGE | SOLAR-V1-NO-AGE
CHN | China | Fengle C |  | WKS0066619 | 50 | 38.0920 | 102.3500 | Solar | [5 empty] | Wiki-Solar | https://www.wiki-solar.org | Wiki-Solar | [10 empty] | 79.80 | 74.60 | 75.07 | 72.94 | 75.3 | SOLAR-V1-NO-AGE | SOLAR-V1-NO-AGE | SOLAR-V1-NO-AGE | SOLAR-V1-NO-AGE | SOLAR-V1-NO-AGE
CHN | China | Hekou A |  | WKS0070225 | 70 | 38.0920 | 118.4070 | Solar | [5 empty] | Wiki-Solar | https://www.wiki-solar.org | Wiki-Solar | [10 empty] | 104.95 | 110.51 | 107.46 | 108.24 | 115.66 | NO-ESTIMATION | NO-ESTIMATION | NO-ESTIMATION | NO-ESTIMATION | CAPACITY-FACTOR-V1
CHN | China | Wuwei Trina |  | WKS0063898 | 50 | 38.0990 | 102.2740 | Solar | [5 empty] | Wiki-Solar | https://www.wiki-solar.org | Wiki-Solar | [10 empty] | 77.31 | 74.98 | 73.10 | 73.61 | 72.93 | HYDRO-V1 | HYDRO-V1 | HYDRO-V1 | HYDRO-V1 | HYDRO-V1
CHN | China | Fengle Wuwei |  | WKS0064976 | 26 | 38.1000 | 102.2930 | Solar | [5 empty] | Wiki-Solar | https://www.wiki-solar.org | Wiki-Solar | [10 empty] | 40.46 | 38.82 | 38.08 | 38.54 | 38.45 | NO-ESTIMATION | NO-ESTIMATION | NO-ESTIMATION | NO-ESTIMATION | CAPACITY-FACTOR-V1
CHN | China | Gansu Wuwei |  | WRI1026382 | 10 | 38.1000 | 102.3000 | Solar | [5 empty] | UNFCCC CDM | http://cdm.unfccc.int/Projects/DB/TUEV-RHEIN1354094448.52/view | [11 empty] | 15.64 | 14.94 | 14.75 | 14.96 | 15.05 | HYDRO-V1 | HYDRO-V1 | HYDRO-V1 | HYDRO-V1 | HYDRO-V1
CHN | China | Fengle K |  | WKS0066633 | 20 | 38.1000 | 102.3130 | Solar | [5 empty] | Wiki-Solar | https://www.wiki-solar.org | Wiki-Solar | [10 empty] | 33.51 | 31.62 | 31.36 | 31.77 | 31.35 | NO-ESTIMATION | NO-ESTIMATION | NO-ESTIMATION | NO-ESTIMATION | CAPACITY-FACTOR-V1
CHN | China | Wuwei Fengle Phase I |  | WRI1026381 | 10 | 38.1000 | 102.3300 | Solar | [5 empty] | UNFCCC CDM | https://cdm.unfccc.int/Projects/DB/JCI1316144966.51/view | [11 empty] | 16.04 | 14.92 | 14.85 | 14.90 | 15.33 | SOLAR-V1-NO-AGE | SOLAR-V1-NO-AGE | SOLAR-V1-NO-AGE | SOLAR-V1-NO-AGE | SOLAR-V1-NO-AGE
CHN | China | Fengle L |  | WKS0066627 | 50 | 38.1020 | 102.2330 | Solar | [5 empty] | Wiki-Solar | https://www.wiki-solar.org | Wiki-Solar | [10 empty] | 76.06 | 76.31 | 75.06 | 73.30 | 73.34 | SOLAR-V1-NO-AGE | SOLAR-V1-NO-AGE | SOLAR-V1-NO-AGE | SOLAR-V1-NO-AGE | SOLAR-V1-NO-AGE
CHN | China | Fengle J |  | WKS0066625 | 10 | 38.1030 | 102.2600 | Solar | [5 empty] | Wiki-Solar | https://www.wiki-solar.org | Wiki-Solar | [10 empty] | 15.51 | 15.37 | 14.44 | 14.66 | 14.65 | SOLAR-V1-NO-AGE | SOLAR-V1-NO-AGE | SOLAR-V1-NO-AGE | SOLAR-V1-NO-AGE | SOLAR-V1-NO-AGE
CHN | China | Wuwei CPI I |  | WKS0063028 | 20 | 38.1030 | 102.3360 | Solar | [5 empty] | Wiki-Solar | https://www.wiki-solar.org | Wiki-Solar | [10 empty] | 33.94 | 31.60 | 31.53 | 31.41 | 31.86 | SOLAR-V1-NO-AGE | SOLAR-V1-NO-AGE | SOLAR-V1-NO-AGE | SOLAR-V1-NO-AGE | SOLAR-V1-NO-AGE
CHN | China | Fengle Q |  | WKS0066631 | 60 | 38.1060 | 102.3490 | Solar | [5 empty] | Wiki-Solar | https://www.wiki-solar.org | Wiki-Solar | [10 empty] | 96.00 | 89.36 | 90.10 | 87.13 | 90.69 | SOLAR-V1-NO-AGE | SOLAR-V1-NO-AGE | SOLAR-V1-NO-AGE | SOLAR-V1-NO-AGE | SOLAR-V1-NO-AGE
CHN | China | Wuwei II |  | WKS0068078 | 50 | 38.1070 | 102.3100 | Solar | [5 empty] | Wiki-Solar | https://www.wiki-solar.org | Wiki-Solar | [10 empty] | 79.98 | 74.51 | 73.87 | 74.54 | 73.92 | NO-ESTIMATION | NO-ESTIMATION | NO-ESTIMATION | NO-ESTIMATION | CAPACITY-FACTOR-V1
CHN | China | Fengle F |  | WKS0066622 | 30 | 38.1080 | 102.2960 | Solar | [5 empty] | Wiki-Solar | https://www.wiki-solar.org | Wiki-Solar | [10 empty] | 46.21 | 44.44 | 44.17 | 44.68 | 44.01 | NO-ESTIMATION | NO-ESTIMATION | NO-ESTIMATION | NO-ESTIMATION | CAPACITY-FACTOR-V1
CHN | China | Fengle R |  | WKS0066632 | 50 | 38.1080 | 102.3680 | Solar | [5 empty] | Wiki-Solar | https://www.wiki-solar.org | Wiki-Solar | [10 empty] | 79.58 | 72.49 | 75.27 | 73.23 | 75.09 | NO-ESTIMATION | NO-ESTIMATION | NO-ESTIMATION | NO-ESTIMATION | CAPACITY-FACTOR-V1
CHN | China | Fengle M |  | WKS0066628 | 30 | 38.1100 | 102.2460 | Solar | [5 empty] | Wiki-Solar | https://www.wiki-solar.org | Wiki-Solar | [10 empty] | 45.14 | 45.42 | 43.58 | 43.79 | 43.54 | NO-ESTIMATION | NO-ESTIMATION | NO-ESTIMATION | NO-ESTIMATION | CAPACITY-FACTOR-V1
CHN | China | CECEP Gansu Wuwei |  | WRI1025968 | 20 | 38.1100 | 102.2700 | Solar |  |  |  |  | CECEP Gansu Wuwei Solar Power Company | UNFCCC CDM | http://cdm.unfccc.int/UserManagement/FileStorage/FI3GXBJH5K84LEV96SDM7OZYCRU0NQ | [11 empty] | 32.83 | 31.81 | 30.97 | 31.32 | 31.16 | NO-ESTIMATION | NO-ESTIMATION | NO-ESTIMATION | NO-ESTIMATION | CAPACITY-FACTOR-V1
CHN | China | Fengle P |  | WKS0066630 | 30 | 38.1100 | 102.2720 | Solar | [5 empty] | Wiki-Solar | https://www.wiki-solar.org | Wiki-Solar | [10 empty] | 46.26 | 44.44 | 43.58 | 43.91 | 43.75 | NO-ESTIMATION | NO-ESTIMATION | NO-ESTIMATION | NO-ESTIMATION | CAPACITY-FACTOR-V1
CHN | China | Liangzhou District Solar Park |  | WRI1025967 | 50 | 38.1100 | 102.3400 | Solar |  |  |  |  | Sinhdro Wuwei Solar | UNFCCC CDM | http://cdm.unfccc.int/filestorage/G/F/A/GFAQ45YJKNCZMV8XSIL7OHPB390RED/CDM_PDD_Liangzhou%20District%2050MWp%20Grid-connected%20Solar%20PV%20Power%20Project.pdf?t=dWR8b2o5aWZwfDA46dn_NgRMnOYRxMzlK3hW | [11 empty] | 80.06 | 74.60 | 73.65 | 73.43 | 75.62 | NO-ESTIMATION | NO-ESTIMATION | NO-ESTIMATION | NO-ESTIMATION | CAPACITY-FACTOR-V1
CHN | China | Fengle N |  | WKS0066629 | 11 | 38.1140 | 102.2520 | Solar | [5 empty] | Wiki-Solar | https://www.wiki-solar.org | Wiki-Solar | [10 empty] | 17.73 | 17.39 | 16.62 | 16.78 | 16.62 | NO-ESTIMATION | NO-ESTIMATION | NO-ESTIMATION | NO-ESTIMATION | CAPACITY-FACTOR-V1
CHN | China | Fengle D |  | WKS0066620 | 25 | 38.1150 | 102.3340 | Solar | [5 empty] | Wiki-Solar | https://www.wiki-solar.org | Wiki-Solar | [10 empty] | 40.28 | 37.37 | 37.07 | 37.13 | 37.89 | SOLAR-V1-NO-AGE | SOLAR-V1-NO-AGE | SOLAR-V1-NO-AGE | SOLAR-V1-NO-AGE | SOLAR-V1-NO-AGE
CHN | China | Fengle A |  | WKS0064977 | 30 | 38.1150 | 102.3450 | Solar | [5 empty] | Wiki-Solar | https://www.wiki-solar.org | Wiki-Solar | [10 empty] | 47.62 | 44.49 | 44.87 | 43.68 | 44.99 | NO-ESTIMATION | NO-ESTIMATION | NO-ESTIMATION | NO-ESTIMATION | CAPACITY-FACTOR-V1
CHN | China | Ningdong SA5 |  | WKS0066515 | 100 | 38.1400 | 106.8150 | Solar | [5 empty] | Wiki-Solar | https://www.wiki-solar.org | Wiki-Solar | [10 empty] | 151.39 | 155.69 | 154.52 | 157.23 | 156.69 | SOLAR-V1-NO-AGE | SOLAR-V1-NO-AGE | SOLAR-V1-NO-AGE | SOLAR-V1-NO-AGE | SOLAR-V1-NO-AGE
CHN | China | Ningdong SA4 |  | WKS0066514 | 100 | 38.1450 | 106.8050 | Solar | [5 empty] | Wiki-Solar | https://www.wiki-solar.org | Wiki-Solar | [10 empty] | 151.39 | 156.27 | 154.52 | 157.23 | 156.69 | SOLAR-V1-NO-AGE | SOLAR-V1-NO-AGE | SOLAR-V1-NO-AGE | SOLAR-V1-NO-AGE | SOLAR-V1-NO-AGE
CHN | China | Ningdong SA3 |  | WKS0066513 | 100 | 38.1500 | 106.7950 | Solar | [5 empty] | Wiki-Solar | https://www.wiki-solar.org | Wiki-Solar | [10 empty] | 151.39 | 155.21 | 154.35 | 157.25 | 156.41 | NO-ESTIMATION | NO-ESTIMATION | NO-ESTIMATION | NO-ESTIMATION | CAPACITY-FACTOR-V1
CHN | China | Ningdong SA2 |  | WKS0066512 | 100 | 38.1570 | 106.7810 | Solar | [5 empty] | Wiki-Solar | https://www.wiki-solar.org | Wiki-Solar | [10 empty] | 151.82 | 155.21 | 154.35 | 157.43 | 156.49 | NO-ESTIMATION | NO-ESTIMATION | NO-ESTIMATION | NO-ESTIMATION | CAPACITY-FACTOR-V1
CHN | China | Ningdong SA1 |  | WKS0062437 | 100 | 38.1620 | 106.7620 | Solar | [5 empty] | Wiki-Solar | https://www.wiki-solar.org | Wiki-Solar | [10 empty] | 152.39 | 155.21 | 154.22 | 157.43 | 156.53 | NO-ESTIMATION | NO-ESTIMATION | NO-ESTIMATION | NO-ESTIMATION | CAPACITY-FACTOR-V1
CHN | China | Hexipuzhen F |  | WKS0068539 | 150 | 38.2570 | 102.3140 | Solar | [5 empty] | Wiki-Solar | https://www.wiki-solar.org | Wiki-Solar | [10 empty] | 222.74 | 223.24 | 223.56 | 228.25 | 224.99 | NO-ESTIMATION | NO-ESTIMATION | NO-ESTIMATION | NO-ESTIMATION | CAPACITY-FACTOR-V1
CHN | China | Hexipuzhen E |  | WKS0068538 | 25 | 38.2680 | 102.2970 | Solar | [5 empty] | Wiki-Solar | https://www.wiki-solar.org | Wiki-Solar | [10 empty] | 36.91 | 37.29 | 37.39 | 37.98 | 37.44 | NO-ESTIMATION | NO-ESTIMATION | NO-ESTIMATION | NO-ESTIMATION | CAPACITY-FACTOR-V1
CHN | China | Langancun A |  | WKS0066778 | 30 | 38.2700 | 76.9130 | Solar | [5 empty] | Wiki-Solar | https://www.wiki-solar.org | Wiki-Solar | [10 empty] | 44.77 | 46.07 | 45.16 | 46.02 | 46.24 | NO-ESTIMATION | NO-ESTIMATION | NO-ESTIMATION | NO-ESTIMATION | CAPACITY-FACTOR-V1
CHN | China | Hexipuzhen D |  | WKS0068537 | 15 | 38.2740 | 102.3020 | Solar | [5 empty] | Wiki-Solar | https://www.wiki-solar.org | Wiki-Solar | [10 empty] | 23.03 | 23.42 | 23.46 | 24.11 | 23.58 | NO-ESTIMATION | NO-ESTIMATION | NO-ESTIMATION | NO-ESTIMATION | CAPACITY-FACTOR-V1
CHN | China | Hexipuzhen C |  | WKS0068536 | 50 | 38.2810 | 102.2790 | Solar | [5 empty] | Wiki-Solar | https://www.wiki-solar.org | Wiki-Solar | [10 empty] | 73.50 | 74.21 | 74.35 | 74.76 | 74.8 | NO-ESTIMATION | NO-ESTIMATION | NO-ESTIMATION | NO-ESTIMATION | CAPACITY-FACTOR-V1
CHN | China | Minningzhen |  | WKS0066519 | 30 | 38.2870 | 105.9470 | Solar | [5 empty] | Wiki-Solar | https://www.wiki-solar.org | Wiki-Solar | [10 empty] | 45.00 | 45.61 | 45.83 | 46.16 | 46.25 | NO-ESTIMATION | NO-ESTIMATION | NO-ESTIMATION | NO-ESTIMATION | CAPACITY-FACTOR-V1
CHN | China | Hexipuzhen B |  | WKS0068535 | 45 | 38.3130 | 102.2100 | Solar | [5 empty] | Wiki-Solar | https://www.wiki-solar.org | Wiki-Solar | [10 empty] | 66.28 | 66.21 | 67.43 | 65.98 | 67 | NO-ESTIMATION | NO-ESTIMATION | NO-ESTIMATION | NO-ESTIMATION | CAPACITY-FACTOR-V1
CHN | China | Ningdong NGEI |  | WKS0071717 | 300 | 38.3150 | 106.8050 | Solar | [5 empty] | Wiki-Solar | https://www.wiki-solar.org | Wiki-Solar | [10 empty] | 447.92 | 446.75 | 452.40 | 461.13 | 458.3 | NO-ESTIMATION | NO-ESTIMATION | NO-ESTIMATION | NO-ESTIMATION | CAPACITY-FACTOR-V1
CHN | China | Hexipuzhen A |  | WKS0068534 | 15 | 38.3200 | 102.2030 | Solar | [5 empty] | Wiki-Solar | https://www.wiki-solar.org | Wiki-Solar | [10 empty] | 23.23 | 23.35 | 23.69 | 23.34 | 23.58 | NO-ESTIMATION | NO-ESTIMATION | NO-ESTIMATION | NO-ESTIMATION | CAPACITY-FACTOR-V1
CHN | China | Huanghua A |  | WKS0069501 | 50 | 38.3900 | 117.5770 | Solar | [5 empty] | Wiki-Solar | https://www.wiki-solar.org | Wiki-Solar | [10 empty] | 75.02 | 78.06 | 76.31 | 76.62 | 81.06 | SOLAR-V1-NO-AGE | SOLAR-V1-NO-AGE | SOLAR-V1-NO-AGE | SOLAR-V1-NO-AGE | SOLAR-V1-NO-AGE
CHN | China | Hongdunzi A |  | WKS0068093 | 25 | 38.3970 | 106.5320 | Solar | [5 empty] | Wiki-Solar | https://www.wiki-solar.org | Wiki-Solar | [10 empty] | 37.96 | 38.43 | 38.68 | 39.26 | 39.3 | NO-ESTIMATION | NO-ESTIMATION | NO-ESTIMATION | NO-ESTIMATION | CAPACITY-FACTOR-V1
CHN | China | Hongdunzi II |  | WKS0068085 | 50 | 38.3970 | 106.5790 | Solar | [5 empty] | Wiki-Solar | https://www.wiki-solar.org | Wiki-Solar | [10 empty] | 75.74 | 76.56 | 76.77 | 78.27 | 78.03 | HYDRO-V1 | HYDRO-V1 | HYDRO-V1 | HYDRO-V1 | HYDRO-V1
CHN | China | Hongdunzi B |  | WKS0068094 | 25 | 38.4000 | 106.5390 | Solar | [5 empty] | Wiki-Solar | https://www.wiki-solar.org | Wiki-Solar | [10 empty] | 37.89 | 38.43 | 38.68 | 39.36 | 39.25 | NO-ESTIMATION | NO-ESTIMATION | NO-ESTIMATION | NO-ESTIMATION | CAPACITY-FACTOR-V1
CHN | China | Jinchang F |  | WKS0064985 | 60 | 38.4600 | 102.4000 | Solar | [5 empty] | Wiki-Solar | https://www.wiki-solar.org | Wiki-Solar | [10 empty] | 93.25 | 91.73 | 93.24 | 94.55 | 94.72 | SOLAR-V1-NO-AGE | SOLAR-V1-NO-AGE | SOLAR-V1-NO-AGE | SOLAR-V1-NO-AGE | SOLAR-V1-NO-AGE
CHN | China | Jinchang G |  | WKS0064986 | 90 | 38.4620 | 102.4290 | Solar | [5 empty] | Wiki-Solar | https://www.wiki-solar.org | Wiki-Solar | [10 empty] | 140.99 | 141.79 | 142.41 | 142.21 | 142.87 | NO-ESTIMATION | NO-ESTIMATION | NO-ESTIMATION | NO-ESTIMATION | CAPACITY-FACTOR-V1
CHN | China | Jinchang E |  | WKS0064984 | 36 | 38.4640 | 102.3890 | Solar | [5 empty] | Wiki-Solar | https://www.wiki-solar.org | Wiki-Solar | [10 empty] | 56.18 | 55.30 | 56.96 | 57.08 | 57.45 | SOLAR-V1-NO-AGE | SOLAR-V1-NO-AGE | SOLAR-V1-NO-AGE | SOLAR-V1-NO-AGE | SOLAR-V1-NO-AGE
CHN | China | Jinchang D |  | WKS0064983 | 50 | 38.4670 | 102.3640 | Solar | [5 empty] | Wiki-Solar | https://www.wiki-solar.org | Wiki-Solar | [10 empty] | 77.99 | 75.62 | 78.16 | 78.77 | 79.21 | SOLAR-V1-NO-AGE | SOLAR-V1-NO-AGE | SOLAR-V1-NO-AGE | SOLAR-V1-NO-AGE | SOLAR-V1-NO-AGE
CHN | China | Jinchang II |  | WKS0064979 | 30 | 38.4770 | 102.3460 | Solar | [5 empty] | Wiki-Solar | https://www.wiki-solar.org | Wiki-Solar | [10 empty] | 45.83 | 44.01 | 46.00 | 47.01 | 46.72 | SOLAR-V1-NO-AGE | SOLAR-V1-NO-AGE | SOLAR-V1-NO-AGE | SOLAR-V1-NO-AGE | SOLAR-V1-NO-AGE
CHN | China | Jinchang C |  | WKS0064982 | 25 | 38.4800 | 102.3210 | Solar | [5 empty] | Wiki-Solar | https://www.wiki-solar.org | Wiki-Solar | [10 empty] | 38.83 | 37.09 | 38.39 | 38.99 | 39.44 | NO-ESTIMATION | NO-ESTIMATION | NO-ESTIMATION | NO-ESTIMATION | CAPACITY-FACTOR-V1
CHN | China | Huaneng Gansu Jinchang |  | WRI1025969 | 20 | 38.4900 | 102.3200 | Solar |  |  |  |  | Huaneng Renewables Corporation Limited | UNFCCC CDM | http://cdm.unfccc.int/filestorage/b/g/EBLCUDAY258FZP7OIMT0S69XW14QNJ.pdf/PDD_Jinchang_PV.pdf?t=eXp8b2o5dHI3fDCbWJImcJACZRRGwLaltWOB | [11 empty] | 32.66 | 31.28 | 32.32 | 32.68 | 33.24 | NO-ESTIMATION | NO-ESTIMATION | NO-ESTIMATION | NO-ESTIMATION | CAPACITY-FACTOR-V1
CHN | China | Jinchang B |  | WKS0064981 | 20 | 38.4910 | 102.3190 | Solar | [5 empty] | Wiki-Solar | https://www.wiki-solar.org | Wiki-Solar | [10 empty] | 32.66 | 31.28 | 32.32 | 32.88 | 33.24 | NO-ESTIMATION | NO-ESTIMATION | NO-ESTIMATION | NO-ESTIMATION | CAPACITY-FACTOR-V1
CHN | China | Jinchang Jinko |  | WKS0064988 | 164 | 38.5070 | 102.3500 | Solar | [5 empty] | Wiki-Solar | https://www.wiki-solar.org | Wiki-Solar | [10 empty] | 254.29 | 248.21 | 255.26 | 259.58 | 253.51 | NO-ESTIMATION | NO-ESTIMATION | NO-ESTIMATION | NO-ESTIMATION | CAPACITY-FACTOR-V1
CHN | China | Jinchang Jinko I |  | WKS0064980 | 98 | 38.5070 | 102.3500 | Solar | [5 empty] | Wiki-Solar | https://www.wiki-solar.org | Wiki-Solar | [10 empty] | 152.57 | 148.94 | 153.15 | 155.74 | 152.1 | NO-ESTIMATION | NO-ESTIMATION | NO-ESTIMATION | NO-ESTIMATION | CAPACITY-FACTOR-V1
CHN | China | Jinchang Jinko II |  | WKS0064987 | 102 | 38.5070 | 102.3500 | Solar | [5 empty] | Wiki-Solar | https://www.wiki-solar.org | Wiki-Solar | [10 empty] | 158.80 | 155.02 | 159.41 | 162.09 | 158.31 | NO-ESTIMATION | NO-ESTIMATION | NO-ESTIMATION | NO-ESTIMATION | CAPACITY-FACTOR-V1
CHN | China | Xingqing A |  | WKS0072313 | 500 | 38.5300 | 106.6160 | Solar | [5 empty] | Wiki-Solar | https://www.wiki-solar.org | Wiki-Solar | [10 empty] | 739.12 | 744.58 | 747.55 | 762.32 | 760.03 | NO-ESTIMATION | NO-ESTIMATION | NO-ESTIMATION | NO-ESTIMATION | CAPACITY-FACTOR-V1
CHN | China | TBEA SX |  | WKS0066177 | 50 | 38.5390 | 112.7530 | Solar | [5 empty] | Wiki-Solar | https://www.wiki-solar.org | Wiki-Solar | [10 empty] | 84.15 | 78.56 | 78.30 | 72.64 | 80.73 | NO-ESTIMATION | NO-ESTIMATION | NO-ESTIMATION | NO-ESTIMATION | CAPACITY-FACTOR-V1
CHN | China | AlxaB |  | WKS0070194 | 40 | 38.5600 | 105.6480 | Solar | [5 empty] | Wiki-Solar | https://www.wiki-solar.org | Wiki-Solar | [10 empty] | 59.94 | 61.42 | 60.67 | 61.07 | 61.68 | NO-ESTIMATION | NO-ESTIMATION | NO-ESTIMATION | NO-ESTIMATION | CAPACITY-FACTOR-V1
CHN | China | Xinfu |  | WKS0066181 | 50 | 38.5610 | 112.8400 | Solar | [5 empty] | Wiki-Solar | https://www.wiki-solar.org | Wiki-Solar | [10 empty] | 84.87 | 80.19 | 81.24 | 75.25 | 82.03 | NO-ESTIMATION | NO-ESTIMATION | NO-ESTIMATION | NO-ESTIMATION | CAPACITY-FACTOR-V1
CHN | China | Jinchuan M |  | WKS0065002 | 50 | 38.5780 | 102.1020 | Solar | [5 empty] | Wiki-Solar | https://www.wiki-solar.org | Wiki-Solar | [10 empty] | 72.42 | 71.43 | 70.96 | 73.49 | 73.26 | NO-ESTIMATION | NO-ESTIMATION | NO-ESTIMATION | NO-ESTIMATION | CAPACITY-FACTOR-V1
CHN | China | Jinchuan K |  | WKS0064999 | 250 | 38.5850 | 102.1570 | Solar | [5 empty] | Wiki-Solar | https://www.wiki-solar.org | Wiki-Solar | [10 empty] | 369.20 | 356.49 | 361.14 | 375.58 | 369.29 | NO-ESTIMATION | NO-ESTIMATION | NO-ESTIMATION | NO-ESTIMATION | CAPACITY-FACTOR-V1
CHN | China | Jinchuan L |  | WKS0065001 | 50 | 38.5890 | 102.1020 | Solar | [5 empty] | Wiki-Solar | https://www.wiki-solar.org | Wiki-Solar | [10 empty] | 72.42 | 71.43 | 71.11 | 74.56 | 73.26 | NO-ESTIMATION | NO-ESTIMATION | NO-ESTIMATION | NO-ESTIMATION | CAPACITY-FACTOR-V1
CHN | China | Jinchuan N |  | WKS0066570 | 25 | 38.5960 | 102.0910 | Solar | [5 empty] | Wiki-Solar | https://www.wiki-solar.org | Wiki-Solar | [10 empty] | 36.18 | 35.87 | 35.74 | 36.90 | 36.69 | NO-ESTIMATION | NO-ESTIMATION | NO-ESTIMATION | NO-ESTIMATION | CAPACITY-FACTOR-V1
CHN | China | Jinchuan F |  | WKS0064995 | 100 | 38.5960 | 102.1290 | Solar | [5 empty] | Wiki-Solar | https://www.wiki-solar.org | Wiki-Solar | [10 empty] | 147.97 | 144.36 | 143.48 | 150.75 | 148.35 | NO-ESTIMATION | NO-ESTIMATION | NO-ESTIMATION | NO-ESTIMATION | CAPACITY-FACTOR-V1
CHN | China | Gansu Jinchuan |  | WRI1025970 | 50 | 38.6000 | 102.1600 | Solar |  |  |  |  | Jinchang Jintai Photovoltaic Power Co. Ltd. | UNFCCC CDM | http://cdm.unfccc.int/filestorage/d/t/FMTNIEPZ6507KJR1UG8LH4SYAC2WBD.pdf/Project%20PDD.pdf?t=WW98b2o5cmF5fDCjFJ90l9xC7ibqXFVXVI1P | [11 empty] | 73.34 | 70.97 | 71.99 | 74.38 | 73.56 | SOLAR-V1-NO-AGE | SOLAR-V1-NO-AGE | SOLAR-V1-NO-AGE | SOLAR-V1-NO-AGE | SOLAR-V1-NO-AGE
CHN | China | Jinchuan C |  | WKS0064992 | 50 | 38.6020 | 102.1710 | Solar | [5 empty] | Wiki-Solar | https://www.wiki-solar.org | Wiki-Solar | [10 empty] | 73.50 | 71.07 | 71.99 | 74.50 | 74.62 | SOLAR-V1-NO-AGE | SOLAR-V1-NO-AGE | SOLAR-V1-NO-AGE | SOLAR-V1-NO-AGE | SOLAR-V1-NO-AGE
CHN | China | Jinchuan D |  | WKS0064993 | 50 | 38.6050 | 102.1510 | Solar | [5 empty] | Wiki-Solar | https://www.wiki-solar.org | Wiki-Solar | [10 empty] | 73.34 | 70.97 | 71.99 | 74.38 | 73.56 | SOLAR-V1-NO-AGE | SOLAR-V1-NO-AGE | SOLAR-V1-NO-AGE | SOLAR-V1-NO-AGE | SOLAR-V1-NO-AGE
CHN | China | Jinchuan B |  | WKS0064991 | 50 | 38.6080 | 102.1780 | Solar | [5 empty] | Wiki-Solar | https://www.wiki-solar.org | Wiki-Solar | [10 empty] | 74.56 | 71.42 | 72.92 | 74.22 | 74.62 | HYDRO-V1 | HYDRO-V1 | HYDRO-V1 | HYDRO-V1 | HYDRO-V1
CHN | China | Jinchuan P |  | WKS0071667 | 20 | 38.6100 | 102.1440 | Solar | [5 empty] | Wiki-Solar | https://www.wiki-solar.org | Wiki-Solar | [10 empty] | 30.80 | 30.11 | 30.45 | 31.52 | 31.06 | NO-ESTIMATION | NO-ESTIMATION | NO-ESTIMATION | NO-ESTIMATION | CAPACITY-FACTOR-V1
CHN | China | Jinchuan G |  | WKS0064996 | 100 | 38.6170 | 102.1130 | Solar | [5 empty] | Wiki-Solar | https://www.wiki-solar.org | Wiki-Solar | [10 empty] | 147.97 | 144.73 | 143.48 | 150.75 | 148.35 | HYDRO-V1 | HYDRO-V1 | HYDRO-V1 | HYDRO-V1 | HYDRO-V1
CHN | China | Jinchuan A |  | WKS0064990 | 50 | 38.6170 | 102.1880 | Solar | [5 empty] | Wiki-Solar | https://www.wiki-solar.org | Wiki-Solar | [10 empty] | 75.92 | 74.37 | 74.13 | 76.89 | 76.36 | NO-ESTIMATION | NO-ESTIMATION | NO-ESTIMATION | NO-ESTIMATION | CAPACITY-FACTOR-V1
CHN | China | Jinchuan E |  | WKS0064994 | 100 | 38.6200 | 102.1480 | Solar | [5 empty] | Wiki-Solar | https://www.wiki-solar.org | Wiki-Solar | [10 empty] | 148.31 | 143.52 | 145.22 | 150.39 | 148.35 | HYDRO-V1 | HYDRO-V1 | HYDRO-V1 | HYDRO-V1 | HYDRO-V1
CHN | China | Jinchuan H |  | WKS0064997 | 100 | 38.6210 | 102.1300 | Solar | [5 empty] | Wiki-Solar | https://www.wiki-solar.org | Wiki-Solar | [10 empty] | 148.31 | 143.32 | 145.22 | 150.39 | 148.35 | HYDRO-V1 | HYDRO-V1 | HYDRO-V1 | HYDRO-V1 | HYDRO-V1
CHN | China | Jinchuan J |  | WKS0064998 | 80 | 38.6230 | 102.1710 | Solar | [5 empty] | Wiki-Solar | https://www.wiki-solar.org | Wiki-Solar | [10 empty] | 120.90 | 115.66 | 117.95 | 119.55 | 120.67 | HYDRO-V1 | HYDRO-V1 | HYDRO-V1 | HYDRO-V1 | HYDRO-V1
CHN | China | Dingzhou A |  | WKS0068101 | 18 | 38.6400 | 114.8720 | Solar | [5 empty] | Wiki-Solar | https://www.wiki-solar.org | Wiki-Solar | [10 empty] | 28.51 | 30.33 | 30.32 | 30.16 | 30.26 | NO-ESTIMATION | NO-ESTIMATION | NO-ESTIMATION | NO-ESTIMATION | CAPACITY-FACTOR-V1
CHN | China | GD Power & Shenzhou PV |  | WRI1025971 | 10 | 38.6500 | 105.6300 | Solar |  |  |  |  | GD Power Inner Mongolia New Energy Development Co. Ltd. | UNFCCC CDM | http://cdm.unfccc.int/UserManagement/FileStorage/289TA4OJFBZHSNIGPQ63EK5LM1WCVR | [11 empty] | 15.76 | 16.19 | 15.93 | 16.22 | 16.19 | HYDRO-V1 | HYDRO-V1 | HYDRO-V1 | HYDRO-V1 | HYDRO-V1
CHN | China | Dabaodangzhen A |  | WKS0070005 | 200 | 38.6500 | 110.0500 | Solar | [5 empty] | Wiki-Solar | https://www.wiki-solar.org | Wiki-Solar | [10 empty] | 311.58 | 313.98 | 314.78 | 307.39 | 320.02 | SOLAR-V1-NO-AGE | SOLAR-V1-NO-AGE | SOLAR-V1-NO-AGE | SOLAR-V1-NO-AGE | SOLAR-V1-NO-AGE
CHN | China | Helan A |  | WKS0070361 | 30 | 38.6750 | 106.3120 | Solar | [5 empty] | Wiki-Solar | https://www.wiki-solar.org | Wiki-Solar | [10 empty] | 44.65 | 45.68 | 45.36 | 46.29 | 46.6 | NO-ESTIMATION | NO-ESTIMATION | NO-ESTIMATION | NO-ESTIMATION | CAPACITY-FACTOR-V1
CHN | China | Tanxian A |  | WKS0068102 | 15 | 38.6780 | 114.8240 | Solar | [5 empty] | Wiki-Solar | https://www.wiki-solar.org | Wiki-Solar | [10 empty] | 23.67 | 25.23 | 25.27 | 24.45 | 25.18 | NO-ESTIMATION | NO-ESTIMATION | NO-ESTIMATION | NO-ESTIMATION | CAPACITY-FACTOR-V1
CHN | China | Huineng |  | WKS0061857 | 9 | 38.6880 | 100.3910 | Solar | [5 empty] | Wiki-Solar | https://www.wiki-solar.org | Wiki-Solar | [10 empty] | 14.63 | 15.03 | 14.38 | 14.99 | 14.13 | NO-ESTIMATION | NO-ESTIMATION | NO-ESTIMATION | NO-ESTIMATION | CAPACITY-FACTOR-V1
CHN | China | Gaorenxiang B |  | WKS0070192 | 50 | 38.6940 | 106.6820 | Solar | [5 empty] | Wiki-Solar | https://www.wiki-solar.org | Wiki-Solar | [10 empty] | 75.71 | 76.31 | 76.61 | 78.27 | 78.02 | NO-ESTIMATION | NO-ESTIMATION | NO-ESTIMATION | NO-ESTIMATION | CAPACITY-FACTOR-V1
CHN | China | Zhangye SA |  | WKS0062334 | 30 | 38.6990 | 100.3860 | Solar | [5 empty] | Wiki-Solar | https://www.wiki-solar.org | Wiki-Solar | [10 empty] | 51.12 | 51.13 | 48.20 | 51.17 | 46.69 | NO-ESTIMATION | NO-ESTIMATION | NO-ESTIMATION | NO-ESTIMATION | CAPACITY-FACTOR-V1
CHN | China | Gaorenxiang C |  | WKS0070193 | 25 | 38.6990 | 106.6860 | Solar | [5 empty] | Wiki-Solar | https://www.wiki-solar.org | Wiki-Solar | [10 empty] | 37.86 | 38.38 | 38.56 | 39.36 | 39.22 | SOLAR-V1-NO-AGE | SOLAR-V1-NO-AGE | SOLAR-V1-NO-AGE | SOLAR-V1-NO-AGE | SOLAR-V1-NO-AGE
CHN | China | Xiaomu II |  | WKS0066182 | 30 | 38.7030 | 114.6770 | Solar | [5 empty] | Wiki-Solar | https://www.wiki-solar.org | Wiki-Solar | [10 empty] | 45.13 | 45.59 | 45.92 | 46.31 | 46.53 | HYDRO-V1 | HYDRO-V1 | HYDRO-V1 | HYDRO-V1 | HYDRO-V1
CHN | China | Xiaomu |  | WKS0063030 | 20 | 38.7040 | 114.6450 | Solar | [5 empty] | Wiki-Solar | https://www.wiki-solar.org | Wiki-Solar | [10 empty] | 31.98 | 32.36 | 32.35 | 32.98 | 32.96 | HYDRO-V1 | HYDRO-V1 | HYDRO-V1 | HYDRO-V1 | HYDRO-V1
CHN | China | Zhangye 2 |  | WKS0066635 | 30 | 38.7060 | 100.3980 | Solar | [5 empty] | Wiki-Solar | https://www.wiki-solar.org | Wiki-Solar | [10 empty] | 51.12 | 50.82 | 47.84 | 51.17 | 46.69 | NO-ESTIMATION | NO-ESTIMATION | NO-ESTIMATION | NO-ESTIMATION | CAPACITY-FACTOR-V1
CHN | China | Gaorenxiang A |  | WKS0069547 | 15 | 38.7060 | 106.6920 | Solar | [5 empty] | Wiki-Solar | https://www.wiki-solar.org | Wiki-Solar | [10 empty] | 23.95 | 24.34 | 24.42 | 24.95 | 24.84 | NO-ESTIMATION | NO-ESTIMATION | NO-ESTIMATION | NO-ESTIMATION | CAPACITY-FACTOR-V1
CHN | China | Tuopulukexiang B |  | WKS0065984 | 40 | 38.7150 | 76.2880 | Solar | [5 empty] | Wiki-Solar | https://www.wiki-solar.org | Wiki-Solar | [10 empty] | 62.80 | 60.80 | 62.50 | 61.93 | 63.72 | HYDRO-V1 | HYDRO-V1 | HYDRO-V1 | HYDRO-V1 | HYDRO-V1
CHN | China | Gansu Zhangye |  | WRI1026356 | 10 | 38.7200 | 100.4100 | Solar | [5 empty] | UNFCCC CDM | https://cdm.unfccc.int/Projects/DB/TUEV-RHEIN1342499751.82/view |  | 1088936 | [9 empty] | 16.22 | 16.64 | 16.02 | 16.66 | 15.72 | NO-ESTIMATION | NO-ESTIMATION | NO-ESTIMATION | NO-ESTIMATION | CAPACITY-FACTOR-V1
CHN | China | Yingjisha Kong |  | WKS0065258 | 20 | 38.7290 | 76.2850 | Solar | [5 empty] | Wiki-Solar | https://www.wiki-solar.org | Wiki-Solar | [10 empty] | 33.03 | 32.65 | 33.22 | 32.58 | 33.67 | NO-ESTIMATION | NO-ESTIMATION | NO-ESTIMATION | NO-ESTIMATION | CAPACITY-FACTOR-V1
CHN | China | Tuopulukexiang |  | WKS0065030 | 20 | 38.7320 | 76.2720 | Solar | [5 empty] | Wiki-Solar | https://www.wiki-solar.org | Wiki-Solar | [10 empty] | 33.06 | 32.56 | 33.22 | 32.85 | 33.79 | NO-ESTIMATION | NO-ESTIMATION | NO-ESTIMATION | NO-ESTIMATION | CAPACITY-FACTOR-V1
CHN | China | Minle D |  | WKS0070376 | 12 | 38.7350 | 100.7990 | Solar | [5 empty] | Wiki-Solar | https://www.wiki-solar.org | Wiki-Solar | [10 empty] | 20.58 | 20.33 | 18.99 | 20.73 | 19.4 | NO-ESTIMATION | NO-ESTIMATION | NO-ESTIMATION | NO-ESTIMATION | CAPACITY-FACTOR-V1
CHN | China | Minle B |  | WKS0070347 | 9 | 38.7510 | 100.7960 | Solar | [5 empty] | Wiki-Solar | https://www.wiki-solar.org | Wiki-Solar | [10 empty] | 14.31 | 13.07 | 13.55 | 13.35 | 13.82 | NO-ESTIMATION | NO-ESTIMATION | NO-ESTIMATION | NO-ESTIMATION | CAPACITY-FACTOR-V1
CHN | China | Minle C |  | WKS0070348 | 55 | 38.7550 | 100.8350 | Solar | [5 empty] | Wiki-Solar | https://www.wiki-solar.org | Wiki-Solar | [10 empty] | 85.61 | 79.90 | 82.07 | 80.17 | 81.96 | SOLAR-V1-NO-AGE | SOLAR-V1-NO-AGE | SOLAR-V1-NO-AGE | SOLAR-V1-NO-AGE | SOLAR-V1-NO-AGE
CHN | China | Minle A |  | WKS0070346 | 30 | 38.7600 | 100.7190 | Solar | [5 empty] | Wiki-Solar | https://www.wiki-solar.org | Wiki-Solar | [10 empty] | 46.52 | 43.01 | 43.90 | 43.54 | 45.06 | SOLAR-V1-NO-AGE | SOLAR-V1-NO-AGE | SOLAR-V1-NO-AGE | SOLAR-V1-NO-AGE | SOLAR-V1-NO-AGE
CHN | China | Alashan 1p2 |  | WKS0065954 | 400 | 38.7610 | 105.7230 | Solar | [5 empty] | Wiki-Solar | https://www.wiki-solar.org | Wiki-Solar | [10 empty] | 594.03 | 592.74 | 600.07 | 606.04 | 598.43 | SOLAR-V1-NO-AGE | SOLAR-V1-NO-AGE | SOLAR-V1-NO-AGE | SOLAR-V1-NO-AGE | SOLAR-V1-NO-AGE
CHN | China | Yuyang A |  | WKS0070001 | 200 | 38.7620 | 109.6790 | Solar | [5 empty] | Wiki-Solar | https://www.wiki-solar.org | Wiki-Solar | [10 empty] | 297.77 | 295.80 | 307.61 | 296.14 | 300.9 | NO-ESTIMATION | NO-ESTIMATION | NO-ESTIMATION | NO-ESTIMATION | CAPACITY-FACTOR-V1
CHN | China | Yuyang B |  | WKS0070002 | 100 | 38.7750 | 109.6910 | Solar | [5 empty] | Wiki-Solar | https://www.wiki-solar.org | Wiki-Solar | [10 empty] | 151.37 | 149.01 | 158.07 | 150.53 | 151.82 | SOLAR-V1-NO-AGE | SOLAR-V1-NO-AGE | SOLAR-V1-NO-AGE | SOLAR-V1-NO-AGE | SOLAR-V1-NO-AGE
CHN | China | Yuyang D |  | WKS0070004 | 300 | 38.8100 | 109.6920 | Solar | [5 empty] | Wiki-Solar | https://www.wiki-solar.org | Wiki-Solar | [10 empty] | 441.48 | 436.93 | 462.96 | 441.04 | 445.37 | SOLAR-V1-NO-AGE | SOLAR-V1-NO-AGE | SOLAR-V1-NO-AGE | SOLAR-V1-NO-AGE | SOLAR-V1-NO-AGE
CHN | China | Yuyang C |  | WKS0070003 | 50 | 38.8150 | 109.5820 | Solar | [5 empty] | Wiki-Solar | https://www.wiki-solar.org | Wiki-Solar | [10 empty] | 74.20 | 73.68 | 76.34 | 73.91 | 75.05 | NO-ESTIMATION | NO-ESTIMATION | NO-ESTIMATION | NO-ESTIMATION | CAPACITY-FACTOR-V1
CHN | China | Shandan A |  | WKS0070349 | 50 | 38.8290 | 100.9490 | Solar | [5 empty] | Wiki-Solar | https://www.wiki-solar.org | Wiki-Solar | [10 empty] | 74.44 | 70.76 | 71.81 | 74.14 | 74.53 | HYDRO-V1 | HYDRO-V1 | HYDRO-V1 | HYDRO-V1 | HYDRO-V1
CHN | China | Inner Mongolia Alashan |  | WRI1026366 | 20 | 38.8300 | 105.6100 | Solar | [5 empty] | UNFCCC CDM | http://cdm.unfccc.int/Projects/DB/JCI1352366326.72/history | [11 empty] | 32.01 | 32.57 | 32.25 | 32.73 | 32.94 | NO-ESTIMATION | NO-ESTIMATION | NO-ESTIMATION | NO-ESTIMATION | CAPACITY-FACTOR-V1
CHN | China | Fuping |  | WKS0065022 | 10 | 38.8310 | 114.4670 | Solar | [5 empty] | Wiki-Solar | https://www.wiki-solar.org | Wiki-Solar | [10 empty] | 16.20 | 15.95 | 15.98 | 16.19 | 16.34 | NO-ESTIMATION | NO-ESTIMATION | NO-ESTIMATION | NO-ESTIMATION | CAPACITY-FACTOR-V1
CHN | China | Ganzhou |  | WKS0062240 | 50 | 38.8450 | 100.2060 | Solar | [5 empty] | Wiki-Solar | https://www.wiki-solar.org | Wiki-Solar | [10 empty] | 84.48 | 76.16 | 77.17 | 76.42 | 76.51 | NO-ESTIMATION | NO-ESTIMATION | NO-ESTIMATION | NO-ESTIMATION | CAPACITY-FACTOR-V1
CHN | China | Shandan B |  | WKS0070350 | 50 | 38.8480 | 100.9450 | Solar | [5 empty] | Wiki-Solar | https://www.wiki-solar.org | Wiki-Solar | [10 empty] | 74.60 | 70.77 | 72.68 | 74.01 | 74.51 | HYDRO-V1 | HYDRO-V1 | HYDRO-V1 | HYDRO-V1 | HYDRO-V1
CHN | China | Caojiayucun A |  | WKS0068103 | 20 | 38.8620 | 114.6130 | Solar | [5 empty] | Wiki-Solar | https://www.wiki-solar.org | Wiki-Solar | [10 empty] | 32.83 | 32.36 | 32.59 | 32.90 | 33.39 | HYDRO-V1 | HYDRO-V1 | HYDRO-V1 | HYDRO-V1 | HYDRO-V1
CHN | China | Shandan C |  | WKS0070351 | 50 | 38.8690 | 100.8210 | Solar | [5 empty] | Wiki-Solar | https://www.wiki-solar.org | Wiki-Solar | [10 empty] | 73.53 | 75.12 | 72.52 | 71.94 | 72.57 | NO-ESTIMATION | NO-ESTIMATION | NO-ESTIMATION | NO-ESTIMATION | CAPACITY-FACTOR-V1
CHN | China | Alashan 1p1 |  | WKS0063606 | 100 | 38.8950 | 105.6480 | Solar | [5 empty] | Wiki-Solar | https://www.wiki-solar.org | Wiki-Solar | [10 empty] | 154.16 | 155.44 | 151.45 | 157.14 | 155.82 | NO-ESTIMATION | NO-ESTIMATION | NO-ESTIMATION | NO-ESTIMATION | CAPACITY-FACTOR-V1
CHN | China | Guodian Ningxia Pingluop Solar |  | WRI1071738 | 10 | 38.9025 | 106.5514 | Solar | [5 empty] | UNFCCC CDM Registry | https://cdm.unfccc.int/Projects/redirector?ref=4982 | UNFCCC CDM Registry | 1082305 | [9 empty] | 15.87 | 16.16 | 15.97 | 16.55 | 16.31 | NO-ESTIMATION | NO-ESTIMATION | NO-ESTIMATION | NO-ESTIMATION | CAPACITY-FACTOR-V1
CHN | China | Hongshagang III |  | WKS0063908 | 250 | 38.9230 | 102.5620 | Solar | [5 empty] | Wiki-Solar | https://www.wiki-solar.org | Wiki-Solar | [10 empty] | 375.82 | 382.19 | 385.98 | 378.74 | 387.09 | SOLAR-V1-NO-AGE | SOLAR-V1-NO-AGE | SOLAR-V1-NO-AGE | SOLAR-V1-NO-AGE | SOLAR-V1-NO-AGE
CHN | China | Hongshagang I |  | WKS0063907 | 300 | 38.9240 | 102.5480 | Solar | [5 empty] | Wiki-Solar | https://www.wiki-solar.org | Wiki-Solar | [10 empty] | 441.64 | 452.15 | 457.60 | 443.48 | 455.59 | HYDRO-V1 | HYDRO-V1 | HYDRO-V1 | HYDRO-V1 | HYDRO-V1
CHN | China | Alashan 1p3 |  | WKS0063607 | 500 | 38.9300 | 105.6400 | Solar | [5 empty] | Wiki-Solar | https://www.wiki-solar.org | Wiki-Solar | [10 empty] | 748.82 | 750.60 | 743.26 | 736.86 | 755.09 | SOLAR-V1-NO-AGE | SOLAR-V1-NO-AGE | SOLAR-V1-NO-AGE | SOLAR-V1-NO-AGE | SOLAR-V1-NO-AGE
CHN | China | Ruoqiang B |  | WKS0070254 | 20 | 38.9310 | 88.1990 | Solar | [5 empty] | Wiki-Solar | https://www.wiki-solar.org | Wiki-Solar | [10 empty] | 32.04 | 32.54 | 33.13 | 32.81 | 34.47 | NO-ESTIMATION | NO-ESTIMATION | NO-ESTIMATION | NO-ESTIMATION | CAPACITY-FACTOR-V1
CHN | China | Ruoqiang A |  | WKS0070253 | 20 | 38.9460 | 88.1990 | Solar | [5 empty] | Wiki-Solar | https://www.wiki-solar.org | Wiki-Solar | [10 empty] | 31.22 | 32.39 | 33.36 | 33.30 | 34.59 | SOLAR-V1-NO-AGE | SOLAR-V1-NO-AGE | SOLAR-V1-NO-AGE | SOLAR-V1-NO-AGE | SOLAR-V1-NO-AGE
CHN | China | Ruoqiang C |  | WKS0070255 | 40 | 38.9460 | 88.2100 | Solar | [5 empty] | Wiki-Solar | https://www.wiki-solar.org | Wiki-Solar | [10 empty] | 60.20 | 61.06 | 62.49 | 59.88 | 65.12 | SOLAR-V1-NO-AGE | SOLAR-V1-NO-AGE | SOLAR-V1-NO-AGE | SOLAR-V1-NO-AGE | SOLAR-V1-NO-AGE
CHN | China | Gansu Huadian Minqin |  | WRI1025973 | 10 | 38.9500 | 102.4700 | Solar |  |  |  |  | Gansu Huadian Minqin Power Generation Co. Ltd | UNFCCC CDM | https://cdm.unfccc.int/filestorage/h/v/MPS6FEDZJAYL0872KO3NUC4HTQVXR9.pdf/PDD_Gansu%20Huadian%20Minqin_solar.pdf?t=Rmd8b2o5d3NpfDDb7IcAc36RJ6DHf3GM_vdA | [11 empty] | 15.64 | 16.14 | 16.10 | 15.82 | 16.24 | NO-ESTIMATION | NO-ESTIMATION | NO-ESTIMATION | NO-ESTIMATION | CAPACITY-FACTOR-V1
CHN | China | CGN Kashi Yingjisha Phase I |  | WRI1025972 | 20 | 38.9500 | 75.7960 | Solar |  |  |  |  | CGN Solar Power Development Co. LTD | UNFCCC CDM | http://cdm.unfccc.int/filestorage/w/2/9JZRSAQOV8TH2B67ENXG5Y3U4KW1MF.pdf/PDD2.0-%20Yingjisha.pdf?t=TGR8b2o5czJkfDDNxCwFr-3T1v5EOgnULfGd |  | 1089746 | [9 empty] | 30.18 | 31.57 | 31.21 | 31.30 | 31.05 | NO-ESTIMATION | NO-ESTIMATION | NO-ESTIMATION | NO-ESTIMATION | CAPACITY-FACTOR-V1
CHN | China | Hongshagang |  | WKS0063906 | 820 | 38.9570 | 102.4720 | Solar | [5 empty] | Wiki-Solar | https://www.wiki-solar.org | Wiki-Solar | [10 empty] | 1186.05 | 1223.42 | 1226.54 | 1203.94 | 1241.45 | HYDRO-V1 | HYDRO-V1 | HYDRO-V1 | HYDRO-V1 | HYDRO-V1
CHN | China | Aksai A |  | WKS0070352 | 20 | 38.9690 | 94.4210 | Solar | [5 empty] | Wiki-Solar | https://www.wiki-solar.org | Wiki-Solar | [10 empty] | 35.30 | 35.92 | 36.09 | 35.95 | 35.58 | HYDRO-V1 | HYDRO-V1 | HYDRO-V1 | HYDRO-V1 | HYDRO-V1
CHN | China | Hongshagang II |  | WKS0066777 | 150 | 38.9840 | 102.5000 | Solar | [5 empty] | Wiki-Solar | https://www.wiki-solar.org | Wiki-Solar | [10 empty] | 224.61 | 230.04 | 229.26 | 227.02 | 237.32 | HYDRO-V1 | HYDRO-V1 | HYDRO-V1 | HYDRO-V1 | HYDRO-V1
CHN | China | Ningxia Duodian Dawukou Phase I |  | WRI1029336 | 10 | 38.9900 | 106.4700 | Solar | [5 empty] | UNFCCC CDM | http://cdm.unfccc.int/Projects/DB/BVQI1353134287.35/view | [11 empty] | 15.88 | 16.32 | 16.13 | 16.51 | 16.34 | SOLAR-V1-NO-AGE | SOLAR-V1-NO-AGE | SOLAR-V1-NO-AGE | SOLAR-V1-NO-AGE | SOLAR-V1-NO-AGE
CHN | China | Makit |  | WKS0065730 | 20 | 38.9900 | 77.5180 | Solar | [5 empty] | Wiki-Solar | https://www.wiki-solar.org | Wiki-Solar | [10 empty] | 33.95 | 34.55 | 33.93 | 34.53 | 35.64 | SOLAR-V1-NO-AGE | SOLAR-V1-NO-AGE | SOLAR-V1-NO-AGE | SOLAR-V1-NO-AGE | SOLAR-V1-NO-AGE
CHN | China | Makit A |  | WKS0070068 | 20 | 38.9960 | 77.5270 | Solar | [5 empty] | Wiki-Solar | https://www.wiki-solar.org | Wiki-Solar | [10 empty] | 33.95 | 34.57 | 33.97 | 34.53 | 35.64 | SOLAR-V1-NO-AGE | SOLAR-V1-NO-AGE | SOLAR-V1-NO-AGE | SOLAR-V1-NO-AGE | SOLAR-V1-NO-AGE
CHN | China | Makit B |  | WKS0070069 | 20 | 38.9970 | 77.5190 | Solar | [5 empty] | Wiki-Solar | https://www.wiki-solar.org | Wiki-Solar | [10 empty] | 33.95 | 34.48 | 33.93 | 34.53 | 35.64 | NO-ESTIMATION | NO-ESTIMATION | NO-ESTIMATION | NO-ESTIMATION | CAPACITY-FACTOR-V1
CHN | China | Linze A |  | WKS0068096 | 50 | 39.0450 | 100.0760 | Solar | [5 empty] | Wiki-Solar | https://www.wiki-solar.org | Wiki-Solar | [10 empty] | 83.17 | 75.70 | 74.98 | 72.68 | 74.75 | HYDRO-V1 | HYDRO-V1 | HYDRO-V1 | HYDRO-V1 | HYDRO-V1
CHN | China | Linze B |  | WKS0068097 | 35 | 39.0460 | 100.0610 | Solar | [5 empty] | Wiki-Solar | https://www.wiki-solar.org | Wiki-Solar | [10 empty] | 56.97 | 53.68 | 52.87 | 51.14 | 52.6 | NO-ESTIMATION | NO-ESTIMATION | NO-ESTIMATION | NO-ESTIMATION | CAPACITY-FACTOR-V1
CHN | China | Shule A |  | WKS0070072 | 20 | 39.0640 | 76.1360 | Solar | [5 empty] | Wiki-Solar | https://www.wiki-solar.org | Wiki-Solar | [10 empty] | 32.72 | 33.00 | 32.59 | 32.56 | 33.26 | NO-ESTIMATION | NO-ESTIMATION | NO-ESTIMATION | NO-ESTIMATION | CAPACITY-FACTOR-V1
CHN | China | Shule |  | WKS0065023 | 20 | 39.0640 | 76.1440 | Solar | [5 empty] | Wiki-Solar | https://www.wiki-solar.org | Wiki-Solar | [10 empty] | 32.70 | 33.03 | 33.11 | 32.56 | 33.23 | NO-ESTIMATION | NO-ESTIMATION | NO-ESTIMATION | NO-ESTIMATION | CAPACITY-FACTOR-V1
CHN | China | Linze |  | WKS0068083 | 9 | 39.0690 | 100.0690 | Solar | [5 empty] | Wiki-Solar | https://www.wiki-solar.org | Wiki-Solar | [10 empty] | 14.49 | 13.92 | 13.35 | 13.05 | 13.65 | HYDRO-V1 | HYDRO-V1 | HYDRO-V1 | HYDRO-V1 | HYDRO-V1
CHN | China | Daixian A |  | WKS0072530 | 30 | 39.0860 | 112.8400 | Solar | [5 empty] | Wiki-Solar | https://www.wiki-solar.org | Wiki-Solar | [10 empty] | 49.06 | 45.56 | 43.84 | 44.84 | 44.96 | NO-ESTIMATION | NO-ESTIMATION | NO-ESTIMATION | NO-ESTIMATION | CAPACITY-FACTOR-V1
CHN | China | Alxa League |  | WKS0064610 | 30 | 39.0990 | 105.8950 | Solar | [5 empty] | Wiki-Solar | https://www.wiki-solar.org | Wiki-Solar | [10 empty] | 44.80 | 45.51 | 46.03 | 46.14 | 45.82 | NO-ESTIMATION | NO-ESTIMATION | NO-ESTIMATION | NO-ESTIMATION | CAPACITY-FACTOR-V1
CHN | China | Ningxia Shizuishanp |  | WRI1071963 | 10 | 39.0994 | 106.5222 | Solar | [5 empty] | UNFCCC CDM Registry | https://cdm.unfccc.int/Projects/redirector?ref=5792 | UNFCCC CDM Registry | [10 empty] | 15.89 | 16.26 | 15.97 | 16.51 | 16.3 | NO-ESTIMATION | NO-ESTIMATION | NO-ESTIMATION | NO-ESTIMATION | CAPACITY-FACTOR-V1
CHN | China | Sdic Shizuishan Second Phasep |  | WRI1072430 | 20 | 39.1041 | 106.5231 | Solar | [5 empty] | UNFCCC CDM Registry | https://cdm.unfccc.int/Projects/redirector?ref=7185 | UNFCCC CDM Registry | [10 empty] | 31.90 | 32.79 | 32.58 | 33.30 | 32.83 | NO-ESTIMATION | NO-ESTIMATION | NO-ESTIMATION | NO-ESTIMATION | CAPACITY-FACTOR-V1
CHN | China | Caiwopeng A |  | WKS0072312 | 30 | 39.1110 | 106.5400 | Solar | [5 empty] | Wiki-Solar | https://www.wiki-solar.org | Wiki-Solar | [10 empty] | 45.00 | 46.14 | 45.86 | 46.95 | 46.2 | NO-ESTIMATION | NO-ESTIMATION | NO-ESTIMATION | NO-ESTIMATION | CAPACITY-FACTOR-V1
CHN | China | Yanwochi A |  | WKS0070360 | 20 | 39.1120 | 106.6270 | Solar | [5 empty] | Wiki-Solar | https://www.wiki-solar.org | Wiki-Solar | [10 empty] | 32.15 | 32.96 | 32.90 | 33.37 | 33.04 | NO-ESTIMATION | NO-ESTIMATION | NO-ESTIMATION | NO-ESTIMATION | CAPACITY-FACTOR-V1
CHN | China | Linze C |  | WKS0072824 | 10 | 39.1160 | 100.0840 | Solar | [5 empty] | Wiki-Solar | https://www.wiki-solar.org | Wiki-Solar | [10 empty] | 16.14 | 15.48 | 14.88 | 14.58 | 15.24 | NO-ESTIMATION | NO-ESTIMATION | NO-ESTIMATION | NO-ESTIMATION | CAPACITY-FACTOR-V1
CHN | China | Tianjin Binhai |  | WKS0065772 | 170 | 39.1280 | 117.6520 | Solar | [5 empty] | Wiki-Solar | https://www.wiki-solar.org | Wiki-Solar | [10 empty] | 259.69 | 260.95 | 250.14 | 256.43 | 267.85 | NO-ESTIMATION | NO-ESTIMATION | NO-ESTIMATION | NO-ESTIMATION | CAPACITY-FACTOR-V1
CHN | China | Alashanzuoqi Bayanha |  | WRI1026353 | 20 | 39.1400 | 105.9500 | Solar | [5 empty] | UNFCCC CDM | https://cdm.unfccc.int/Projects/DB/DNV-CUK1351688176.32/view | [11 empty] | 32.25 | 32.79 | 33.12 | 33.23 | 32.61 | NO-ESTIMATION | NO-ESTIMATION | NO-ESTIMATION | NO-ESTIMATION | CAPACITY-FACTOR-V1
CHN | China | Dajialaingzicun A |  | WKS0070359 | 20 | 39.1410 | 106.6580 | Solar | [5 empty] | Wiki-Solar | https://www.wiki-solar.org | Wiki-Solar | [10 empty] | 32.15 | 32.96 | 32.90 | 33.40 | 33.04 | SOLAR-V1-NO-AGE | SOLAR-V1-NO-AGE | SOLAR-V1-NO-AGE | SOLAR-V1-NO-AGE | SOLAR-V1-NO-AGE
CHN | China | Baigou |  | WKS0064283 | 9.6 | 39.1410 | 116.0540 | Solar | [5 empty] | Wiki-Solar | https://www.wiki-solar.org | Wiki-Solar | [10 empty] | 15.39 | 16.38 | 16.57 | 15.99 | 16.39 | SOLAR-V1-NO-AGE | SOLAR-V1-NO-AGE | SOLAR-V1-NO-AGE | SOLAR-V1-NO-AGE | SOLAR-V1-NO-AGE
CHN | China | Baigou p2 |  | WKS0064284 | 10.5 | 39.1460 | 116.0513 | Solar | [5 empty] | Wiki-Solar | https://www.wiki-solar.org | Wiki-Solar | [10 empty] | 16.80 | 18.11 | 18.48 | 17.70 | 18.24 | NO-ESTIMATION | NO-ESTIMATION | NO-ESTIMATION | NO-ESTIMATION | CAPACITY-FACTOR-V1
CHN | China | Hongguozi B |  | WKS0066772 | 30 | 39.1710 | 106.6280 | Solar | [5 empty] | Wiki-Solar | https://www.wiki-solar.org | Wiki-Solar | [10 empty] | 45.70 | 46.41 | 46.40 | 47.17 | 47 | NO-ESTIMATION | NO-ESTIMATION | NO-ESTIMATION | NO-ESTIMATION | CAPACITY-FACTOR-V1
CHN | China | Hainan A |  | WKS0070188 | 20 | 39.1810 | 106.9070 | Solar | [5 empty] | Wiki-Solar | https://www.wiki-solar.org | Wiki-Solar | [10 empty] | 32.39 | 32.63 | 32.80 | 33.35 | 33.01 | NO-ESTIMATION | NO-ESTIMATION | NO-ESTIMATION | NO-ESTIMATION | CAPACITY-FACTOR-V1
CHN | China | Hongguozi A |  | WKS0066771 | 70 | 39.1900 | 106.6480 | Solar | [5 empty] | Wiki-Solar | https://www.wiki-solar.org | Wiki-Solar | [10 empty] | 107.69 | 108.75 | 109.29 | 110.54 | 110.1 | NO-ESTIMATION | NO-ESTIMATION | NO-ESTIMATION | NO-ESTIMATION | CAPACITY-FACTOR-V1
CHN | China | Ningzia Shizuishan Phase II |  | WRI1025974 | 10 | 39.2600 | 106.7100 | Solar |  |  |  |  | Ningxia Chint Solar PV power generation Co. Ltd | UNFCCC CDM | http://cdm.unfccc.int/filestorage/v/s/XP6NFO7WI5R1ZGEMQY2SK03AHLJ89C.pdf/312%20PDD.pdf?t=Mjh8b2o5dXdhfDBXsyVheHuzlYD3fu4o9_Mw |  | 1088705 | [9 empty] | 16.15 | 16.22 | 16.25 | 16.32 | 16.56 | HYDRO-V1 | HYDRO-V1 | HYDRO-V1 | HYDRO-V1 | HYDRO-V1
CHN | China | Gaotai D |  | WKS0070342 | 75 | 39.2740 | 99.5600 | Solar | [5 empty] | Wiki-Solar | https://www.wiki-solar.org | Wiki-Solar | [10 empty] | 118.00 | 110.96 | 113.97 | 112.77 | 111.34 | HYDRO-V1 | HYDRO-V1 | HYDRO-V1 | HYDRO-V1 | HYDRO-V1
CHN | China | Gaotai C |  | WKS0070341 | 40 | 39.2820 | 99.5440 | Solar | [5 empty] | Wiki-Solar | https://www.wiki-solar.org | Wiki-Solar | [10 empty] | 61.10 | 58.42 | 60.02 | 59.12 | 58.65 | NO-ESTIMATION | NO-ESTIMATION | NO-ESTIMATION | NO-ESTIMATION | CAPACITY-FACTOR-V1
CHN | China | Gaotai B |  | WKS0070340 | 100 | 39.2830 | 99.5270 | Solar | [5 empty] | Wiki-Solar | https://www.wiki-solar.org | Wiki-Solar | [10 empty] | 156.96 | 147.91 | 151.59 | 150.00 | 148.09 | NO-ESTIMATION | NO-ESTIMATION | NO-ESTIMATION | NO-ESTIMATION | CAPACITY-FACTOR-V1
CHN | China | Gaotai E |  | WKS0070343 | 50 | 39.2860 | 99.4860 | Solar | [5 empty] | Wiki-Solar | https://www.wiki-solar.org | Wiki-Solar | [10 empty] | 77.68 | 72.29 | 75.05 | 74.43 | 73.43 | SOLAR-V1-NO-AGE | SOLAR-V1-NO-AGE | SOLAR-V1-NO-AGE | SOLAR-V1-NO-AGE | SOLAR-V1-NO-AGE
CHN | China | Gaotai A |  | WKS0070339 | 50 | 39.3130 | 99.6240 | Solar | [5 empty] | Wiki-Solar | https://www.wiki-solar.org | Wiki-Solar | [10 empty] | 78.05 | 75.12 | 72.36 | 71.74 | 72.35 | HYDRO-V1 | HYDRO-V1 | HYDRO-V1 | HYDRO-V1 | HYDRO-V1
CHN | China | Huinong J |  | WKS0066767 | 10 | 39.3230 | 106.7340 | Solar | [5 empty] | Wiki-Solar | https://www.wiki-solar.org | Wiki-Solar | [10 empty] | 16.07 | 16.23 | 16.27 | 16.43 | 16.5 | HYDRO-V1 | HYDRO-V1 | HYDRO-V1 | HYDRO-V1 | HYDRO-V1
CHN | China | Gaotai F |  | WKS0070344 | 20 | 39.3230 | 99.6070 | Solar | [5 empty] | Wiki-Solar | https://www.wiki-solar.org | Wiki-Solar | [10 empty] | 33.02 | 31.82 | 30.63 | 30.42 | 30.64 | NO-ESTIMATION | NO-ESTIMATION | NO-ESTIMATION | NO-ESTIMATION | CAPACITY-FACTOR-V1
CHN | China | Shentou II |  | WKS0068037 | 60 | 39.3250 | 112.5450 | Solar | [5 empty] | Wiki-Solar | https://www.wiki-solar.org | Wiki-Solar | [10 empty] | 97.48 | 89.30 | 88.33 | 89.42 | 89.9 | SOLAR-V1-NO-AGE | SOLAR-V1-NO-AGE | SOLAR-V1-NO-AGE | SOLAR-V1-NO-AGE | SOLAR-V1-NO-AGE
CHN | China | Shentou I |  | WKS0068036 | 50 | 39.3260 | 112.5670 | Solar | [5 empty] | Wiki-Solar | https://www.wiki-solar.org | Wiki-Solar | [10 empty] | 81.21 | 74.39 | 74.41 | 74.64 | 74.96 | SOLAR-V1-NO-AGE | SOLAR-V1-NO-AGE | SOLAR-V1-NO-AGE | SOLAR-V1-NO-AGE | SOLAR-V1-NO-AGE
CHN | China | Shanyin A |  | WKS0072531 | 30 | 39.3290 | 112.9610 | Solar | [5 empty] | Wiki-Solar | https://www.wiki-solar.org | Wiki-Solar | [10 empty] | 48.16 | 47.93 | 43.83 | 44.56 | 44.77 | HYDRO-V1 | HYDRO-V1 | HYDRO-V1 | HYDRO-V1 | HYDRO-V1
CHN | China | Huinong K |  | WKS0066768 | 10 | 39.3340 | 106.7350 | Solar | [5 empty] | Wiki-Solar | https://www.wiki-solar.org | Wiki-Solar | [10 empty] | 16.07 | 16.23 | 16.27 | 16.43 | 16.5 | SOLAR-V1-NO-AGE | SOLAR-V1-NO-AGE | SOLAR-V1-NO-AGE | SOLAR-V1-NO-AGE | SOLAR-V1-NO-AGE
CHN | China | Huinong L |  | WKS0066769 | 10 | 39.3390 | 106.7340 | Solar | [5 empty] | Wiki-Solar | https://www.wiki-solar.org | Wiki-Solar | [10 empty] | 16.07 | 16.23 | 16.27 | 16.43 | 16.5 | HYDRO-V1 | HYDRO-V1 | HYDRO-V1 | HYDRO-V1 | HYDRO-V1
CHN | China | CECIC Shizuishan Phase 1 |  | WRI1025975 | 10 | 39.3400 | 106.7400 | Solar |  |  |  |  | CECIC SUNTECH Shizuishan Solar Energy Power Generation Co. Ltd. | UNFCCC CDM | https://cdm.unfccc.int/filestorage/f/l/U4ZGHDWR89XSA61TKJEF7LOCPQI32V.pdf/Clean_PDD_Shizuishan_Solar_ref.4981.pdf?t=Njl8b2o5a2FmfDDf7fZ5It1ti8N8cGRu9SKX |  | 1088705 | [9 empty] | 16.11 | 16.23 | 16.27 | 16.43 | 16.5 | SOLAR-V1-NO-AGE | SOLAR-V1-NO-AGE | SOLAR-V1-NO-AGE | SOLAR-V1-NO-AGE | SOLAR-V1-NO-AGE
CHN | China | Hongsibao |  | WKS0060049 | 20 | 39.3442 | 106.7377 | Solar | [5 empty] | Wiki-Solar | https://www.wiki-solar.org | Wiki-Solar | [10 empty] | 32.23 | 32.60 | 33.02 | 33.18 | 33.27 | SOLAR-V1-NO-AGE | SOLAR-V1-NO-AGE | SOLAR-V1-NO-AGE | SOLAR-V1-NO-AGE | SOLAR-V1-NO-AGE
CHN | China | Hongsibao p2 |  | WKS0064064 | 30 | 39.3471 | 106.7344 | Solar | [5 empty] | Wiki-Solar | https://www.wiki-solar.org | Wiki-Solar | [10 empty] | 45.44 | 45.96 | 46.55 | 46.78 | 46.97 | SOLAR-V1-NO-AGE | SOLAR-V1-NO-AGE | SOLAR-V1-NO-AGE | SOLAR-V1-NO-AGE | SOLAR-V1-NO-AGE
CHN | China | Shufu B |  | WKS0070071 | 40 | 39.3540 | 75.6690 | Solar | [5 empty] | Wiki-Solar | https://www.wiki-solar.org | Wiki-Solar | [10 empty] | 62.20 | 63.11 | 63.30 | 62.37 | 60.64 | SOLAR-V1-NO-AGE | SOLAR-V1-NO-AGE | SOLAR-V1-NO-AGE | SOLAR-V1-NO-AGE | SOLAR-V1-NO-AGE
CHN | China | Huinong M |  | WKS0066770 | 70 | 39.3640 | 106.7530 | Solar | [5 empty] | Wiki-Solar | https://www.wiki-solar.org | Wiki-Solar | [10 empty] | 107.79 | 107.83 | 109.42 | 109.62 | 110.03 | SOLAR-V1-NO-AGE | SOLAR-V1-NO-AGE | SOLAR-V1-NO-AGE | SOLAR-V1-NO-AGE | SOLAR-V1-NO-AGE
CHN | China | Shufu A |  | WKS0070070 | 20 | 39.3690 | 75.6880 | Solar | [5 empty] | Wiki-Solar | https://www.wiki-solar.org | Wiki-Solar | [10 empty] | 32.93 | 33.54 | 33.35 | 33.37 | 31.85 | SOLAR-V1-NO-AGE | SOLAR-V1-NO-AGE | SOLAR-V1-NO-AGE | SOLAR-V1-NO-AGE | SOLAR-V1-NO-AGE
CHN | China | Ordos |  | WKS0066765 | 10 | 39.4200 | 109.2700 | Solar | [5 empty] | Wiki-Solar | https://www.wiki-solar.org | Wiki-Solar | [10 empty] | 15.17 | 15.07 | 15.00 | 14.68 | 15.34 | SOLAR-V1-NO-AGE | SOLAR-V1-NO-AGE | SOLAR-V1-NO-AGE | SOLAR-V1-NO-AGE | SOLAR-V1-NO-AGE
CHN | China | Yabulaizhen A |  | WKS0070288 | 10 | 39.4430 | 102.8180 | Solar | [5 empty] | Wiki-Solar | https://www.wiki-solar.org | Wiki-Solar | [10 empty] | 15.89 | 16.30 | 16.17 | 16.35 | 16.5 | SOLAR-V1-NO-AGE | SOLAR-V1-NO-AGE | SOLAR-V1-NO-AGE | SOLAR-V1-NO-AGE | SOLAR-V1-NO-AGE
CHN | China | Sunan A |  | WKS0070345 | 50 | 39.4510 | 99.5080 | Solar | [5 empty] | Wiki-Solar | https://www.wiki-solar.org | Wiki-Solar | [10 empty] | 75.49 | 71.45 | 73.86 | 73.66 | 75.09 | SOLAR-V1-NO-AGE | SOLAR-V1-NO-AGE | SOLAR-V1-NO-AGE | SOLAR-V1-NO-AGE | SOLAR-V1-NO-AGE
CHN | China | Bayan'aobo A |  | WKS0070279 | 30 | 39.5450 | 106.5070 | Solar | [5 empty] | Wiki-Solar | https://www.wiki-solar.org | Wiki-Solar | [10 empty] | 44.14 | 45.60 | 46.31 | 46.66 | 45.7 | SOLAR-V1-NO-AGE | SOLAR-V1-NO-AGE | SOLAR-V1-NO-AGE | SOLAR-V1-NO-AGE | SOLAR-V1-NO-AGE
CHN | China | Suzhou S |  | WKS0071894 | 10 | 39.5550 | 98.5280 | Solar | [5 empty] | Wiki-Solar | https://www.wiki-solar.org | Wiki-Solar | [10 empty] | 16.45 | 15.25 | 15.55 | 15.56 | 15.78 | SOLAR-V1-NO-AGE | SOLAR-V1-NO-AGE | SOLAR-V1-NO-AGE | SOLAR-V1-NO-AGE | SOLAR-V1-NO-AGE
CHN | China | Shanyin D |  | WKS0072535 | 20 | 39.5580 | 112.8950 | Solar | [5 empty] | Wiki-Solar | https://www.wiki-solar.org | Wiki-Solar | [10 empty] | 33.85 | 33.82 | 31.30 | 31.68 | 31.84 | SOLAR-V1-NO-AGE | SOLAR-V1-NO-AGE | SOLAR-V1-NO-AGE | SOLAR-V1-NO-AGE | SOLAR-V1-NO-AGE
CHN | China | Suzhou R |  | WKS0070338 | 20 | 39.5600 | 98.5240 | Solar | [5 empty] | Wiki-Solar | https://www.wiki-solar.org | Wiki-Solar | [10 empty] | 35.49 | 32.47 | 32.96 | 32.61 | 33.11 | SOLAR-V1-NO-AGE | SOLAR-V1-NO-AGE | SOLAR-V1-NO-AGE | SOLAR-V1-NO-AGE | SOLAR-V1-NO-AGE
CHN | China | Shanyin C |  | WKS0072534 | 30 | 39.5660 | 112.9220 | Solar | [5 empty] | Wiki-Solar | https://www.wiki-solar.org | Wiki-Solar | [10 empty] | 48.16 | 47.39 | 44.09 | 44.52 | 44.77 | SOLAR-V1-NO-AGE | SOLAR-V1-NO-AGE | SOLAR-V1-NO-AGE | SOLAR-V1-NO-AGE | SOLAR-V1-NO-AGE
CHN | China | Suzhou Q |  | WKS0070337 | 10 | 39.5740 | 98.5200 | Solar | [5 empty] | Wiki-Solar | https://www.wiki-solar.org | Wiki-Solar | [10 empty] | 16.45 | 15.25 | 15.55 | 15.56 | 15.78 | SOLAR-V1-NO-AGE | SOLAR-V1-NO-AGE | SOLAR-V1-NO-AGE | SOLAR-V1-NO-AGE | SOLAR-V1-NO-AGE
CHN | China | Suzhou H |  | WKS0070330 | 60 | 39.5760 | 98.5880 | Solar | [5 empty] | Wiki-Solar | https://www.wiki-solar.org | Wiki-Solar | [10 empty] | 101.86 | 89.97 | 92.64 | 91.80 | 92.93 | SOLAR-V1-NO-AGE | SOLAR-V1-NO-AGE | SOLAR-V1-NO-AGE | SOLAR-V1-NO-AGE | SOLAR-V1-NO-AGE
CHN | China | Hongliuwan A |  | WKS0066195 | 20 | 39.5790 | 94.2560 | Solar | [5 empty] | Wiki-Solar | https://www.wiki-solar.org | Wiki-Solar | [10 empty] | 34.23 | 31.61 | 31.95 | 31.77 | 32.19 | SOLAR-V1-NO-AGE | SOLAR-V1-NO-AGE | SOLAR-V1-NO-AGE | SOLAR-V1-NO-AGE | SOLAR-V1-NO-AGE
CHN | China | Shanyin B |  | WKS0072533 | 50 | 39.5800 | 112.9170 | Solar | [5 empty] | Wiki-Solar | https://www.wiki-solar.org | Wiki-Solar | [10 empty] | 81.21 | 79.24 | 73.73 | 74.64 | 74.96 | SOLAR-V1-NO-AGE | SOLAR-V1-NO-AGE | SOLAR-V1-NO-AGE | SOLAR-V1-NO-AGE | SOLAR-V1-NO-AGE
CHN | China | Suzhou P |  | WKS0070336 | 20 | 39.5820 | 98.5820 | Solar | [5 empty] | Wiki-Solar | https://www.wiki-solar.org | Wiki-Solar | [10 empty] | 35.32 | 32.40 | 32.86 | 32.61 | 32.99 | SOLAR-V1-NO-AGE | SOLAR-V1-NO-AGE | SOLAR-V1-NO-AGE | SOLAR-V1-NO-AGE | SOLAR-V1-NO-AGE
CHN | China | Suzhou F |  | WKS0070328 | 80 | 39.5870 | 98.5740 | Solar | [5 empty] | Wiki-Solar | https://www.wiki-solar.org | Wiki-Solar | [10 empty] | 137.93 | 123.03 | 125.08 | 124.22 | 125.47 | SOLAR-V1-NO-AGE | SOLAR-V1-NO-AGE | SOLAR-V1-NO-AGE | SOLAR-V1-NO-AGE | SOLAR-V1-NO-AGE
CHN | China | Nancun A |  | WKS0070280 | 7 | 39.5940 | 106.6620 | Solar | [5 empty] | Wiki-Solar | https://www.wiki-solar.org | Wiki-Solar | [10 empty] | 11.40 | 11.09 | 11.37 | 11.44 | 11.26 | SOLAR-V1-NO-AGE | SOLAR-V1-NO-AGE | SOLAR-V1-NO-AGE | SOLAR-V1-NO-AGE | SOLAR-V1-NO-AGE
CHN | China | Suzhou N |  | WKS0070335 | 50 | 39.5970 | 98.5650 | Solar | [5 empty] | Wiki-Solar | https://www.wiki-solar.org | Wiki-Solar | [10 empty] | 84.84 | 76.16 | 77.39 | 76.79 | 77.64 | SOLAR-V1-NO-AGE | SOLAR-V1-NO-AGE | SOLAR-V1-NO-AGE | SOLAR-V1-NO-AGE | SOLAR-V1-NO-AGE
CHN | China | Wuhai |  | WKS0070945 | 100 | 39.6000 | 106.9150 | Solar | [5 empty] | Wiki-Solar | https://www.wiki-solar.org | Wiki-Solar | [10 empty] | 155.96 | 157.01 | 157.94 | 155.61 | 160.19 | SOLAR-V1-NO-AGE | SOLAR-V1-NO-AGE | SOLAR-V1-NO-AGE | SOLAR-V1-NO-AGE | SOLAR-V1-NO-AGE
CHN | China | Hongliuwan B |  | WKS0070310 | 20 | 39.6030 | 94.2380 | Solar | [5 empty] | Wiki-Solar | https://www.wiki-solar.org | Wiki-Solar | [10 empty] | 34.36 | 31.98 | 31.86 | 30.95 | 32.04 | SOLAR-V1-NO-AGE | SOLAR-V1-NO-AGE | SOLAR-V1-NO-AGE | SOLAR-V1-NO-AGE | SOLAR-V1-NO-AGE
CHN | China | Suzhou E |  | WKS0070327 | 10 | 39.6090 | 98.5470 | Solar | [5 empty] | Wiki-Solar | https://www.wiki-solar.org | Wiki-Solar | [10 empty] | 16.36 | 15.31 | 15.51 | 15.59 | 15.67 | SOLAR-V1-NO-AGE | SOLAR-V1-NO-AGE | SOLAR-V1-NO-AGE | SOLAR-V1-NO-AGE | SOLAR-V1-NO-AGE
CHN | China | Suzhou C |  | WKS0070325 | 20 | 39.6160 | 98.5310 | Solar | [5 empty] | Wiki-Solar | https://www.wiki-solar.org | Wiki-Solar | [10 empty] | 35.43 | 32.35 | 32.73 | 32.67 | 32.9 | SOLAR-V1-NO-AGE | SOLAR-V1-NO-AGE | SOLAR-V1-NO-AGE | SOLAR-V1-NO-AGE | SOLAR-V1-NO-AGE
CHN | China | Suzhou K |  | WKS0070332 | 10 | 39.6170 | 98.5420 | Solar | [5 empty] | Wiki-Solar | https://www.wiki-solar.org | Wiki-Solar | [10 empty] | 16.36 | 15.31 | 15.44 | 15.59 | 15.67 | NO-ESTIMATION | NO-ESTIMATION | NO-ESTIMATION | NO-ESTIMATION | CAPACITY-FACTOR-V1
CHN | China | Suzhou D |  | WKS0070326 | 10 | 39.6210 | 98.5270 | Solar | [5 empty] | Wiki-Solar | https://www.wiki-solar.org | Wiki-Solar | [10 empty] | 16.36 | 15.31 | 15.51 | 15.59 | 15.67 | NO-ESTIMATION | NO-ESTIMATION | NO-ESTIMATION | NO-ESTIMATION | CAPACITY-FACTOR-V1
CHN | China | Suzhou B |  | WKS0070324 | 20 | 39.6210 | 98.5380 | Solar | [5 empty] | Wiki-Solar | https://www.wiki-solar.org | Wiki-Solar | [10 empty] | 35.32 | 32.35 | 32.59 | 32.67 | 32.9 | NO-ESTIMATION | NO-ESTIMATION | NO-ESTIMATION | NO-ESTIMATION | CAPACITY-FACTOR-V1
CHN | China | Suzhou A |  | WKS0070323 | 10 | 39.6240 | 98.5330 | Solar | [5 empty] | Wiki-Solar | https://www.wiki-solar.org | Wiki-Solar | [10 empty] | 16.36 | 15.31 | 15.42 | 15.59 | 15.67 | NO-ESTIMATION | NO-ESTIMATION | NO-ESTIMATION | NO-ESTIMATION | CAPACITY-FACTOR-V1
CHN | China | Dongdongtan |  | WKS0061707 | 9.9 | 39.6260 | 98.5230 | Solar | [5 empty] | Wiki-Solar | https://www.wiki-solar.org | Wiki-Solar | [10 empty] | 16.20 | 15.15 | 15.35 | 15.44 | 15.51 | HYDRO-V1 | HYDRO-V1 | HYDRO-V1 | HYDRO-V1 | HYDRO-V1
CHN | China | Suzhou M |  | WKS0070334 | 10 | 39.6270 | 98.5270 | Solar | [5 empty] | Wiki-Solar | https://www.wiki-solar.org | Wiki-Solar | [10 empty] | 16.36 | 15.31 | 15.42 | 15.59 | 15.67 | HYDRO-V1 | HYDRO-V1 | HYDRO-V1 | HYDRO-V1 | HYDRO-V1
CHN | China | Suzhou G |  | WKS0070329 | 11 | 39.6280 | 98.5180 | Solar | [5 empty] | Wiki-Solar | https://www.wiki-solar.org | Wiki-Solar | [10 empty] | 18.77 | 17.39 | 17.64 | 17.61 | 17.73 | NO-ESTIMATION | NO-ESTIMATION | NO-ESTIMATION | NO-ESTIMATION | CAPACITY-FACTOR-V1
CHN | China | Suzhou L |  | WKS0070333 | 15 | 39.6290 | 98.5370 | Solar | [5 empty] | Wiki-Solar | https://www.wiki-solar.org | Wiki-Solar | [10 empty] | 25.93 | 23.91 | 24.16 | 24.24 | 24.41 | NO-ESTIMATION | NO-ESTIMATION | NO-ESTIMATION | NO-ESTIMATION | CAPACITY-FACTOR-V1
CHN | China | Suzhou U |  | WKS0071896 | 15 | 39.6300 | 98.5450 | Solar | [5 empty] | Wiki-Solar | https://www.wiki-solar.org | Wiki-Solar | [10 empty] | 25.93 | 23.93 | 24.16 | 24.21 | 24.41 | NO-ESTIMATION | NO-ESTIMATION | NO-ESTIMATION | NO-ESTIMATION | CAPACITY-FACTOR-V1
CHN | China | Suzhou J |  | WKS0070331 | 10 | 39.6330 | 98.5220 | Solar | [5 empty] | Wiki-Solar | https://www.wiki-solar.org | Wiki-Solar | [10 empty] | 16.36 | 15.29 | 15.42 | 15.59 | 15.67 | SOLAR-V1-NO-AGE | SOLAR-V1-NO-AGE | SOLAR-V1-NO-AGE | SOLAR-V1-NO-AGE | SOLAR-V1-NO-AGE
CHN | China | Suzhou T |  | WKS0071895 | 8 | 39.6350 | 98.5370 | Solar | [5 empty] | Wiki-Solar | https://www.wiki-solar.org | Wiki-Solar | [10 empty] | 13.03 | 12.20 | 12.20 | 12.47 | 12.5 | HYDRO-V1 | HYDRO-V1 | HYDRO-V1 | HYDRO-V1 | HYDRO-V1
CHN | China | Hunyuan A |  | WKS0072532 | 15 | 39.6540 | 113.4940 | Solar | [5 empty] | Wiki-Solar | https://www.wiki-solar.org | Wiki-Solar | [10 empty] | 25.56 | 23.36 | 22.81 | 23.52 | 23.62 | HYDRO-V1 | HYDRO-V1 | HYDRO-V1 | HYDRO-V1 | HYDRO-V1
CHN | China | Jilantaizhen A |  | WKS0070282 | 25 | 39.6650 | 105.6960 | Solar | [5 empty] | Wiki-Solar | https://www.wiki-solar.org | Wiki-Solar | [10 empty] | 37.11 | 38.46 | 38.29 | 38.12 | 39.54 | SOLAR-V1-NO-AGE | SOLAR-V1-NO-AGE | SOLAR-V1-NO-AGE | SOLAR-V1-NO-AGE | SOLAR-V1-NO-AGE
CHN | China | Shuozhou |  | WKS0065728 | 50 | 39.7000 | 112.8400 | Solar | [5 empty] | Wiki-Solar | https://www.wiki-solar.org | Wiki-Solar | [10 empty] | 81.24 | 74.32 | 73.73 | 74.71 | 74.96 | SOLAR-V1-NO-AGE | SOLAR-V1-NO-AGE | SOLAR-V1-NO-AGE | SOLAR-V1-NO-AGE | SOLAR-V1-NO-AGE
CHN | China | Jiayuguan H1 |  | WKS0065010 | 20 | 39.7080 | 98.0290 | Solar | [5 empty] | Wiki-Solar | https://www.wiki-solar.org | Wiki-Solar | [10 empty] | 35.14 | 35.06 | 34.57 | 32.68 | 33 | HYDRO-V1 | HYDRO-V1 | HYDRO-V1 | HYDRO-V1 | HYDRO-V1
CHN | China | Jiayuguan J |  | WKS0065014 | 50 | 39.7100 | 98.0160 | Solar | [5 empty] | Wiki-Solar | https://www.wiki-solar.org | Wiki-Solar | [10 empty] | 85.56 | 82.20 | 81.13 | 76.78 | 77.66 | SOLAR-V1-NO-AGE | SOLAR-V1-NO-AGE | SOLAR-V1-NO-AGE | SOLAR-V1-NO-AGE | SOLAR-V1-NO-AGE
CHN | China | Jiayuguan H2 |  | WKS0065011 | 24 | 39.7140 | 98.0290 | Solar | [5 empty] | Wiki-Solar | https://www.wiki-solar.org | Wiki-Solar | [10 empty] | 40.93 | 39.89 | 39.12 | 37.15 | 37.56 | SOLAR-V1-NO-AGE | SOLAR-V1-NO-AGE | SOLAR-V1-NO-AGE | SOLAR-V1-NO-AGE | SOLAR-V1-NO-AGE
CHN | China | Jiayuguan SA 50 |  | WKS0062332 | 49.5 | 39.7300 | 98.0640 | Solar | [5 empty] | Wiki-Solar | https://www.wiki-solar.org | Wiki-Solar | [10 empty] | 85.16 | 80.32 | 79.11 | 76.03 | 76.96 | SOLAR-V1-NO-AGE | SOLAR-V1-NO-AGE | SOLAR-V1-NO-AGE | SOLAR-V1-NO-AGE | SOLAR-V1-NO-AGE
CHN | China | Jiayuguan M |  | WKS0070318 | 70 | 39.7340 | 98.0530 | Solar | [5 empty] | Wiki-Solar | https://www.wiki-solar.org | Wiki-Solar | [10 empty] | 121.10 | 112.90 | 111.94 | 107.43 | 108.65 | HYDRO-V1 | HYDRO-V1 | HYDRO-V1 | HYDRO-V1 | HYDRO-V1
CHN | China | Jiayuguan L |  | WKS0070317 | 50 | 39.7360 | 98.1000 | Solar | [5 empty] | Wiki-Solar | https://www.wiki-solar.org | Wiki-Solar | [10 empty] | 85.71 | 80.69 | 80.30 | 76.80 | 77.73 | SOLAR-V1-NO-AGE | SOLAR-V1-NO-AGE | SOLAR-V1-NO-AGE | SOLAR-V1-NO-AGE | SOLAR-V1-NO-AGE
CHN | China | Jiayuguan F |  | WKS0065008 | 90 | 39.7400 | 98.0790 | Solar | [5 empty] | Wiki-Solar | https://www.wiki-solar.org | Wiki-Solar | [10 empty] | 157.13 | 147.41 | 146.43 | 139.24 | 141.32 | HYDRO-V1 | HYDRO-V1 | HYDRO-V1 | HYDRO-V1 | HYDRO-V1
CHN | China | Jiayuguan Q |  | WKS0070321 | 20 | 39.7460 | 98.0540 | Solar | [5 empty] | Wiki-Solar | https://www.wiki-solar.org | Wiki-Solar | [10 empty] | 35.33 | 34.29 | 34.27 | 32.56 | 33.03 | HYDRO-V1 | HYDRO-V1 | HYDRO-V1 | HYDRO-V1 | HYDRO-V1
CHN | China | Jiayuguan P |  | WKS0070320 | 50 | 39.7490 | 98.0170 | Solar | [5 empty] | Wiki-Solar | https://www.wiki-solar.org | Wiki-Solar | [10 empty] | 85.71 | 80.19 | 80.30 | 76.51 | 77.73 | HYDRO-V1 | HYDRO-V1 | HYDRO-V1 | HYDRO-V1 | HYDRO-V1
CHN | China | Jiayuguan T |  | WKS0071893 | 10 | 39.7510 | 98.1110 | Solar | [5 empty] | Wiki-Solar | https://www.wiki-solar.org | Wiki-Solar | [10 empty] | 15.94 | 14.90 | 14.56 | 14.79 | 14.81 | HYDRO-V1 | HYDRO-V1 | HYDRO-V1 | HYDRO-V1 | HYDRO-V1
CHN | China | Jiayuguan E2 |  | WKS0065013 | 10 | 39.7510 | 98.1310 | Solar | [5 empty] | Wiki-Solar | https://www.wiki-solar.org | Wiki-Solar | [10 empty] | 15.88 | 14.90 | 14.56 | 14.80 | 14.81 | HYDRO-V1 | HYDRO-V1 | HYDRO-V1 | HYDRO-V1 | HYDRO-V1
CHN | China | Jiayuguan E1 |  | WKS0065007 | 10 | 39.7530 | 98.1330 | Solar | [5 empty] | Wiki-Solar | https://www.wiki-solar.org | Wiki-Solar | [10 empty] | 15.97 | 14.90 | 14.56 | 14.80 | 14.81 | SOLAR-V1-NO-AGE | SOLAR-V1-NO-AGE | SOLAR-V1-NO-AGE | SOLAR-V1-NO-AGE | SOLAR-V1-NO-AGE
CHN | China | Jiayuguan S |  | WKS0071892 | 20 | 39.7540 | 98.1170 | Solar | [5 empty] | Wiki-Solar | https://www.wiki-solar.org | Wiki-Solar | [10 empty] | 33.88 | 31.31 | 30.74 | 30.69 | 30.81 | SOLAR-V1-NO-AGE | SOLAR-V1-NO-AGE | SOLAR-V1-NO-AGE | SOLAR-V1-NO-AGE | SOLAR-V1-NO-AGE
CHN | China | Jiayuguan D |  | WKS0065006 | 10 | 39.7550 | 98.1400 | Solar | [5 empty] | Wiki-Solar | https://www.wiki-solar.org | Wiki-Solar | [10 empty] | 15.91 | 15.06 | 14.56 | 14.80 | 14.81 | NO-ESTIMATION | NO-ESTIMATION | NO-ESTIMATION | NO-ESTIMATION | CAPACITY-FACTOR-V1
CHN | China | Jiayuguan N |  | WKS0070319 | 15 | 39.7590 | 98.0590 | Solar | [5 empty] | Wiki-Solar | https://www.wiki-solar.org | Wiki-Solar | [10 empty] | 25.09 | 23.22 | 22.89 | 22.89 | 22.98 | SOLAR-V1-NO-AGE | SOLAR-V1-NO-AGE | SOLAR-V1-NO-AGE | SOLAR-V1-NO-AGE | SOLAR-V1-NO-AGE
CHN | China | Jiayuguan B |  | WKS0065004 | 9 | 39.7590 | 98.1160 | Solar | [5 empty] | Wiki-Solar | https://www.wiki-solar.org | Wiki-Solar | [10 empty] | 14.31 | 13.55 | 13.01 | 13.35 | 13.34 | SOLAR-V1-NO-AGE | SOLAR-V1-NO-AGE | SOLAR-V1-NO-AGE | SOLAR-V1-NO-AGE | SOLAR-V1-NO-AGE
CHN | China | Jiayuguan R |  | WKS0070322 | 30 | 39.7600 | 98.0860 | Solar | [5 empty] | Wiki-Solar | https://www.wiki-solar.org | Wiki-Solar | [10 empty] | 48.19 | 43.98 | 43.39 | 43.16 | 43.39 | SOLAR-V1-NO-AGE | SOLAR-V1-NO-AGE | SOLAR-V1-NO-AGE | SOLAR-V1-NO-AGE | SOLAR-V1-NO-AGE
CHN | China | Huadian Gansu Jiayuguan |  | WRI1026380 | 10 | 39.7600 | 98.1120 | Solar | [5 empty] | UNFCCC CDM | https://cdm.unfccc.int/Projects/DB/Germanischer1326463780.86/view | [11 empty] | 15.91 | 15.14 | 14.56 | 14.80 | 14.81 | SOLAR-V1-NO-AGE | SOLAR-V1-NO-AGE | SOLAR-V1-NO-AGE | SOLAR-V1-NO-AGE | SOLAR-V1-NO-AGE
CHN | China | Xigebitan Taolaihebeian |  | WRI1025976 | 18 | 39.7600 | 98.1250 | Solar |  |  |  |  | Huadian Jiayuguan Solar Power Generation Co. Ltd. | UNFCCC CDM | http://cdm.unfccc.int/filestorage/_/z/WAINTSXDJ096PHUEZYGMKLVCQB2O17.pdf/Untitled%20%28uploaded%2016%20Jul%2012%2010%3A18%3A24%29.pdf?t=YmN8b2o5dTVtfDAabBTbEHzYZcWTAICcizZH | [11 empty] | 30.42 | 28.52 | 27.59 | 27.54 | 27.54 | SOLAR-V1-NO-AGE | SOLAR-V1-NO-AGE | SOLAR-V1-NO-AGE | SOLAR-V1-NO-AGE | SOLAR-V1-NO-AGE
CHN | China | Jiayuguan A |  | WKS0065003 | 9 | 39.7620 | 98.1240 | Solar | [5 empty] | Wiki-Solar | https://www.wiki-solar.org | Wiki-Solar | [10 empty] | 14.31 | 13.57 | 13.01 | 13.35 | 13.28 | NO-ESTIMATION | NO-ESTIMATION | NO-ESTIMATION | NO-ESTIMATION | CAPACITY-FACTOR-V1
CHN | China | Jiayuguan C |  | WKS0065005 | 20 | 39.7660 | 98.1260 | Solar | [5 empty] | Wiki-Solar | https://www.wiki-solar.org | Wiki-Solar | [10 empty] | 33.81 | 31.87 | 30.74 | 30.58 | 30.75 | HYDRO-V1 | HYDRO-V1 | HYDRO-V1 | HYDRO-V1 | HYDRO-V1
CHN | China | Jiayuguan 100 |  | WKS0062325 | 100.2 | 39.7680 | 98.0970 | Solar | [5 empty] | Wiki-Solar | https://www.wiki-solar.org | Wiki-Solar | [10 empty] | 165.19 | 151.45 | 147.18 | 145.81 | 146.79 | NO-ESTIMATION | NO-ESTIMATION | NO-ESTIMATION | NO-ESTIMATION | CAPACITY-FACTOR-V1
CHN | China | Jiayuguan G |  | WKS0065009 | 50 | 39.7680 | 98.1140 | Solar | [5 empty] | Wiki-Solar | https://www.wiki-solar.org | Wiki-Solar | [10 empty] | 81.20 | 74.99 | 72.69 | 72.07 | 72.4 | HYDRO-V1 | HYDRO-V1 | HYDRO-V1 | HYDRO-V1 | HYDRO-V1
CHN | China | Tumxuk B |  | WKS0070079 | 25 | 39.7720 | 79.1030 | Solar | [5 empty] | Wiki-Solar | https://www.wiki-solar.org | Wiki-Solar | [10 empty] | 39.76 | 39.52 | 41.93 | 42.67 | 40.86 | NO-ESTIMATION | NO-ESTIMATION | NO-ESTIMATION | NO-ESTIMATION | CAPACITY-FACTOR-V1
CHN | China | Tumushuke |  | WKS0063722 | 30.5 | 39.7730 | 79.1160 | Solar | [5 empty] | Wiki-Solar | https://www.wiki-solar.org | Wiki-Solar | [10 empty] | 47.93 | 47.72 | 50.60 | 51.05 | 49.48 | SOLAR-V1-NO-AGE | SOLAR-V1-NO-AGE | SOLAR-V1-NO-AGE | SOLAR-V1-NO-AGE | SOLAR-V1-NO-AGE
CHN | China | Tumxuk C |  | WKS0070080 | 25 | 39.7730 | 79.1520 | Solar | [5 empty] | Wiki-Solar | https://www.wiki-solar.org | Wiki-Solar | [10 empty] | 39.68 | 39.28 | 42.47 | 43.09 | 40.87 | SOLAR-V1-NO-AGE | SOLAR-V1-NO-AGE | SOLAR-V1-NO-AGE | SOLAR-V1-NO-AGE | SOLAR-V1-NO-AGE
CHN | China | Tumxuk A |  | WKS0070078 | 35 | 39.7740 | 79.1410 | Solar | [5 empty] | Wiki-Solar | https://www.wiki-solar.org | Wiki-Solar | [10 empty] | 55.74 | 55.22 | 58.76 | 59.76 | 57.32 | HYDRO-V1 | HYDRO-V1 | HYDRO-V1 | HYDRO-V1 | HYDRO-V1
CHN | China | Jiayuguan K |  | WKS0065012 | 45 | 39.7740 | 98.0810 | Solar | [5 empty] | Wiki-Solar | https://www.wiki-solar.org | Wiki-Solar | [10 empty] | 72.80 | 67.21 | 65.23 | 64.64 | 64.7 | HYDRO-V1 | HYDRO-V1 | HYDRO-V1 | HYDRO-V1 | HYDRO-V1
CHN | China | Tashan |  | WKS0063724 | 20 | 39.7890 | 113.1840 | Solar | [5 empty] | Wiki-Solar | https://www.wiki-solar.org | Wiki-Solar | [10 empty] | 34.36 | 31.93 | 30.77 | 31.71 | 31.84 | HYDRO-V1 | HYDRO-V1 | HYDRO-V1 | HYDRO-V1 | HYDRO-V1
CHN | China | Yumen A |  | WKS0070312 | 10 | 39.8020 | 97.8610 | Solar | [5 empty] | Wiki-Solar | https://www.wiki-solar.org | Wiki-Solar | [10 empty] | 15.91 | 15.16 | 14.57 | 14.82 | 14.83 | HYDRO-V1 | HYDRO-V1 | HYDRO-V1 | HYDRO-V1 | HYDRO-V1
CHN | China | Pinglu |  | WKS0061695 | 5 | 39.8050 | 112.1130 | Solar | [5 empty] | Wiki-Solar | https://www.wiki-solar.org | Wiki-Solar | [10 empty] | 8.09 | 7.79 | 7.67 | 7.62 | 7.81 | NO-ESTIMATION | NO-ESTIMATION | NO-ESTIMATION | NO-ESTIMATION | CAPACITY-FACTOR-V1
CHN | China | Yumen C |  | WKS0070314 | 20 | 39.8200 | 97.8570 | Solar | [5 empty] | Wiki-Solar | https://www.wiki-solar.org | Wiki-Solar | [10 empty] | 33.81 | 31.75 | 30.60 | 30.62 | 30.6 | NO-ESTIMATION | NO-ESTIMATION | NO-ESTIMATION | NO-ESTIMATION | CAPACITY-FACTOR-V1
CHN | China | Yumen B |  | WKS0070313 | 20 | 39.8200 | 97.8670 | Solar | [5 empty] | Wiki-Solar | https://www.wiki-solar.org | Wiki-Solar | [10 empty] | 33.81 | 31.75 | 30.60 | 30.42 | 30.6 | NO-ESTIMATION | NO-ESTIMATION | NO-ESTIMATION | NO-ESTIMATION | CAPACITY-FACTOR-V1
CHN | China | Yumen D |  | WKS0070315 | 20 | 39.8210 | 97.7950 | Solar | [5 empty] | Wiki-Solar | https://www.wiki-solar.org | Wiki-Solar | [10 empty] | 33.89 | 31.62 | 31.30 | 30.47 | 31.65 | HYDRO-V1 | HYDRO-V1 | HYDRO-V1 | HYDRO-V1 | HYDRO-V1
CHN | China | Yumen E |  | WKS0070316 | 10 | 39.8320 | 97.8440 | Solar | [5 empty] | Wiki-Solar | https://www.wiki-solar.org | Wiki-Solar | [10 empty] | 15.91 | 15.15 | 14.44 | 14.65 | 14.88 | SOLAR-V1-NO-AGE | SOLAR-V1-NO-AGE | SOLAR-V1-NO-AGE | SOLAR-V1-NO-AGE | SOLAR-V1-NO-AGE
CHN | China | Funing B |  | WKS0073732 | 20 | 39.8510 | 119.2000 | Solar | [5 empty] | Wiki-Solar | https://www.wiki-solar.org | Wiki-Solar | [10 empty] | 32.54 | 32.36 | 32.56 | 32.82 | 33.64 | NO-ESTIMATION | NO-ESTIMATION | NO-ESTIMATION | NO-ESTIMATION | CAPACITY-FACTOR-V1
CHN | China | Datong A |  | WKS0072832 | 5 | 39.8840 | 113.5630 | Solar | [5 empty] | Wiki-Solar | https://www.wiki-solar.org | Wiki-Solar | [10 empty] | 7.94 | 7.74 | 7.33 | 7.66 | 7.67 | SOLAR-V1-NO-AGE | SOLAR-V1-NO-AGE | SOLAR-V1-NO-AGE | SOLAR-V1-NO-AGE | SOLAR-V1-NO-AGE
CHN | China | Yuxian A |  | WKS0073734 | 55 | 39.8920 | 114.4000 | Solar | [5 empty] | Wiki-Solar | https://www.wiki-solar.org | Wiki-Solar | [10 empty] | 83.06 | 82.45 | 78.70 | 81.97 | 83.87 | HYDRO-V1 | HYDRO-V1 | HYDRO-V1 | HYDRO-V1 | HYDRO-V1
CHN | China | Tangshan |  | WKS0066738 | 20 | 39.9200 | 118.1300 | Solar | [5 empty] | Wiki-Solar | https://www.wiki-solar.org | Wiki-Solar | [10 empty] | 31.32 | 32.37 | 32.28 | 32.69 | 33.35 | NO-ESTIMATION | NO-ESTIMATION | NO-ESTIMATION | NO-ESTIMATION | CAPACITY-FACTOR-V1
CHN | China | Gansu Jinta |  | WRI1025977 | 10 | 39.9500 | 98.9820 | Solar |  |  |  |  | Gansu Power Investment Chenxu Jinta Solar Energy Power Company | UNFCCC CDM | https://cdm.unfccc.int/filestorage/S/N/W/SNWPX04M9LJEOHZ2U5I738TC61DBKR/01%20PDD_Jinta_v3_Final.pdf?t=Qkd8b2o5a3g2fDDhU9L2GeXKPJKBfbRflfTk |  | 1117218 | [9 empty] | 16.03 | 15.85 | 16.26 | 16.51 | 16.48 | SOLAR-V1-NO-AGE | SOLAR-V1-NO-AGE | SOLAR-V1-NO-AGE | SOLAR-V1-NO-AGE | SOLAR-V1-NO-AGE
CHN | China | Jinta} J |  | WKS0066201 | 10 | 39.9520 | 98.9270 | Solar | [5 empty] | Wiki-Solar | https://www.wiki-solar.org | Wiki-Solar | [10 empty] | 16.14 | 16.35 | 16.20 | 16.49 | 16.33 | SOLAR-V1-NO-AGE | SOLAR-V1-NO-AGE | SOLAR-V1-NO-AGE | SOLAR-V1-NO-AGE | SOLAR-V1-NO-AGE
CHN | China | Jinta} H |  | WKS0066200 | 6 | 39.9520 | 98.9400 | Solar | [5 empty] | Wiki-Solar | https://www.wiki-solar.org | Wiki-Solar | [10 empty] | 9.66 | 9.58 | 9.68 | 9.93 | 9.87 | NO-ESTIMATION | NO-ESTIMATION | NO-ESTIMATION | NO-ESTIMATION | CAPACITY-FACTOR-V1
CHN | China | Jinta} G |  | WKS0066199 | 10 | 39.9530 | 98.9340 | Solar | [5 empty] | Wiki-Solar | https://www.wiki-solar.org | Wiki-Solar | [10 empty] | 16.06 | 16.20 | 16.20 | 16.49 | 16.33 | NO-ESTIMATION | NO-ESTIMATION | NO-ESTIMATION | NO-ESTIMATION | CAPACITY-FACTOR-V1
CHN | China | Jinta} K |  | WKS0066202 | 9 | 39.9530 | 98.9450 | Solar | [5 empty] | Wiki-Solar | https://www.wiki-solar.org | Wiki-Solar | [10 empty] | 14.37 | 14.38 | 14.58 | 14.90 | 14.84 | SOLAR-V1-NO-AGE | SOLAR-V1-NO-AGE | SOLAR-V1-NO-AGE | SOLAR-V1-NO-AGE | SOLAR-V1-NO-AGE
CHN | China | Jinta} D |  | WKS0066196 | 10 | 39.9530 | 98.9940 | Solar | [5 empty] | Wiki-Solar | https://www.wiki-solar.org | Wiki-Solar | [10 empty] | 16.06 | 15.88 | 16.18 | 16.51 | 16.48 | HYDRO-V1 | HYDRO-V1 | HYDRO-V1 | HYDRO-V1 | HYDRO-V1
CHN | China | Jinta} F |  | WKS0066198 | 8 | 39.9570 | 98.9310 | Solar | [5 empty] | Wiki-Solar | https://www.wiki-solar.org | Wiki-Solar | [10 empty] | 12.89 | 13.12 | 12.94 | 13.26 | 13.05 | NO-ESTIMATION | NO-ESTIMATION | NO-ESTIMATION | NO-ESTIMATION | CAPACITY-FACTOR-V1
CHN | China | Jinta} E |  | WKS0066197 | 9 | 39.9590 | 98.9420 | Solar | [5 empty] | Wiki-Solar | https://www.wiki-solar.org | Wiki-Solar | [10 empty] | 14.47 | 14.75 | 14.58 | 14.90 | 14.7 | SOLAR-V1-NO-AGE | SOLAR-V1-NO-AGE | SOLAR-V1-NO-AGE | SOLAR-V1-NO-AGE | SOLAR-V1-NO-AGE
CHN | China | Gansu Jinta II |  | WRI1025978 | 40 | 39.9600 | 98.9480 | Solar |  |  |  |  | Chint Solar (Jinta) | UNFCCC CDM | http://cdm.unfccc.int/filestorage/7/y/QKU3E8B2VAT9NPL46FDZG075OJYXHW.pdf/Jinta-PDD.pdf?t=eXp8b2o5b2M3fDB5P_ls_YXzO9b8MejLJC79 | [11 empty] | 61.90 | 62.57 | 62.23 | 62.74 | 62.42 | NO-ESTIMATION | NO-ESTIMATION | NO-ESTIMATION | NO-ESTIMATION | CAPACITY-FACTOR-V1
CHN | China | CGN Jinta Hongliuwa |  | WRI1026369 | 9 | 39.9600 | 98.9930 | Solar | [5 empty] | UNFCCC CDM | http://cdm.unfccc.int/Projects/DB/TUEV-RHEIN1351756350.54/view |  | 1117218 | [9 empty] | 14.47 | 14.70 | 14.56 | 14.90 | 14.7 | NO-ESTIMATION | NO-ESTIMATION | NO-ESTIMATION | NO-ESTIMATION | CAPACITY-FACTOR-V1
CHN | China | Jinta} C |  | WKS0066194 | 20 | 39.9620 | 98.9940 | Solar | [5 empty] | Wiki-Solar | https://www.wiki-solar.org | Wiki-Solar | [10 empty] | 32.85 | 33.03 | 32.93 | 33.27 | 33.08 | NO-ESTIMATION | NO-ESTIMATION | NO-ESTIMATION | NO-ESTIMATION | CAPACITY-FACTOR-V1
CHN | China | Jinta} B |  | WKS0066193 | 70 | 39.9660 | 99.0040 | Solar | [5 empty] | Wiki-Solar | https://www.wiki-solar.org | Wiki-Solar | [10 empty] | 109.48 | 109.27 | 108.57 | 109.83 | 109.18 | HYDRO-V1 | HYDRO-V1 | HYDRO-V1 | HYDRO-V1 | HYDRO-V1
CHN | China | Datong UPV |  | WKS0067627 | 100 | 39.9740 | 113.4470 | Solar | [5 empty] | Wiki-Solar | https://www.wiki-solar.org | Wiki-Solar | [10 empty] | 157.73 | 151.15 | 146.33 | 151.69 | 151.03 | HYDRO-V1 | HYDRO-V1 | HYDRO-V1 | HYDRO-V1 | HYDRO-V1
CHN | China | Datong Panda |  | WKS0069532 | 50 | 39.9740 | 113.4820 | Solar | [5 empty] | Wiki-Solar | https://www.wiki-solar.org | Wiki-Solar | [10 empty] | 78.12 | 74.76 | 72.41 | 75.18 | 74.77 | NO-ESTIMATION | NO-ESTIMATION | NO-ESTIMATION | NO-ESTIMATION | CAPACITY-FACTOR-V1
CHN | China | Yanggao A |  | WKS0069534 | 30 | 39.9950 | 113.8890 | Solar | [5 empty] | Wiki-Solar | https://www.wiki-solar.org | Wiki-Solar | [10 empty] | 43.94 | 44.67 | 43.37 | 44.57 | 44.85 | HYDRO-V1 | HYDRO-V1 | HYDRO-V1 | HYDRO-V1 | HYDRO-V1
CHN | China | Yanggao B |  | WKS0069535 | 25 | 39.9990 | 113.9250 | Solar | [5 empty] | Wiki-Solar | https://www.wiki-solar.org | Wiki-Solar | [10 empty] | 37.10 | 37.59 | 36.51 | 37.75 | 37.75 | NO-ESTIMATION | NO-ESTIMATION | NO-ESTIMATION | NO-ESTIMATION | CAPACITY-FACTOR-V1
CHN | China | Jinta} L |  | WKS0068530 | 100 | 39.9990 | 99.0070 | Solar | [5 empty] | Wiki-Solar | https://www.wiki-solar.org | Wiki-Solar | [10 empty] | 157.85 | 157.66 | 156.69 | 158.25 | 157.41 | NO-ESTIMATION | NO-ESTIMATION | NO-ESTIMATION | NO-ESTIMATION | CAPACITY-FACTOR-V1
CHN | China | Datong TopRunner |  | WKS0073631 | 1000 | 40.0080 | 112.9560 | Solar | [5 empty] | Wiki-Solar | https://www.wiki-solar.org | Wiki-Solar | [10 empty] | 1604.66 | 1473.97 | 1417.74 | 1467.28 | 1464.76 | NO-ESTIMATION | NO-ESTIMATION | NO-ESTIMATION | NO-ESTIMATION | CAPACITY-FACTOR-V1
CHN | China | Yuxian HE |  | WKS0066284 | 50 | 40.0330 | 114.5520 | Solar | [5 empty] | Wiki-Solar | https://www.wiki-solar.org | Wiki-Solar | [10 empty] | 75.43 | 74.96 | 71.55 | 74.44 | 76.32 | NO-ESTIMATION | NO-ESTIMATION | NO-ESTIMATION | NO-ESTIMATION | CAPACITY-FACTOR-V1
CHN | China | Funing Fishing |  | WKS0063360 | 30 | 40.0400 | 119.2200 | Solar | [5 empty] | Wiki-Solar | https://www.wiki-solar.org | Wiki-Solar | [10 empty] | 46.16 | 45.47 | 45.09 | 46.33 | 47.34 | NO-ESTIMATION | NO-ESTIMATION | NO-ESTIMATION | NO-ESTIMATION | CAPACITY-FACTOR-V1
CHN | China | Yangyuan F |  | WKS0072830 | 20 | 40.0430 | 114.2340 | Solar | [5 empty] | Wiki-Solar | https://www.wiki-solar.org | Wiki-Solar | [10 empty] | 31.75 | 31.78 | 30.25 | 31.62 | 32.31 | NO-ESTIMATION | NO-ESTIMATION | NO-ESTIMATION | NO-ESTIMATION | CAPACITY-FACTOR-V1
CHN | China | Yangyuan G |  | WKS0072831 | 15 | 40.0440 | 114.2110 | Solar | [5 empty] | Wiki-Solar | https://www.wiki-solar.org | Wiki-Solar | [10 empty] | 23.46 | 23.57 | 22.49 | 23.43 | 23.88 | NO-ESTIMATION | NO-ESTIMATION | NO-ESTIMATION | NO-ESTIMATION | CAPACITY-FACTOR-V1
CHN | China | Qili} A |  | WKS0061741 | 30 | 40.0650 | 94.4950 | Solar | [5 empty] | Wiki-Solar | https://www.wiki-solar.org | Wiki-Solar | [10 empty] | 45.90 | 45.47 | 46.30 | 46.01 | 46.75 | NO-ESTIMATION | NO-ESTIMATION | NO-ESTIMATION | NO-ESTIMATION | CAPACITY-FACTOR-V1
CHN | China | Qili} Qilizhen II |  | WKS0061720 | 9 | 40.0662 | 94.5023 | Solar | [5 empty] | Wiki-Solar | https://www.wiki-solar.org | Wiki-Solar | [10 empty] | 14.40 | 14.39 | 14.53 | 14.66 | 14.82 | NO-ESTIMATION | NO-ESTIMATION | NO-ESTIMATION | NO-ESTIMATION | CAPACITY-FACTOR-V1
CHN | China | Qili} Gansu Dunhuang |  | WKS0061686 | 10 | 40.0692 | 94.5263 | Solar | [5 empty] | Wiki-Solar | https://www.wiki-solar.org | Wiki-Solar | [10 empty] | 15.99 | 16.00 | 16.07 | 16.26 | 16.39 | NO-ESTIMATION | NO-ESTIMATION | NO-ESTIMATION | NO-ESTIMATION | CAPACITY-FACTOR-V1
CHN | China | CGN Dunhuang |  | WRI1026375 | 10 | 40.0700 | 94.5180 | Solar | [5 empty] | UNFCCC CDM | https://cdm.unfccc.int/Projects/DB/TUEV-RHEIN1328258656.65/view |  | 1077990 | [9 empty] | 15.99 | 15.96 | 16.07 | 16.25 | 16.39 | NO-ESTIMATION | NO-ESTIMATION | NO-ESTIMATION | NO-ESTIMATION | CAPACITY-FACTOR-V1
CHN | China | Qili} Q |  | WKS0066009 | 20 | 40.0750 | 94.4850 | Solar | [5 empty] | Wiki-Solar | https://www.wiki-solar.org | Wiki-Solar | [10 empty] | 32.50 | 32.32 | 32.87 | 32.74 | 33.07 | HYDRO-V1 | HYDRO-V1 | HYDRO-V1 | HYDRO-V1 | HYDRO-V1
CHN | China | Qili} S |  | WKS0066012 | 20 | 40.0820 | 94.4220 | Solar | [5 empty] | Wiki-Solar | https://www.wiki-solar.org | Wiki-Solar | [10 empty] | 32.43 | 32.01 | 32.87 | 32.93 | 33.4 | NO-ESTIMATION | NO-ESTIMATION | NO-ESTIMATION | NO-ESTIMATION | CAPACITY-FACTOR-V1
CHN | China | Qili} Dunhuang SunCan I |  | WKS0071068 | 10 | 40.0840 | 94.4340 | Solar | [5 empty] | Wiki-Solar | https://www.wiki-solar.org | Wiki-Solar | [10 empty] | 16.07 | 15.95 | 16.13 | 16.37 | 16.6 | SOLAR-V1-NO-AGE | SOLAR-V1-NO-AGE | SOLAR-V1-NO-AGE | SOLAR-V1-NO-AGE | SOLAR-V1-NO-AGE
CHN | China | Qili} I+II |  | WKS0061721 | 18 | 40.0840 | 94.4910 | Solar | [5 empty] | Wiki-Solar | https://www.wiki-solar.org | Wiki-Solar | [10 empty] | 29.39 | 29.22 | 29.72 | 29.59 | 29.92 | SOLAR-V1-NO-AGE | SOLAR-V1-NO-AGE | SOLAR-V1-NO-AGE | SOLAR-V1-NO-AGE | SOLAR-V1-NO-AGE
CHN | China | Qili} C |  | WKS0061746 | 20 | 40.0850 | 94.4750 | Solar | [5 empty] | Wiki-Solar | https://www.wiki-solar.org | Wiki-Solar | [10 empty] | 32.52 | 32.32 | 32.87 | 32.74 | 33.26 | NO-ESTIMATION | NO-ESTIMATION | NO-ESTIMATION | NO-ESTIMATION | CAPACITY-FACTOR-V1
CHN | China | Qili} Dunhuang I |  | WKS0060145 | 9 | 40.0850 | 94.4960 | Solar | [5 empty] | Wiki-Solar | https://www.wiki-solar.org | Wiki-Solar | [10 empty] | 14.40 | 14.41 | 14.54 | 14.62 | 14.82 | NO-ESTIMATION | NO-ESTIMATION | NO-ESTIMATION | NO-ESTIMATION | CAPACITY-FACTOR-V1
CHN | China | Qili} K |  | WKS0065815 | 30 | 40.0860 | 94.4680 | Solar | [5 empty] | Wiki-Solar | https://www.wiki-solar.org | Wiki-Solar | [10 empty] | 45.97 | 45.63 | 46.33 | 46.04 | 47.02 | NO-ESTIMATION | NO-ESTIMATION | NO-ESTIMATION | NO-ESTIMATION | CAPACITY-FACTOR-V1
CHN | China | Qili} F |  | WKS0065015 | 20 | 40.0860 | 94.4790 | Solar | [5 empty] | Wiki-Solar | https://www.wiki-solar.org | Wiki-Solar | [10 empty] | 32.50 | 32.32 | 32.87 | 32.74 | 33.07 | HYDRO-V1 | HYDRO-V1 | HYDRO-V1 | HYDRO-V1 | HYDRO-V1
CHN | China | Yangyuan B |  | WKS0069554 | 35 | 40.0910 | 114.3410 | Solar | [5 empty] | Wiki-Solar | https://www.wiki-solar.org | Wiki-Solar | [10 empty] | 52.14 | 52.99 | 50.46 | 52.48 | 53.78 | SOLAR-V1-NO-AGE | SOLAR-V1-NO-AGE | SOLAR-V1-NO-AGE | SOLAR-V1-NO-AGE | SOLAR-V1-NO-AGE
CHN | China | Qili} D |  | WKS0061747 | 50 | 40.0950 | 94.4730 | Solar | [5 empty] | Wiki-Solar | https://www.wiki-solar.org | Wiki-Solar | [10 empty] | 76.86 | 76.15 | 76.96 | 76.52 | 77.81 | SOLAR-V1-NO-AGE | SOLAR-V1-NO-AGE | SOLAR-V1-NO-AGE | SOLAR-V1-NO-AGE | SOLAR-V1-NO-AGE
CHN | China | Qili} X |  | WKS0071889 | 25 | 40.0970 | 94.4940 | Solar | [5 empty] | Wiki-Solar | https://www.wiki-solar.org | Wiki-Solar | [10 empty] | 38.65 | 38.46 | 38.99 | 38.83 | 39.29 | SOLAR-V1-NO-AGE | SOLAR-V1-NO-AGE | SOLAR-V1-NO-AGE | SOLAR-V1-NO-AGE | SOLAR-V1-NO-AGE
CHN | China | Qili} G |  | WKS0065016 | 48 | 40.1020 | 94.4850 | Solar | [5 empty] | Wiki-Solar | https://www.wiki-solar.org | Wiki-Solar | [10 empty] | 73.44 | 72.80 | 73.68 | 73.27 | 74.25 | SOLAR-V1-NO-AGE | SOLAR-V1-NO-AGE | SOLAR-V1-NO-AGE | SOLAR-V1-NO-AGE | SOLAR-V1-NO-AGE
CHN | China | Qili} E |  | WKS0061748 | 25 | 40.1050 | 94.4725 | Solar | [5 empty] | Wiki-Solar | https://www.wiki-solar.org | Wiki-Solar | [10 empty] | 38.71 | 38.30 | 39.02 | 38.78 | 39.33 | HYDRO-V1 | HYDRO-V1 | HYDRO-V1 | HYDRO-V1 | HYDRO-V1
CHN | China | CGN Dunhuang Phase II |  | WRI1026368 | 9 | 40.1100 | 94.4780 | Solar | [5 empty] | UNFCCC CDM | https://cdm.unfccc.int/Projects/DB/TUEV-RHEIN1353552645.61/view |  | 1077990 | [9 empty] | 14.40 | 14.41 | 14.54 | 14.65 | 14.83 | SOLAR-V1-NO-AGE | SOLAR-V1-NO-AGE | SOLAR-V1-NO-AGE | SOLAR-V1-NO-AGE | SOLAR-V1-NO-AGE
CHN | China | Gansu Dunhuang |  | WRI1025979 | 50 | 40.1100 | 94.4780 | Solar |  |  |  |  | Dunhuang Chint Solar PV Power Company | UNFCCC CDM | http://cdm.unfccc.int/filestorage/k/4/0S6ZWQA1IO7J354XPEURKYLMD2VNBF.pdf/PDD.pdf?t=czV8b2o5bHZxfDDBhwgIyVQqUjEZfZL9PTGv | [11 empty] | 76.86 | 76.25 | 76.96 | 76.62 | 77.81 | SOLAR-V1-NO-AGE | SOLAR-V1-NO-AGE | SOLAR-V1-NO-AGE | SOLAR-V1-NO-AGE | SOLAR-V1-NO-AGE
CHN | China | Qili} L |  | WKS0065816 | 25 | 40.1120 | 94.4740 | Solar | [5 empty] | Wiki-Solar | https://www.wiki-solar.org | Wiki-Solar | [10 empty] | 38.71 | 38.35 | 39.02 | 38.78 | 39.33 | SOLAR-V1-NO-AGE | SOLAR-V1-NO-AGE | SOLAR-V1-NO-AGE | SOLAR-V1-NO-AGE | SOLAR-V1-NO-AGE
CHN | China | Qili} J |  | WKS0065018 | 40 | 40.1130 | 94.4900 | Solar | [5 empty] | Wiki-Solar | https://www.wiki-solar.org | Wiki-Solar | [10 empty] | 61.30 | 61.13 | 61.72 | 61.44 | 62.02 | NO-ESTIMATION | NO-ESTIMATION | NO-ESTIMATION | NO-ESTIMATION | CAPACITY-FACTOR-V1
CHN | China | Qili} N |  | WKS0065818 | 40 | 40.1200 | 94.4730 | Solar | [5 empty] | Wiki-Solar | https://www.wiki-solar.org | Wiki-Solar | [10 empty] | 61.41 | 61.13 | 61.55 | 61.36 | 62.46 | NO-ESTIMATION | NO-ESTIMATION | NO-ESTIMATION | NO-ESTIMATION | CAPACITY-FACTOR-V1
CHN | China | Qili} T |  | WKS0066569 | 6 | 40.1200 | 94.4830 | Solar | [5 empty] | Wiki-Solar | https://www.wiki-solar.org | Wiki-Solar | [10 empty] | 9.66 | 9.61 | 9.62 | 9.73 | 9.77 | NO-ESTIMATION | NO-ESTIMATION | NO-ESTIMATION | NO-ESTIMATION | CAPACITY-FACTOR-V1
CHN | China | Zhangjiakou GCL |  | WKS0064592 | 64.9 | 40.1280 | 114.3890 | Solar | [5 empty] | Wiki-Solar | https://www.wiki-solar.org | Wiki-Solar | [10 empty] | 96.44 | 97.29 | 92.63 | 96.51 | 98.87 | NO-ESTIMATION | NO-ESTIMATION | NO-ESTIMATION | NO-ESTIMATION | CAPACITY-FACTOR-V1
CHN | China | Zhangjiakou GCL2 |  | WKS0069548 | 36.2 | 40.1280 | 114.3890 | Solar | [5 empty] | Wiki-Solar | https://www.wiki-solar.org | Wiki-Solar | [10 empty] | 53.98 | 54.56 | 52.02 | 54.14 | 55.49 | NO-ESTIMATION | NO-ESTIMATION | NO-ESTIMATION | NO-ESTIMATION | CAPACITY-FACTOR-V1
CHN | China | Zhangjiakou GCL3 |  | WKS0069549 | 42.9 | 40.1280 | 114.3890 | Solar | [5 empty] | Wiki-Solar | https://www.wiki-solar.org | Wiki-Solar | [10 empty] | 63.77 | 64.20 | 61.38 | 63.82 | 65.3 | SOLAR-V1-NO-AGE | SOLAR-V1-NO-AGE | SOLAR-V1-NO-AGE | SOLAR-V1-NO-AGE | SOLAR-V1-NO-AGE
CHN | China | Qili} M |  | WKS0065817 | 75 | 40.1300 | 94.4730 | Solar | [5 empty] | Wiki-Solar | https://www.wiki-solar.org | Wiki-Solar | [10 empty] | 116.92 | 116.10 | 116.21 | 116.14 | 117.68 | SOLAR-V1-NO-AGE | SOLAR-V1-NO-AGE | SOLAR-V1-NO-AGE | SOLAR-V1-NO-AGE | SOLAR-V1-NO-AGE
CHN | China | Qili} H |  | WKS0065017 | 100 | 40.1310 | 94.4920 | Solar | [5 empty] | Wiki-Solar | https://www.wiki-solar.org | Wiki-Solar | [10 empty] | 155.23 | 155.12 | 155.00 | 154.69 | 156.26 | SOLAR-V1-NO-AGE | SOLAR-V1-NO-AGE | SOLAR-V1-NO-AGE | SOLAR-V1-NO-AGE | SOLAR-V1-NO-AGE
CHN | China | Qili} P |  | WKS0065819 | 20 | 40.1360 | 94.4720 | Solar | [5 empty] | Wiki-Solar | https://www.wiki-solar.org | Wiki-Solar | [10 empty] | 32.55 | 32.46 | 32.75 | 32.72 | 33 | SOLAR-V1-NO-AGE | SOLAR-V1-NO-AGE | SOLAR-V1-NO-AGE | SOLAR-V1-NO-AGE | SOLAR-V1-NO-AGE
CHN | China | Qili} Y |  | WKS0071891 | 20 | 40.1390 | 94.4720 | Solar | [5 empty] | Wiki-Solar | https://www.wiki-solar.org | Wiki-Solar | [10 empty] | 32.55 | 32.53 | 32.75 | 32.78 | 33 | SOLAR-V1-NO-AGE | SOLAR-V1-NO-AGE | SOLAR-V1-NO-AGE | SOLAR-V1-NO-AGE | SOLAR-V1-NO-AGE
CHN | China | Qili} U |  | WKS0066616 | 30 | 40.1390 | 94.4920 | Solar | [5 empty] | Wiki-Solar | https://www.wiki-solar.org | Wiki-Solar | [10 empty] | 45.92 | 45.82 | 46.29 | 46.12 | 46.61 | SOLAR-V1-NO-AGE | SOLAR-V1-NO-AGE | SOLAR-V1-NO-AGE | SOLAR-V1-NO-AGE | SOLAR-V1-NO-AGE
CHN | China | Qili} W |  | WKS0071890 | 20 | 40.1430 | 94.4720 | Solar | [5 empty] | Wiki-Solar | https://www.wiki-solar.org | Wiki-Solar | [10 empty] | 32.55 | 32.53 | 32.81 | 32.78 | 33.09 | SOLAR-V1-NO-AGE | SOLAR-V1-NO-AGE | SOLAR-V1-NO-AGE | SOLAR-V1-NO-AGE | SOLAR-V1-NO-AGE
CHN | China | Qili} V |  | WKS0066617 | 30 | 40.1430 | 94.4900 | Solar | [5 empty] | Wiki-Solar | https://www.wiki-solar.org | Wiki-Solar | [10 empty] | 45.92 | 45.82 | 46.29 | 46.06 | 46.62 | SOLAR-V1-NO-AGE | SOLAR-V1-NO-AGE | SOLAR-V1-NO-AGE | SOLAR-V1-NO-AGE | SOLAR-V1-NO-AGE
CHN | China | Yumen Sinogy |  | WKS0071111 | 50 | 40.1600 | 97.0600 | Solar | [5 empty] | Wiki-Solar | https://www.wiki-solar.org | Wiki-Solar | [10 empty] | 83.11 | 72.84 | 73.44 | 74.45 | 73.36 | SOLAR-V1-NO-AGE | SOLAR-V1-NO-AGE | SOLAR-V1-NO-AGE | SOLAR-V1-NO-AGE | SOLAR-V1-NO-AGE
CHN | China | Yangyuan A |  | WKS0069553 | 40 | 40.1660 | 114.3140 | Solar | [5 empty] | Wiki-Solar | https://www.wiki-solar.org | Wiki-Solar | [10 empty] | 60.07 | 59.87 | 56.93 | 59.35 | 60.9 | SOLAR-V1-NO-AGE | SOLAR-V1-NO-AGE | SOLAR-V1-NO-AGE | SOLAR-V1-NO-AGE | SOLAR-V1-NO-AGE
CHN | China | Balagong IV |  | WKS0069277 | 100 | 40.1850 | 107.0360 | Solar | [5 empty] | Wiki-Solar | https://www.wiki-solar.org | Wiki-Solar | [10 empty] | 153.13 | 155.63 | 156.13 | 152.37 | 158.22 | SOLAR-V1-NO-AGE | SOLAR-V1-NO-AGE | SOLAR-V1-NO-AGE | SOLAR-V1-NO-AGE | SOLAR-V1-NO-AGE
CHN | China | Changma wind-solar |  | WKS0061632 | 9 | 40.1850 | 96.9260 | Solar | [5 empty] | Wiki-Solar | https://www.wiki-solar.org | Wiki-Solar | [10 empty] | 14.30 | 13.36 | 12.98 | 13.31 | 13.36 | SOLAR-V1-NO-AGE | SOLAR-V1-NO-AGE | SOLAR-V1-NO-AGE | SOLAR-V1-NO-AGE | SOLAR-V1-NO-AGE
CHN | China | Balagong III |  | WKS0069276 | 70 | 40.1870 | 107.0640 | Solar | [5 empty] | Wiki-Solar | https://www.wiki-solar.org | Wiki-Solar | [10 empty] | 105.53 | 107.93 | 108.28 | 105.64 | 109.32 | SOLAR-V1-NO-AGE | SOLAR-V1-NO-AGE | SOLAR-V1-NO-AGE | SOLAR-V1-NO-AGE | SOLAR-V1-NO-AGE
CHN | China | Yangyuan C |  | WKS0071668 | 10 | 40.1950 | 114.4260 | Solar | [5 empty] | Wiki-Solar | https://www.wiki-solar.org | Wiki-Solar | [10 empty] | 15.12 | 15.20 | 14.37 | 14.94 | 15.41 | SOLAR-V1-NO-AGE | SOLAR-V1-NO-AGE | SOLAR-V1-NO-AGE | SOLAR-V1-NO-AGE | SOLAR-V1-NO-AGE
CHN | China | Balagong II |  | WKS0069275 | 10 | 40.1970 | 107.0360 | Solar | [5 empty] | Wiki-Solar | https://www.wiki-solar.org | Wiki-Solar | [10 empty] | 15.96 | 16.18 | 16.15 | 15.86 | 16.48 | SOLAR-V1-NO-AGE | SOLAR-V1-NO-AGE | SOLAR-V1-NO-AGE | SOLAR-V1-NO-AGE | SOLAR-V1-NO-AGE
CHN | China | Tianzhen B |  | WKS0069537 | 20 | 40.2160 | 114.2200 | Solar | [5 empty] | Wiki-Solar | https://www.wiki-solar.org | Wiki-Solar | [10 empty] | 31.72 | 31.78 | 30.32 | 31.59 | 32.19 | SOLAR-V1-NO-AGE | SOLAR-V1-NO-AGE | SOLAR-V1-NO-AGE | SOLAR-V1-NO-AGE | SOLAR-V1-NO-AGE
CHN | China | Erdos III |  | WKS0069279 | 20 | 40.2170 | 107.0920 | Solar | [5 empty] | Wiki-Solar | https://www.wiki-solar.org | Wiki-Solar | [10 empty] | 31.36 | 32.62 | 32.75 | 31.98 | 33.05 | SOLAR-V1-NO-AGE | SOLAR-V1-NO-AGE | SOLAR-V1-NO-AGE | SOLAR-V1-NO-AGE | SOLAR-V1-NO-AGE
CHN | China | Yangyuan D |  | WKS0071669 | 40 | 40.2250 | 114.4910 | Solar | [5 empty] | Wiki-Solar | https://www.wiki-solar.org | Wiki-Solar | [10 empty] | 60.00 | 59.87 | 56.93 | 59.35 | 60.78 | SOLAR-V1-NO-AGE | SOLAR-V1-NO-AGE | SOLAR-V1-NO-AGE | SOLAR-V1-NO-AGE | SOLAR-V1-NO-AGE
CHN | China | Erdos II |  | WKS0069278 | 10 | 40.2310 | 107.0880 | Solar | [5 empty] | Wiki-Solar | https://www.wiki-solar.org | Wiki-Solar | [10 empty] | 15.72 | 16.18 | 16.15 | 15.94 | 16.42 | SOLAR-V1-NO-AGE | SOLAR-V1-NO-AGE | SOLAR-V1-NO-AGE | SOLAR-V1-NO-AGE | SOLAR-V1-NO-AGE
CHN | China | Nankou RTMC |  | WKS0068057 | 3.7 | 40.2376 | 116.1137 | Solar | [5 empty] | Wiki-Solar | https://www.wiki-solar.org | Wiki-Solar | [10 empty] | 6.30 | 6.12 | 5.96 | 6.16 | 6.09 | SOLAR-V1-NO-AGE | SOLAR-V1-NO-AGE | SOLAR-V1-NO-AGE | SOLAR-V1-NO-AGE | SOLAR-V1-NO-AGE
CHN | China | Hangjinqi Balagong |  | WRI1025980 | 10 | 40.2500 | 107.0900 | Solar |  |  |  |  | Inner Mongolia Datang International New Energy Company | UNFCCC CDM | http://cdm.unfccc.int/filestorage/R/Z/X/RZXY7VPKGC5SUHWNI3FLT80QEOAB2J/PDD.pdf?t=U2V8b2o5aWJofDBB6A-I7gzWXIyiI1_Ux-NP | [11 empty] | 15.73 | 16.18 | 16.15 | 15.94 | 16.42 | SOLAR-V1-NO-AGE | SOLAR-V1-NO-AGE | SOLAR-V1-NO-AGE | SOLAR-V1-NO-AGE | SOLAR-V1-NO-AGE
CHN | China | Inner Mongolia Erdos |  | WRI1025981 | 50 | 40.2500 | 107.0900 | Solar |  |  |  |  | Datang Erdos Renewable Power Co. Ltd. | UNFCCC CDM | http://cdm.unfccc.int/UserManagement/FileStorage/YACX0QRSWLOHZB86F35U9JNIPK4GVE | [11 empty] | 74.73 | 77.13 | 77.44 | 75.88 | 78.16 | SOLAR-V1-NO-AGE | SOLAR-V1-NO-AGE | SOLAR-V1-NO-AGE | SOLAR-V1-NO-AGE | SOLAR-V1-NO-AGE
CHN | China | Nankou |  | WKS0061772 | 12.8 | 40.2537 | 116.1160 | Solar | [5 empty] | Wiki-Solar | https://www.wiki-solar.org | Wiki-Solar | [10 empty] | 19.82 | 21.34 | 20.12 | 20.10 | 21.93 | SOLAR-V1-NO-AGE | SOLAR-V1-NO-AGE | SOLAR-V1-NO-AGE | SOLAR-V1-NO-AGE | SOLAR-V1-NO-AGE
CHN | China | Youyu |  | WKS0060139 | 10 | 40.2660 | 112.4000 | Solar | [5 empty] | Wiki-Solar | https://www.wiki-solar.org | Wiki-Solar | [10 empty] | 16.56 | 14.71 | 15.44 | 15.68 | 15.26 | SOLAR-V1-NO-AGE | SOLAR-V1-NO-AGE | SOLAR-V1-NO-AGE | SOLAR-V1-NO-AGE | SOLAR-V1-NO-AGE
CHN | China | Jia Aigedan B |  | WKS0069269 | 20 | 40.2900 | 110.9290 | Solar | [5 empty] | Wiki-Solar | https://www.wiki-solar.org | Wiki-Solar | [10 empty] | 32.58 | 30.72 | 30.80 | 31.84 | 31.22 | SOLAR-V1-NO-AGE | SOLAR-V1-NO-AGE | SOLAR-V1-NO-AGE | SOLAR-V1-NO-AGE | SOLAR-V1-NO-AGE
CHN | China | Jia Aigedan A |  | WKS0069268 | 45 | 40.2970 | 110.9560 | Solar | [5 empty] | Wiki-Solar | https://www.wiki-solar.org | Wiki-Solar | [10 empty] | 71.10 | 64.82 | 65.23 | 65.77 | 66.04 | SOLAR-V1-NO-AGE | SOLAR-V1-NO-AGE | SOLAR-V1-NO-AGE | SOLAR-V1-NO-AGE | SOLAR-V1-NO-AGE
CHN | China | Zhandanzhao Sumu |  | WKS0066174 | 20 | 40.3010 | 109.7180 | Solar | [5 empty] | Wiki-Solar | https://www.wiki-solar.org | Wiki-Solar | [10 empty] | 30.44 | 30.60 | 30.99 | 31.08 | 31.43 | SOLAR-V1-NO-AGE | SOLAR-V1-NO-AGE | SOLAR-V1-NO-AGE | SOLAR-V1-NO-AGE | SOLAR-V1-NO-AGE
CHN | China | Xinrong B |  | WKS0073632 | 60 | 40.3170 | 113.4640 | Solar | [5 empty] | Wiki-Solar | https://www.wiki-solar.org | Wiki-Solar | [10 empty] | 90.26 | 86.68 | 90.45 | 91.73 | 90.88 | SOLAR-V1-NO-AGE | SOLAR-V1-NO-AGE | SOLAR-V1-NO-AGE | SOLAR-V1-NO-AGE | SOLAR-V1-NO-AGE
CHN | China | Yangyuan E |  | WKS0071670 | 120 | 40.3390 | 114.7130 | Solar | [5 empty] | Wiki-Solar | https://www.wiki-solar.org | Wiki-Solar | [10 empty] | 182.64 | 176.45 | 179.12 | 183.23 | 180.3 | SOLAR-V1-NO-AGE | SOLAR-V1-NO-AGE | SOLAR-V1-NO-AGE | SOLAR-V1-NO-AGE | SOLAR-V1-NO-AGE
CHN | China | Togtoh A |  | WKS0069266 | 75 | 40.3450 | 111.2090 | Solar | [5 empty] | Wiki-Solar | https://www.wiki-solar.org | Wiki-Solar | [10 empty] | 118.50 | 109.99 | 110.44 | 112.24 | 111.92 | SOLAR-V1-NO-AGE | SOLAR-V1-NO-AGE | SOLAR-V1-NO-AGE | SOLAR-V1-NO-AGE | SOLAR-V1-NO-AGE
CHN | China | Togtoh B |  | WKS0069265 | 10 | 40.3560 | 111.2260 | Solar | [5 empty] | Wiki-Solar | https://www.wiki-solar.org | Wiki-Solar | [10 empty] | 15.59 | 14.61 | 14.56 | 14.91 | 14.84 | SOLAR-V1-NO-AGE | SOLAR-V1-NO-AGE | SOLAR-V1-NO-AGE | SOLAR-V1-NO-AGE | SOLAR-V1-NO-AGE
CHN | China | Xinrong A |  | WKS0069533 | 20 | 40.3560 | 113.2590 | Solar | [5 empty] | Wiki-Solar | https://www.wiki-solar.org | Wiki-Solar | [10 empty] | 33.64 | 31.62 | 32.49 | 32.68 | 32.22 | NO-ESTIMATION | NO-ESTIMATION | NO-ESTIMATION | NO-ESTIMATION | CAPACITY-FACTOR-V1
CHN | China | Dengkou D |  | WKS0070291 | 20 | 40.3910 | 106.9210 | Solar | [5 empty] | Wiki-Solar | https://www.wiki-solar.org | Wiki-Solar | [10 empty] | 32.57 | 32.68 | 33.06 | 32.41 | 33.27 | NO-ESTIMATION | NO-ESTIMATION | NO-ESTIMATION | NO-ESTIMATION | CAPACITY-FACTOR-V1
CHN | China | Dengkou |  | WRI1025982 | 20 | 40.4000 | 107.0100 | Solar |  |  |  |  | China Power Investment Dengkou Solar PV Power Company | UNFCCC CDM | http://cdm.unfccc.int/filestorage/9/L/Z/9LZKV42CT5DENPFM1HJS6XOB7R0GQY/PDD.pdf?t=ZXZ8b2o5aHgxfDCZGyLGdlGcmt8AfnzIrWHB | [11 empty] | 32.59 | 32.01 | 33.01 | 32.26 | 33.11 | NO-ESTIMATION | NO-ESTIMATION | NO-ESTIMATION | NO-ESTIMATION | CAPACITY-FACTOR-V1
CHN | China | Dengkou B |  | WKS0070289 | 50 | 40.4040 | 106.9210 | Solar | [5 empty] | Wiki-Solar | https://www.wiki-solar.org | Wiki-Solar | [10 empty] | 77.48 | 75.65 | 78.00 | 76.96 | 78.7 | NO-ESTIMATION | NO-ESTIMATION | NO-ESTIMATION | NO-ESTIMATION | CAPACITY-FACTOR-V1
CHN | China | Dengkou C |  | WKS0070290 | 20 | 40.4050 | 106.9090 | Solar | [5 empty] | Wiki-Solar | https://www.wiki-solar.org | Wiki-Solar | [10 empty] | 32.49 | 31.99 | 32.84 | 32.56 | 33.27 | NO-ESTIMATION | NO-ESTIMATION | NO-ESTIMATION | NO-ESTIMATION | CAPACITY-FACTOR-V1
CHN | China | Togtoh |  | WKS0067932 | 40.2 | 40.4090 | 111.2560 | Solar | [5 empty] | Wiki-Solar | https://www.wiki-solar.org | Wiki-Solar | [10 empty] | 63.17 | 57.81 | 58.09 | 58.95 | 58.9 | HYDRO-V1 | HYDRO-V1 | HYDRO-V1 | HYDRO-V1 | HYDRO-V1
CHN | China | Datong Yingli |  | WKS0065940 | 50 | 40.4190 | 113.7530 | Solar | [5 empty] | Wiki-Solar | https://www.wiki-solar.org | Wiki-Solar | [10 empty] | 76.82 | 74.40 | 75.67 | 76.29 | 76 | HYDRO-V1 | HYDRO-V1 | HYDRO-V1 | HYDRO-V1 | HYDRO-V1
CHN | China | Xuanhua A |  | WKS0071671 | 25 | 40.4220 | 114.7900 | Solar | [5 empty] | Wiki-Solar | https://www.wiki-solar.org | Wiki-Solar | [10 empty] | 38.01 | 36.64 | 37.42 | 38.32 | 37.69 | HYDRO-V1 | HYDRO-V1 | HYDRO-V1 | HYDRO-V1 | HYDRO-V1
CHN | China | Hanggin C |  | WKS0070191 | 200 | 40.4400 | 108.8270 | Solar | [5 empty] | Wiki-Solar | https://www.wiki-solar.org | Wiki-Solar | [10 empty] | 300.07 | 295.25 | 295.88 | 296.31 | 302 | NO-ESTIMATION | NO-ESTIMATION | NO-ESTIMATION | NO-ESTIMATION | CAPACITY-FACTOR-V1
CHN | China | Huadian Beijing Miyunp |  | WRI1072346 | 20 | 40.4428 | 116.7506 | Solar | [5 empty] | UNFCCC CDM Registry | https://cdm.unfccc.int/Projects/redirector?ref=6931 | UNFCCC CDM Registry | 1024314 | [9 empty] | 31.16 | 32.76 | 33.18 | 33.91 | 33.97 | HYDRO-V1 | HYDRO-V1 | HYDRO-V1 | HYDRO-V1 | HYDRO-V1
CHN | China | Xuanhua B |  | WKS0071672 | 5 | 40.4550 | 114.8110 | Solar | [5 empty] | Wiki-Solar | https://www.wiki-solar.org | Wiki-Solar | [10 empty] | 7.81 | 7.62 | 7.54 | 7.83 | 7.71 | SOLAR-V1-NO-AGE | SOLAR-V1-NO-AGE | SOLAR-V1-NO-AGE | SOLAR-V1-NO-AGE | SOLAR-V1-NO-AGE
CHN | China | Datong GCL |  | WKS0061318 | 310 | 40.4670 | 114.0270 | Solar | [5 empty] | Wiki-Solar | https://www.wiki-solar.org | Wiki-Solar | [10 empty] | 469.14 | 443.44 | 460.88 | 466.69 | 463.59 | SOLAR-V1-NO-AGE | SOLAR-V1-NO-AGE | SOLAR-V1-NO-AGE | SOLAR-V1-NO-AGE | SOLAR-V1-NO-AGE
CHN | China | Hanggin A |  | WKS0070189 | 10 | 40.4730 | 108.8730 | Solar | [5 empty] | Wiki-Solar | https://www.wiki-solar.org | Wiki-Solar | [10 empty] | 15.35 | 15.13 | 15.25 | 15.08 | 15.45 | SOLAR-V1-NO-AGE | SOLAR-V1-NO-AGE | SOLAR-V1-NO-AGE | SOLAR-V1-NO-AGE | SOLAR-V1-NO-AGE
CHN | China | Hanggin B |  | WKS0070190 | 100 | 40.4780 | 108.8930 | Solar | [5 empty] | Wiki-Solar | https://www.wiki-solar.org | Wiki-Solar | [10 empty] | 150.83 | 147.92 | 150.73 | 148.55 | 151.42 | SOLAR-V1-NO-AGE | SOLAR-V1-NO-AGE | SOLAR-V1-NO-AGE | SOLAR-V1-NO-AGE | SOLAR-V1-NO-AGE
CHN | China | Xuanhua C |  | WKS0071673 | 10 | 40.4900 | 114.7850 | Solar | [5 empty] | Wiki-Solar | https://www.wiki-solar.org | Wiki-Solar | [10 empty] | 15.33 | 14.88 | 14.96 | 15.52 | 15.16 | SOLAR-V1-NO-AGE | SOLAR-V1-NO-AGE | SOLAR-V1-NO-AGE | SOLAR-V1-NO-AGE | SOLAR-V1-NO-AGE
CHN | China | Awati II |  | WKS0065032 | 20 | 40.4960 | 80.1760 | Solar | [5 empty] | Wiki-Solar | https://www.wiki-solar.org | Wiki-Solar | [10 empty] | 33.51 | 32.69 | 35.51 | 34.26 | 33.93 | SOLAR-V1-NO-AGE | SOLAR-V1-NO-AGE | SOLAR-V1-NO-AGE | SOLAR-V1-NO-AGE | SOLAR-V1-NO-AGE
CHN | China | Liangcheng |  | WKS0065303 | 20 | 40.4970 | 112.4980 | Solar | [5 empty] | Wiki-Solar | https://www.wiki-solar.org | Wiki-Solar | [10 empty] | 35.43 | 34.93 | 32.86 | 32.14 | 33.42 | NO-ESTIMATION | NO-ESTIMATION | NO-ESTIMATION | NO-ESTIMATION | CAPACITY-FACTOR-V1
CHN | China | Liangcheng A |  | WKS0070172 | 50 | 40.5000 | 112.5270 | Solar | [5 empty] | Wiki-Solar | https://www.wiki-solar.org | Wiki-Solar | [10 empty] | 84.73 | 75.80 | 76.68 | 76.19 | 78.63 | HYDRO-V1 | HYDRO-V1 | HYDRO-V1 | HYDRO-V1 | HYDRO-V1
CHN | China | TBEA Awati |  | WRI1026009 | 20 | 40.5000 | 80.1740 | Solar | [5 empty] | UNFCCC CDM | https://cdm.unfccc.int/filestorage/7/9/HPM7FIJEV6XW9Z51GS0CAOUT2NYRLD.pdf/Awati-PDD-clean-2012.09.06?t=U2h8b2o5eTJ3fDACnEhdO4TARlVLWThhZUFa | [11 empty] | 33.51 | 32.69 | 35.51 | 34.26 | 33.93 | NO-ESTIMATION | NO-ESTIMATION | NO-ESTIMATION | NO-ESTIMATION | CAPACITY-FACTOR-V1
CHN | China | Awati III |  | WKS0065031 | 22 | 40.5010 | 80.1650 | Solar | [5 empty] | Wiki-Solar | https://www.wiki-solar.org | Wiki-Solar | [10 empty] | 35.97 | 35.12 | 38.13 | 36.68 | 36.49 | NO-ESTIMATION | NO-ESTIMATION | NO-ESTIMATION | NO-ESTIMATION | CAPACITY-FACTOR-V1
CHN | China | Dengkou A |  | WKS0070092 | 30 | 40.5150 | 106.6210 | Solar | [5 empty] | Wiki-Solar | https://www.wiki-solar.org | Wiki-Solar | [10 empty] | 45.96 | 45.52 | 45.47 | 43.87 | 45.97 | NO-ESTIMATION | NO-ESTIMATION | NO-ESTIMATION | NO-ESTIMATION | CAPACITY-FACTOR-V1
CHN | China | Jingneng Bejing Badaling |  | WRI1025983 | 31 | 40.5200 | 116.0100 | Solar |  |  |  |  | Beijing Jingneng Clean Energy Corporation Limited | UNFCCC CDM | https://cdm.unfccc.int/filestorage/b/w/MRNZTE62WL5VS7P0O3YD8AG4HJ9FCX.pdf/PDD.pdf?t=bHh8b2o5d2JjfDDkXaPKSJ8RjiRBQC1_xptQ | [11 empty] | 44.53 | 45.68 | 46.19 | 46.37 | 47.58 | SOLAR-V1-NO-AGE | SOLAR-V1-NO-AGE | SOLAR-V1-NO-AGE | SOLAR-V1-NO-AGE | SOLAR-V1-NO-AGE
CHN | China | Fengzhen A |  | WKS0070187 | 30 | 40.5330 | 113.3830 | Solar | [5 empty] | Wiki-Solar | https://www.wiki-solar.org | Wiki-Solar | [10 empty] | 47.49 | 44.72 | 45.95 | 46.01 | 46.09 | SOLAR-V1-NO-AGE | SOLAR-V1-NO-AGE | SOLAR-V1-NO-AGE | SOLAR-V1-NO-AGE | SOLAR-V1-NO-AGE
CHN | China | Sha'erquixiang A |  | WKS0070093 | 30 | 40.5390 | 111.7470 | Solar | [5 empty] | Wiki-Solar | https://www.wiki-solar.org | Wiki-Solar | [10 empty] | 47.78 | 43.18 | 44.81 | 45.88 | 43.97 | NO-ESTIMATION | NO-ESTIMATION | NO-ESTIMATION | NO-ESTIMATION | CAPACITY-FACTOR-V1
CHN | China | Tianzhen A |  | WKS0069536 | 20 | 40.5440 | 114.1840 | Solar | [5 empty] | Wiki-Solar | https://www.wiki-solar.org | Wiki-Solar | [10 empty] | 32.10 | 30.75 | 31.55 | 32.50 | 31.36 | NO-ESTIMATION | NO-ESTIMATION | NO-ESTIMATION | NO-ESTIMATION | CAPACITY-FACTOR-V1
CHN | China | Subogaixiang A |  | WKS0070095 | 35 | 40.5630 | 110.6280 | Solar | [5 empty] | Wiki-Solar | https://www.wiki-solar.org | Wiki-Solar | [10 empty] | 57.11 | 51.24 | 51.38 | 52.32 | 53.97 | HYDRO-V1 | HYDRO-V1 | HYDRO-V1 | HYDRO-V1 | HYDRO-V1
CHN | China | Subogaixiang Jingbao |  | WKS0070097 | 25 | 40.5700 | 110.5830 | Solar | [5 empty] | Wiki-Solar | https://www.wiki-solar.org | Wiki-Solar | [10 empty] | 40.68 | 37.21 | 37.04 | 37.62 | 37.98 | HYDRO-V1 | HYDRO-V1 | HYDRO-V1 | HYDRO-V1 | HYDRO-V1
CHN | China | Kalpin F |  | WKS0070237 | 60 | 40.5790 | 79.6070 | Solar | [5 empty] | Wiki-Solar | https://www.wiki-solar.org | Wiki-Solar | [10 empty] | 91.17 | 90.53 | 95.78 | 94.33 | 90.06 | SOLAR-V1-NO-AGE | SOLAR-V1-NO-AGE | SOLAR-V1-NO-AGE | SOLAR-V1-NO-AGE | SOLAR-V1-NO-AGE
CHN | China | Subogaixiang B |  | WKS0070096 | 6 | 40.5820 | 110.6030 | Solar | [5 empty] | Wiki-Solar | https://www.wiki-solar.org | Wiki-Solar | [10 empty] | 9.71 | 8.93 | 8.72 | 9.09 | 9.06 | HYDRO-V1 | HYDRO-V1 | HYDRO-V1 | HYDRO-V1 | HYDRO-V1
CHN | China | Sungrow XJ |  | WKS0067790 | 30 | 40.5840 | 79.6290 | Solar | [5 empty] | Wiki-Solar | https://www.wiki-solar.org | Wiki-Solar | [10 empty] | 45.43 | 45.36 | 48.36 | 47.25 | 45.1 | HYDRO-V1 | HYDRO-V1 | HYDRO-V1 | HYDRO-V1 | HYDRO-V1
CHN | China | Kalpin E |  | WKS0070236 | 20 | 40.5870 | 79.6130 | Solar | [5 empty] | Wiki-Solar | https://www.wiki-solar.org | Wiki-Solar | [10 empty] | 32.07 | 32.39 | 33.74 | 33.58 | 31.97 | NO-ESTIMATION | NO-ESTIMATION | NO-ESTIMATION | NO-ESTIMATION | CAPACITY-FACTOR-V1
CHN | China | Kalpin D |  | WKS0070235 | 20 | 40.5900 | 79.6250 | Solar | [5 empty] | Wiki-Solar | https://www.wiki-solar.org | Wiki-Solar | [10 empty] | 32.07 | 32.39 | 33.74 | 33.62 | 31.97 | HYDRO-V1 | HYDRO-V1 | HYDRO-V1 | HYDRO-V1 | HYDRO-V1
CHN | China | Kalpin C |  | WKS0070234 | 60 | 40.5930 | 79.6420 | Solar | [5 empty] | Wiki-Solar | https://www.wiki-solar.org | Wiki-Solar | [10 empty] | 91.17 | 90.53 | 95.78 | 94.33 | 90.06 | HYDRO-V1 | HYDRO-V1 | HYDRO-V1 | HYDRO-V1 | HYDRO-V1
CHN | China | Kalpin A |  | WKS0070232 | 20 | 40.5970 | 79.6510 | Solar | [5 empty] | Wiki-Solar | https://www.wiki-solar.org | Wiki-Solar | [10 empty] | 32.07 | 32.18 | 33.87 | 33.40 | 31.97 | NO-ESTIMATION | NO-ESTIMATION | NO-ESTIMATION | NO-ESTIMATION | CAPACITY-FACTOR-V1
CHN | China | Zhonghuan 2 |  | WKS0066679 | 50 | 40.5980 | 111.1060 | Solar | [5 empty] | Wiki-Solar | https://www.wiki-solar.org | Wiki-Solar | [10 empty] | 78.24 | 73.07 | 74.28 | 74.81 | 74.43 | NO-ESTIMATION | NO-ESTIMATION | NO-ESTIMATION | NO-ESTIMATION | CAPACITY-FACTOR-V1
CHN | China | Kalpin B |  | WKS0070233 | 60 | 40.6000 | 79.6630 | Solar | [5 empty] | Wiki-Solar | https://www.wiki-solar.org | Wiki-Solar | [10 empty] | 91.17 | 90.53 | 96.37 | 94.30 | 90.06 | HYDRO-V1 | HYDRO-V1 | HYDRO-V1 | HYDRO-V1 | HYDRO-V1
CHN | China | Guazhou |  | WKS0063476 | 100 | 40.6090 | 96.4060 | Solar | [5 empty] | Wiki-Solar | https://www.wiki-solar.org | Wiki-Solar | [10 empty] | 174.96 | 161.47 | 157.42 | 157.97 | 157.82 | SOLAR-V1-NO-AGE | SOLAR-V1-NO-AGE | SOLAR-V1-NO-AGE | SOLAR-V1-NO-AGE | SOLAR-V1-NO-AGE
CHN | China | Guazhou A |  | WKS0070311 | 10 | 40.6820 | 95.7260 | Solar | [5 empty] | Wiki-Solar | https://www.wiki-solar.org | Wiki-Solar | [10 empty] | 15.97 | 16.08 | 16.21 | 16.22 | 16.39 | HYDRO-V1 | HYDRO-V1 | HYDRO-V1 | HYDRO-V1 | HYDRO-V1
CHN | China | Zhonghuan 1 |  | WKS0066678 | 20 | 40.6900 | 111.7840 | Solar | [5 empty] | Wiki-Solar | https://www.wiki-solar.org | Wiki-Solar | [10 empty] | 34.50 | 31.54 | 31.75 | 32.59 | 32.15 | HYDRO-V1 | HYDRO-V1 | HYDRO-V1 | HYDRO-V1 | HYDRO-V1
CHN | China | Ala'er Sky |  | WKS0061545 | 30.2 | 40.6990 | 81.2870 | Solar | [5 empty] | Wiki-Solar | https://www.wiki-solar.org | Wiki-Solar | [10 empty] | 49.26 | 50.31 | 50.00 | 50.82 | 48.58 | NO-ESTIMATION | NO-ESTIMATION | NO-ESTIMATION | NO-ESTIMATION | CAPACITY-FACTOR-V1
CHN | China | Ala'er A |  | WKS0066657 | 20 | 40.7060 | 81.2950 | Solar | [5 empty] | Wiki-Solar | https://www.wiki-solar.org | Wiki-Solar | [10 empty] | 34.66 | 35.43 | 35.52 | 36.18 | 34.28 | HYDRO-V1 | HYDRO-V1 | HYDRO-V1 | HYDRO-V1 | HYDRO-V1
CHN | China | Zhonghuan 3 |  | WKS0066680 | 100 | 40.7140 | 111.3700 | Solar | [5 empty] | Wiki-Solar | https://www.wiki-solar.org | Wiki-Solar | [10 empty] | 162.06 | 148.85 | 148.97 | 153.35 | 151.43 | HYDRO-V1 | HYDRO-V1 | HYDRO-V1 | HYDRO-V1 | HYDRO-V1
CHN | China | Shenzhou |  | WKS0061905 | 5 | 40.7620 | 111.4550 | Solar | [5 empty] | Wiki-Solar | https://www.wiki-solar.org | Wiki-Solar | [10 empty] | 7.72 | 7.85 | 7.80 | 7.92 | 7.88 | HYDRO-V1 | HYDRO-V1 | HYDRO-V1 | HYDRO-V1 | HYDRO-V1
CHN | China | Jingjiawan A |  | WKS0069408 | 50 | 40.7690 | 113.0960 | Solar | [5 empty] | Wiki-Solar | https://www.wiki-solar.org | Wiki-Solar | [10 empty] | 75.66 | 76.57 | 77.18 | 76.78 | 77.73 | HYDRO-V1 | HYDRO-V1 | HYDRO-V1 | HYDRO-V1 | HYDRO-V1
CHN | China | Xiremiao A |  | WKS0068563 | 20 | 40.7980 | 108.9200 | Solar | [5 empty] | Wiki-Solar | https://www.wiki-solar.org | Wiki-Solar | [10 empty] | 30.75 | 31.22 | 31.20 | 30.06 | 31.74 | HYDRO-V1 | HYDRO-V1 | HYDRO-V1 | HYDRO-V1 | HYDRO-V1
CHN | China | Chahar 50 |  | WKS0067933 | 50 | 40.8010 | 113.0710 | Solar | [5 empty] | Wiki-Solar | https://www.wiki-solar.org | Wiki-Solar | [10 empty] | 75.66 | 76.57 | 77.18 | 76.78 | 77.73 | NO-ESTIMATION | NO-ESTIMATION | NO-ESTIMATION | NO-ESTIMATION | CAPACITY-FACTOR-V1
CHN | China | Chahar 30 |  | WKS0067934 | 30 | 40.8030 | 113.0900 | Solar | [5 empty] | Wiki-Solar | https://www.wiki-solar.org | Wiki-Solar | [10 empty] | 45.12 | 45.89 | 46.28 | 46.01 | 46.56 | HYDRO-V1 | HYDRO-V1 | HYDRO-V1 | HYDRO-V1 | HYDRO-V1
CHN | China | Yuli E |  | WKS0070251 | 25 | 40.8100 | 87.1900 | Solar | [5 empty] | Wiki-Solar | https://www.wiki-solar.org | Wiki-Solar | [10 empty] | 38.64 | 40.08 | 40.74 | 40.56 | 40.82 | NO-ESTIMATION | NO-ESTIMATION | NO-ESTIMATION | NO-ESTIMATION | CAPACITY-FACTOR-V1
CHN | China | Hangjinhouqi |  | WKS0069409 | 50 | 40.8130 | 106.7020 | Solar | [5 empty] | Wiki-Solar | https://www.wiki-solar.org | Wiki-Solar | [10 empty] | 73.17 | 73.07 | 73.64 | 73.55 | 75.06 | HYDRO-V1 | HYDRO-V1 | HYDRO-V1 | HYDRO-V1 | HYDRO-V1
CHN | China | Yuli F |  | WKS0070252 | 25 | 40.8170 | 87.1750 | Solar | [5 empty] | Wiki-Solar | https://www.wiki-solar.org | Wiki-Solar | [10 empty] | 39.65 | 39.94 | 39.66 | 41.36 | 40.42 | SOLAR-V1-NO-AGE | SOLAR-V1-NO-AGE | SOLAR-V1-NO-AGE | SOLAR-V1-NO-AGE | SOLAR-V1-NO-AGE
CHN | China | Bashihan |  | WKS0071674 | 22.1 | 40.8200 | 120.0400 | Solar | [5 empty] | Wiki-Solar | https://www.wiki-solar.org | Wiki-Solar | [10 empty] | 32.95 | 35.20 | 35.18 | 34.41 | 36.62 | SOLAR-V1-NO-AGE | SOLAR-V1-NO-AGE | SOLAR-V1-NO-AGE | SOLAR-V1-NO-AGE | SOLAR-V1-NO-AGE
CHN | China | Bashihan II |  | WKS0071675 | 22.1 | 40.8200 | 120.0400 | Solar | [5 empty] | Wiki-Solar | https://www.wiki-solar.org | Wiki-Solar | [10 empty] | 32.95 | 35.20 | 35.18 | 34.41 | 36.62 | HYDRO-V1 | HYDRO-V1 | HYDRO-V1 | HYDRO-V1 | HYDRO-V1
CHN | China | Xiaodeyingzi |  | WKS0071678 | 15.6 | 40.8800 | 120.1900 | Solar | [5 empty] | Wiki-Solar | https://www.wiki-solar.org | Wiki-Solar | [10 empty] | 23.72 | 25.75 | 25.43 | 25.45 | 26.69 | NO-ESTIMATION | NO-ESTIMATION | NO-ESTIMATION | NO-ESTIMATION | CAPACITY-FACTOR-V1
CHN | China | Chengde |  | WKS0068081 | 100 | 40.8900 | 118.6230 | Solar | [5 empty] | Wiki-Solar | https://www.wiki-solar.org | Wiki-Solar | [10 empty] | 146.10 | 148.80 | 144.35 | 146.23 | 152.85 | SOLAR-V1-NO-AGE | SOLAR-V1-NO-AGE | SOLAR-V1-NO-AGE | SOLAR-V1-NO-AGE | SOLAR-V1-NO-AGE
CHN | China | Huhewenduer IV |  | WKS0070089 | 30 | 40.9070 | 106.6630 | Solar | [5 empty] | Wiki-Solar | https://www.wiki-solar.org | Wiki-Solar | [10 empty] | 43.77 | 43.47 | 43.89 | 43.10 | 44.71 | SOLAR-V1-NO-AGE | SOLAR-V1-NO-AGE | SOLAR-V1-NO-AGE | SOLAR-V1-NO-AGE | SOLAR-V1-NO-AGE
CHN | China | Huhewenduer III |  | WKS0066521 | 10 | 40.9090 | 106.6630 | Solar | [5 empty] | Wiki-Solar | https://www.wiki-solar.org | Wiki-Solar | [10 empty] | 15.21 | 14.98 | 14.95 | 14.81 | 15.44 | SOLAR-V1-NO-AGE | SOLAR-V1-NO-AGE | SOLAR-V1-NO-AGE | SOLAR-V1-NO-AGE | SOLAR-V1-NO-AGE
CHN | China | Huhewenduer II |  | WKS0066520 | 20 | 40.9110 | 106.6640 | Solar | [5 empty] | Wiki-Solar | https://www.wiki-solar.org | Wiki-Solar | [10 empty] | 30.95 | 30.81 | 30.96 | 30.57 | 31.68 | SOLAR-V1-NO-AGE | SOLAR-V1-NO-AGE | SOLAR-V1-NO-AGE | SOLAR-V1-NO-AGE | SOLAR-V1-NO-AGE
CHN | China | Lianshan A |  | WKS0073993 | 6 | 40.9110 | 120.8850 | Solar | [5 empty] | Wiki-Solar | https://www.wiki-solar.org | Wiki-Solar | [10 empty] | 9.30 | 9.60 | 9.45 | 9.91 | 9.79 | NO-ESTIMATION | NO-ESTIMATION | NO-ESTIMATION | NO-ESTIMATION | CAPACITY-FACTOR-V1
CHN | China | Haoqianzhen A |  | WKS0069555 | 50 | 40.9150 | 113.9400 | Solar | [5 empty] | Wiki-Solar | https://www.wiki-solar.org | Wiki-Solar | [10 empty] | 76.16 | 76.48 | 76.62 | 76.79 | 77.4 | NO-ESTIMATION | NO-ESTIMATION | NO-ESTIMATION | NO-ESTIMATION | CAPACITY-FACTOR-V1
CHN | China | Pingquan A |  | WKS0068900 | 15 | 40.9160 | 118.7140 | Solar | [5 empty] | Wiki-Solar | https://www.wiki-solar.org | Wiki-Solar | [10 empty] | 22.61 | 22.89 | 22.56 | 22.88 | 23.76 | SOLAR-V1-NO-AGE | SOLAR-V1-NO-AGE | SOLAR-V1-NO-AGE | SOLAR-V1-NO-AGE | SOLAR-V1-NO-AGE
CHN | China | Hohhot GCL |  | WKS0064593 | 31 | 40.9180 | 111.9680 | Solar | [5 empty] | Wiki-Solar | https://www.wiki-solar.org | Wiki-Solar | [10 empty] | 49.57 | 47.79 | 48.03 | 47.76 | 48.61 | NO-ESTIMATION | NO-ESTIMATION | NO-ESTIMATION | NO-ESTIMATION | CAPACITY-FACTOR-V1
CHN | China | Wulatehoqi Huhewenduer |  | WRI1025984 | 40 | 40.9200 | 106.7000 | Solar |  |  |  |  | Guodian Mengdian New Energy Investment Co. Ltd. | UNFCCC CDM | http://cdm.unfccc.int/filestorage/z/x/87NR5GX9KZ3VLE0DO1FPTQWJMUBSH4.pdf/7890-%20PDD-2012%2010%2028.pdf?t=amZ8b2o5dXRsfDDKxPzCtuZ2CuYpAwjoH9da | [11 empty] | 58.82 | 58.23 | 58.70 | 57.39 | 59.65 | NO-ESTIMATION | NO-ESTIMATION | NO-ESTIMATION | NO-ESTIMATION | CAPACITY-FACTOR-V1
CHN | China | Aksu Jinko |  | WKS0063652 | 20 | 41.0420 | 80.1200 | Solar | [5 empty] | Wiki-Solar | https://www.wiki-solar.org | Wiki-Solar | [10 empty] | 31.34 | 31.85 | 32.55 | 32.34 | 32.75 | NO-ESTIMATION | NO-ESTIMATION | NO-ESTIMATION | NO-ESTIMATION | CAPACITY-FACTOR-V1
CHN | China | Aksu A |  | WKS0065981 | 40 | 41.0450 | 80.1060 | Solar | [5 empty] | Wiki-Solar | https://www.wiki-solar.org | Wiki-Solar | [10 empty] | 59.15 | 60.08 | 61.25 | 60.79 | 61.6 | NO-ESTIMATION | NO-ESTIMATION | NO-ESTIMATION | NO-ESTIMATION | CAPACITY-FACTOR-V1
CHN | China | Aksu 1 |  | WKS0065982 | 40 | 41.0480 | 80.1230 | Solar | [5 empty] | Wiki-Solar | https://www.wiki-solar.org | Wiki-Solar | [10 empty] | 59.56 | 60.14 | 61.23 | 60.79 | 62.18 | NO-ESTIMATION | NO-ESTIMATION | NO-ESTIMATION | NO-ESTIMATION | CAPACITY-FACTOR-V1
CHN | China | Aksu B |  | WKS0065980 | 10 | 41.0500 | 80.1080 | Solar | [5 empty] | Wiki-Solar | https://www.wiki-solar.org | Wiki-Solar | [10 empty] | 15.71 | 15.82 | 16.14 | 16.11 | 16.3 | NO-ESTIMATION | NO-ESTIMATION | NO-ESTIMATION | NO-ESTIMATION | CAPACITY-FACTOR-V1
CHN | China | Aksu E |  | WKS0065977 | 40 | 41.0510 | 80.1000 | Solar | [5 empty] | Wiki-Solar | https://www.wiki-solar.org | Wiki-Solar | [10 empty] | 59.15 | 60.08 | 61.25 | 60.79 | 61.3 | NO-ESTIMATION | NO-ESTIMATION | NO-ESTIMATION | NO-ESTIMATION | CAPACITY-FACTOR-V1
CHN | China | Aksu C |  | WKS0065979 | 15 | 41.0520 | 80.1100 | Solar | [5 empty] | Wiki-Solar | https://www.wiki-solar.org | Wiki-Solar | [10 empty] | 23.72 | 23.94 | 24.46 | 24.27 | 24.66 | NO-ESTIMATION | NO-ESTIMATION | NO-ESTIMATION | NO-ESTIMATION | CAPACITY-FACTOR-V1
CHN | China | Wulate CS |  | WKS0069494 | 20 | 41.0530 | 107.0700 | Solar | [5 empty] | Wiki-Solar | https://www.wiki-solar.org | Wiki-Solar | [10 empty] | 31.08 | 30.98 | 31.16 | 30.64 | 31.76 | NO-ESTIMATION | NO-ESTIMATION | NO-ESTIMATION | NO-ESTIMATION | CAPACITY-FACTOR-V1
CHN | China | Aksu D |  | WKS0065978 | 10 | 41.0530 | 80.1090 | Solar | [5 empty] | Wiki-Solar | https://www.wiki-solar.org | Wiki-Solar | [10 empty] | 15.81 | 15.82 | 16.14 | 16.11 | 16.32 | NO-ESTIMATION | NO-ESTIMATION | NO-ESTIMATION | NO-ESTIMATION | CAPACITY-FACTOR-V1
CHN | China | Aksu F |  | WKS0065976 | 20 | 41.0580 | 80.0870 | Solar | [5 empty] | Wiki-Solar | https://www.wiki-solar.org | Wiki-Solar | [10 empty] | 31.35 | 31.85 | 32.56 | 32.43 | 32.47 | NO-ESTIMATION | NO-ESTIMATION | NO-ESTIMATION | NO-ESTIMATION | CAPACITY-FACTOR-V1
CHN | China | Bayin Baolige |  | WKS0061735 | 10.1 | 41.0590 | 107.0197 | Solar | [5 empty] | Wiki-Solar | https://www.wiki-solar.org | Wiki-Solar | [10 empty] | 15.34 | 15.17 | 15.01 | 14.93 | 15.56 | NO-ESTIMATION | NO-ESTIMATION | NO-ESTIMATION | NO-ESTIMATION | CAPACITY-FACTOR-V1
CHN | China | Dahe Solar |  | WRI1072230 | 50 | 41.0667 | 114.3833 | Solar | [5 empty] | UNFCCC CDM Registry | https://cdm.unfccc.int/Projects/redirector?ref=6592 | WRI | 1107522 | [9 empty] | 76.16 | 75.30 | 76.39 | 76.79 | 77.84 | NO-ESTIMATION | NO-ESTIMATION | NO-ESTIMATION | NO-ESTIMATION | CAPACITY-FACTOR-V1
CHN | China | Uqturpan 3 |  | WKS0066171 | 20 | 41.0750 | 79.7440 | Solar | [5 empty] | Wiki-Solar | https://www.wiki-solar.org | Wiki-Solar | [10 empty] | 31.32 | 32.31 | 31.89 | 31.92 | 32.79 | NO-ESTIMATION | NO-ESTIMATION | NO-ESTIMATION | NO-ESTIMATION | CAPACITY-FACTOR-V1
CHN | China | Uqturpan 2 |  | WKS0066170 | 20 | 41.0760 | 79.7360 | Solar | [5 empty] | Wiki-Solar | https://www.wiki-solar.org | Wiki-Solar | [10 empty] | 31.32 | 32.25 | 31.90 | 31.96 | 32.82 | NO-ESTIMATION | NO-ESTIMATION | NO-ESTIMATION | NO-ESTIMATION | CAPACITY-FACTOR-V1
CHN | China | Uqturpan 4 |  | WKS0066172 | 40 | 41.0770 | 79.7770 | Solar | [5 empty] | Wiki-Solar | https://www.wiki-solar.org | Wiki-Solar | [10 empty] | 59.33 | 60.57 | 60.30 | 60.18 | 62 | NO-ESTIMATION | NO-ESTIMATION | NO-ESTIMATION | NO-ESTIMATION | CAPACITY-FACTOR-V1
CHN | China | Bayin Xile II |  | WKS0069280 | 15 | 41.0910 | 112.6300 | Solar | [5 empty] | Wiki-Solar | https://www.wiki-solar.org | Wiki-Solar | [10 empty] | 25.43 | 24.18 | 24.31 | 24.24 | 24.48 | NO-ESTIMATION | NO-ESTIMATION | NO-ESTIMATION | NO-ESTIMATION | CAPACITY-FACTOR-V1
CHN | China | Bayin Xile III |  | WKS0069281 | 10 | 41.0930 | 112.6150 | Solar | [5 empty] | Wiki-Solar | https://www.wiki-solar.org | Wiki-Solar | [10 empty] | 16.18 | 15.53 | 15.54 | 15.59 | 15.72 | NO-ESTIMATION | NO-ESTIMATION | NO-ESTIMATION | NO-ESTIMATION | CAPACITY-FACTOR-V1
CHN | China | Heiniu |  | WKS0071677 | 18.8 | 41.0950 | 120.3000 | Solar | [5 empty] | Wiki-Solar | https://www.wiki-solar.org | Wiki-Solar | [10 empty] | 28.55 | 30.74 | 30.32 | 30.67 | 32.21 | NO-ESTIMATION | NO-ESTIMATION | NO-ESTIMATION | NO-ESTIMATION | CAPACITY-FACTOR-V1
CHN | China | Bayin Xile IV |  | WKS0069282 | 35 | 41.0980 | 112.6010 | Solar | [5 empty] | Wiki-Solar | https://www.wiki-solar.org | Wiki-Solar | [10 empty] | 57.57 | 54.16 | 54.65 | 54.32 | 54.92 | SOLAR-V1-NO-AGE | SOLAR-V1-NO-AGE | SOLAR-V1-NO-AGE | SOLAR-V1-NO-AGE | SOLAR-V1-NO-AGE
CHN | China | Shaya Jinko |  | WKS0063653 | 20 | 41.1440 | 82.6030 | Solar | [5 empty] | Wiki-Solar | https://www.wiki-solar.org | Wiki-Solar | [10 empty] | 34.80 | 34.98 | 34.19 | 34.78 | 34.16 | NO-ESTIMATION | NO-ESTIMATION | NO-ESTIMATION | NO-ESTIMATION | CAPACITY-FACTOR-V1
CHN | China | Shaya |  | WKS0063090 | 20 | 41.1470 | 82.6020 | Solar | [5 empty] | Wiki-Solar | https://www.wiki-solar.org | Wiki-Solar | [10 empty] | 34.80 | 34.98 | 34.19 | 34.79 | 34.16 | NO-ESTIMATION | NO-ESTIMATION | NO-ESTIMATION | NO-ESTIMATION | CAPACITY-FACTOR-V1
CHN | China | Chayouhouqi Hongmu Phase 1 |  | WRI1025985 | 20 | 41.1500 | 113.1500 | Solar |  |  |  |  | Inner Mongolia Datang International New Energy Company | UNFCCC CDM | http://cdm.unfccc.int/filestorage/9/L/Z/9LZKV42CT5DENPFM1HJS6XOB7R0GQY/PDD.pdf?t=ZXZ8b2o5aHgxfDCZGyLGdlGcmt8AfnzIrWHB | [11 empty] | 32.30 | 32.59 | 32.50 | 32.56 | 33.05 | HYDRO-V1 | HYDRO-V1 | HYDRO-V1 | HYDRO-V1 | HYDRO-V1
CHN | China | Hongmu II |  | WKS0067942 | 20 | 41.1610 | 113.1480 | Solar | [5 empty] | Wiki-Solar | https://www.wiki-solar.org | Wiki-Solar | [10 empty] | 32.30 | 32.59 | 32.50 | 32.56 | 33.05 | SOLAR-V1-NO-AGE | SOLAR-V1-NO-AGE | SOLAR-V1-NO-AGE | SOLAR-V1-NO-AGE | SOLAR-V1-NO-AGE
CHN | China | Uqturpan 1 |  | WKS0066169 | 20 | 41.1660 | 79.2910 | Solar | [5 empty] | Wiki-Solar | https://www.wiki-solar.org | Wiki-Solar | [10 empty] | 30.30 | 29.97 | 30.68 | 30.62 | 30.65 | NO-ESTIMATION | NO-ESTIMATION | NO-ESTIMATION | NO-ESTIMATION | CAPACITY-FACTOR-V1
CHN | China | Liyuancun A |  | WKS0071141 | 50 | 41.1760 | 114.8320 | Solar | [5 empty] | Wiki-Solar | https://www.wiki-solar.org | Wiki-Solar | [10 empty] | 75.93 | 75.92 | 76.29 | 76.79 | 77.78 | NO-ESTIMATION | NO-ESTIMATION | NO-ESTIMATION | NO-ESTIMATION | CAPACITY-FACTOR-V1
CHN | China | Uqturpan 5 |  | WKS0066173 | 100 | 41.1790 | 79.2820 | Solar | [5 empty] | Wiki-Solar | https://www.wiki-solar.org | Wiki-Solar | [10 empty] | 145.59 | 143.88 | 146.27 | 145.62 | 146.22 | NO-ESTIMATION | NO-ESTIMATION | NO-ESTIMATION | NO-ESTIMATION | CAPACITY-FACTOR-V1
CHN | China | Wuchuan Huaneng |  | WKS0063609 | 20 | 41.1800 | 111.3700 | Solar | [5 empty] | Wiki-Solar | https://www.wiki-solar.org | Wiki-Solar | [10 empty] | 32.09 | 32.58 | 32.76 | 32.42 | 33.07 | NO-ESTIMATION | NO-ESTIMATION | NO-ESTIMATION | NO-ESTIMATION | CAPACITY-FACTOR-V1
CHN | China | Urad Zhongqi F |  | WKS0070283 | 10 | 41.2370 | 108.8090 | Solar | [5 empty] | Wiki-Solar | https://www.wiki-solar.org | Wiki-Solar | [10 empty] | 14.58 | 14.78 | 14.46 | 14.82 | 15.32 | NO-ESTIMATION | NO-ESTIMATION | NO-ESTIMATION | NO-ESTIMATION | CAPACITY-FACTOR-V1
CHN | China | Beigonggou A |  | WKS0071134 | 20 | 41.2470 | 114.5480 | Solar | [5 empty] | Wiki-Solar | https://www.wiki-solar.org | Wiki-Solar | [10 empty] | 32.05 | 32.28 | 32.41 | 32.16 | 32.86 | NO-ESTIMATION | NO-ESTIMATION | NO-ESTIMATION | NO-ESTIMATION | CAPACITY-FACTOR-V1
CHN | China | Laoliang A |  | WKS0071132 | 40 | 41.2970 | 114.2420 | Solar | [5 empty] | Wiki-Solar | https://www.wiki-solar.org | Wiki-Solar | [10 empty] | 59.90 | 60.85 | 61.05 | 60.91 | 62 | NO-ESTIMATION | NO-ESTIMATION | NO-ESTIMATION | NO-ESTIMATION | CAPACITY-FACTOR-V1
CHN | China | Tai`an A |  | WKS0073795 | 20 | 41.2980 | 122.5180 | Solar | [5 empty] | Wiki-Solar | https://www.wiki-solar.org | Wiki-Solar | [10 empty] | 29.06 | 32.72 | 32.62 | 31.24 | 33.46 | NO-ESTIMATION | NO-ESTIMATION | NO-ESTIMATION | NO-ESTIMATION | CAPACITY-FACTOR-V1
CHN | China | Inner Mongolia Wulanchabu Siziwangqi Phase II |  | WRI1026011 | 60 | 41.3100 | 111.4400 | Solar | [5 empty] | UNFCCC CDM | http://cdm.unfccc.int/filestorage/m/p/S8HWML0JI9KNAUYGRD75O6FQ1ZEXC4.pdf/7992-20121102-PDD.pdf?t=anR8b2o5ejI5fDA1dgk5m-aHFBDM8AIDdgeu | [11 empty] | 90.50 | 90.81 | 91.31 | 90.68 | 92.34 | NO-ESTIMATION | NO-ESTIMATION | NO-ESTIMATION | NO-ESTIMATION | CAPACITY-FACTOR-V1
CHN | China | Laoliang B |  | WKS0071133 | 40 | 41.3110 | 114.2490 | Solar | [5 empty] | Wiki-Solar | https://www.wiki-solar.org | Wiki-Solar | [10 empty] | 60.02 | 60.85 | 60.93 | 60.88 | 62 | NO-ESTIMATION | NO-ESTIMATION | NO-ESTIMATION | NO-ESTIMATION | CAPACITY-FACTOR-V1
CHN | China | Yuli B |  | WKS0070248 | 20 | 41.3130 | 86.4510 | Solar | [5 empty] | Wiki-Solar | https://www.wiki-solar.org | Wiki-Solar | [10 empty] | 31.79 | 32.48 | 33.98 | 33.07 | 33.81 | HYDRO-V1 | HYDRO-V1 | HYDRO-V1 | HYDRO-V1 | HYDRO-V1
CHN | China | Yuli C |  | WKS0070249 | 20 | 41.3190 | 86.4440 | Solar | [5 empty] | Wiki-Solar | https://www.wiki-solar.org | Wiki-Solar | [10 empty] | 31.79 | 32.48 | 33.98 | 33.05 | 33.84 | NO-ESTIMATION | NO-ESTIMATION | NO-ESTIMATION | NO-ESTIMATION | CAPACITY-FACTOR-V1
CHN | China | Yuli A |  | WKS0070247 | 20 | 41.3190 | 86.4570 | Solar | [5 empty] | Wiki-Solar | https://www.wiki-solar.org | Wiki-Solar | [10 empty] | 31.79 | 32.48 | 34.07 | 33.05 | 33.84 | SOLAR-V1-NO-AGE | SOLAR-V1-NO-AGE | SOLAR-V1-NO-AGE | SOLAR-V1-NO-AGE | SOLAR-V1-NO-AGE
CHN | China | Donghao A |  | WKS0071135 | 30 | 41.3290 | 114.5700 | Solar | [5 empty] | Wiki-Solar | https://www.wiki-solar.org | Wiki-Solar | [10 empty] | 44.72 | 45.44 | 45.54 | 45.54 | 46.36 | NO-ESTIMATION | NO-ESTIMATION | NO-ESTIMATION | NO-ESTIMATION | CAPACITY-FACTOR-V1
CHN | China | Yuli D |  | WKS0070250 | 20 | 41.3310 | 86.4410 | Solar | [5 empty] | Wiki-Solar | https://www.wiki-solar.org | Wiki-Solar | [10 empty] | 31.79 | 32.53 | 34.01 | 33.05 | 33.84 | HYDRO-V1 | HYDRO-V1 | HYDRO-V1 | HYDRO-V1 | HYDRO-V1
CHN | China | Gonghiuzhen A |  | WKS0069552 | 20 | 41.3400 | 114.6140 | Solar | [5 empty] | Wiki-Solar | https://www.wiki-solar.org | Wiki-Solar | [10 empty] | 31.69 | 32.27 | 32.20 | 32.36 | 32.9 | SOLAR-V1-NO-AGE | SOLAR-V1-NO-AGE | SOLAR-V1-NO-AGE | SOLAR-V1-NO-AGE | SOLAR-V1-NO-AGE
CHN | China | Guyang |  | WKS0068559 | 20 | 41.3600 | 109.8900 | Solar | [5 empty] | Wiki-Solar | https://www.wiki-solar.org | Wiki-Solar | [10 empty] | 31.93 | 32.10 | 32.34 | 32.26 | 32.71 | SOLAR-V1-NO-AGE | SOLAR-V1-NO-AGE | SOLAR-V1-NO-AGE | SOLAR-V1-NO-AGE | SOLAR-V1-NO-AGE
CHN | China | Shizhuliancun A |  | WKS0071140 | 60 | 41.3690 | 114.6810 | Solar | [5 empty] | Wiki-Solar | https://www.wiki-solar.org | Wiki-Solar | [10 empty] | 90.00 | 90.79 | 90.89 | 91.08 | 92.65 | SOLAR-V1-NO-AGE | SOLAR-V1-NO-AGE | SOLAR-V1-NO-AGE | SOLAR-V1-NO-AGE | SOLAR-V1-NO-AGE
CHN | China | Gonghuizhen A |  | WKS0071136 | 50 | 41.3770 | 114.5650 | Solar | [5 empty] | Wiki-Solar | https://www.wiki-solar.org | Wiki-Solar | [10 empty] | 75.48 | 75.79 | 75.85 | 76.03 | 77.4 | SOLAR-V1-NO-AGE | SOLAR-V1-NO-AGE | SOLAR-V1-NO-AGE | SOLAR-V1-NO-AGE | SOLAR-V1-NO-AGE
CHN | China | Zhangjiakou CFC |  | WKS0066293 | 170 | 41.3970 | 114.6380 | Solar | [5 empty] | Wiki-Solar | https://www.wiki-solar.org | Wiki-Solar | [10 empty] | 257.37 | 258.43 | 258.39 | 259.25 | 263.68 | NO-ESTIMATION | NO-ESTIMATION | NO-ESTIMATION | NO-ESTIMATION | CAPACITY-FACTOR-V1
CHN | China | Liangjiacun A |  | WKS0071137 | 30 | 41.4330 | 114.5260 | Solar | [5 empty] | Wiki-Solar | https://www.wiki-solar.org | Wiki-Solar | [10 empty] | 45.01 | 45.42 | 45.55 | 45.55 | 46.36 | HYDRO-V1 | HYDRO-V1 | HYDRO-V1 | HYDRO-V1 | HYDRO-V1
CHN | China | Chaogewenduerzhen A |  | WKS0070177 | 50 | 41.4450 | 106.9870 | Solar | [5 empty] | Wiki-Solar | https://www.wiki-solar.org | Wiki-Solar | [10 empty] | 73.25 | 73.78 | 73.73 | 70.87 | 72.6 | HYDRO-V1 | HYDRO-V1 | HYDRO-V1 | HYDRO-V1 | HYDRO-V1
CHN | China | Yixian B |  | WKS0073995 | 60 | 41.4530 | 121.2390 | Solar | [5 empty] | Wiki-Solar | https://www.wiki-solar.org | Wiki-Solar | [10 empty] | 85.72 | 92.60 | 93.81 | 91.22 | 95.7 | HYDRO-V1 | HYDRO-V1 | HYDRO-V1 | HYDRO-V1 | HYDRO-V1
CHN | China | Wensu A |  | WKS0070241 | 20 | 41.4870 | 80.7830 | Solar | [5 empty] | Wiki-Solar | https://www.wiki-solar.org | Wiki-Solar | [10 empty] | 30.98 | 32.19 | 29.85 | 30.17 | 31.59 | HYDRO-V1 | HYDRO-V1 | HYDRO-V1 | HYDRO-V1 | HYDRO-V1
CHN | China | Shangdu A |  | WKS0070281 | 20 | 41.4920 | 113.9160 | Solar | [5 empty] | Wiki-Solar | https://www.wiki-solar.org | Wiki-Solar | [10 empty] | 31.73 | 32.34 | 32.27 | 32.36 | 32.81 | HYDRO-V1 | HYDRO-V1 | HYDRO-V1 | HYDRO-V1 | HYDRO-V1
CHN | China | Shangyi A |  | WKS0067941 | 30 | 41.4960 | 114.0080 | Solar | [5 empty] | Wiki-Solar | https://www.wiki-solar.org | Wiki-Solar | [10 empty] | 45.01 | 45.52 | 45.76 | 45.54 | 46.23 | HYDRO-V1 | HYDRO-V1 | HYDRO-V1 | HYDRO-V1 | HYDRO-V1
CHN | China | Urad Zhongqi A |  | WKS0070173 | 50 | 41.5020 | 108.5070 | Solar | [5 empty] | Wiki-Solar | https://www.wiki-solar.org | Wiki-Solar | [10 empty] | 73.10 | 73.59 | 71.11 | 73.54 | 72.57 | SOLAR-V1-NO-AGE | SOLAR-V1-NO-AGE | SOLAR-V1-NO-AGE | SOLAR-V1-NO-AGE | SOLAR-V1-NO-AGE
CHN | China | Urad Houqi D |  | WKS0070286 | 20 | 41.5080 | 106.7090 | Solar | [5 empty] | Wiki-Solar | https://www.wiki-solar.org | Wiki-Solar | [10 empty] | 30.36 | 30.08 | 31.49 | 30.64 | 30.71 | SOLAR-V1-NO-AGE | SOLAR-V1-NO-AGE | SOLAR-V1-NO-AGE | SOLAR-V1-NO-AGE | SOLAR-V1-NO-AGE
CHN | China | Liang Jia Cun I |  | WKS0067938 | 50 | 41.5090 | 113.9380 | Solar | [5 empty] | Wiki-Solar | https://www.wiki-solar.org | Wiki-Solar | [10 empty] | 75.48 | 75.96 | 76.12 | 76.00 | 77.18 | SOLAR-V1-NO-AGE | SOLAR-V1-NO-AGE | SOLAR-V1-NO-AGE | SOLAR-V1-NO-AGE | SOLAR-V1-NO-AGE
CHN | China | Liang Jia Cun II |  | WKS0067939 | 50 | 41.5090 | 113.9580 | Solar | [5 empty] | Wiki-Solar | https://www.wiki-solar.org | Wiki-Solar | [10 empty] | 75.48 | 75.96 | 76.12 | 76.00 | 77.18 | SOLAR-V1-NO-AGE | SOLAR-V1-NO-AGE | SOLAR-V1-NO-AGE | SOLAR-V1-NO-AGE | SOLAR-V1-NO-AGE
CHN | China | Shangyi |  | WKS0063783 | 50 | 41.5090 | 114.0440 | Solar | [5 empty] | Wiki-Solar | https://www.wiki-solar.org | Wiki-Solar | [10 empty] | 75.48 | 75.83 | 75.97 | 76.03 | 77.18 | SOLAR-V1-NO-AGE | SOLAR-V1-NO-AGE | SOLAR-V1-NO-AGE | SOLAR-V1-NO-AGE | SOLAR-V1-NO-AGE
CHN | China | Shangyi B |  | WKS0069405 | 50 | 41.5167 | 114.0402 | Solar | [5 empty] | Wiki-Solar | https://www.wiki-solar.org | Wiki-Solar | [10 empty] | 75.48 | 75.83 | 75.84 | 76.03 | 77.18 | SOLAR-V1-NO-AGE | SOLAR-V1-NO-AGE | SOLAR-V1-NO-AGE | SOLAR-V1-NO-AGE | SOLAR-V1-NO-AGE
CHN | China | Shangyi C |  | WKS0069407 | 20 | 41.5200 | 114.0260 | Solar | [5 empty] | Wiki-Solar | https://www.wiki-solar.org | Wiki-Solar | [10 empty] | 31.87 | 32.28 | 32.16 | 32.37 | 32.81 | SOLAR-V1-NO-AGE | SOLAR-V1-NO-AGE | SOLAR-V1-NO-AGE | SOLAR-V1-NO-AGE | SOLAR-V1-NO-AGE
CHN | China | Ulan Tsab Siziwang Bannerp Pv Generation |  | WRI1072178 | 40 | 41.5555 | 111.6755 | Solar | [5 empty] | UNFCCC CDM Registry | https://cdm.unfccc.int/Projects/redirector?ref=6417 | UNFCCC CDM Registry | [10 empty] | 60.35 | 60.65 | 61.19 | 60.49 | 61.81 | SOLAR-V1-NO-AGE | SOLAR-V1-NO-AGE | SOLAR-V1-NO-AGE | SOLAR-V1-NO-AGE | SOLAR-V1-NO-AGE
CHN | China | Urad Houqi A |  | WKS0070174 | 60 | 41.5770 | 107.0970 | Solar | [5 empty] | Wiki-Solar | https://www.wiki-solar.org | Wiki-Solar | [10 empty] | 85.80 | 85.38 | 89.10 | 88.31 | 86.98 | SOLAR-V1-NO-AGE | SOLAR-V1-NO-AGE | SOLAR-V1-NO-AGE | SOLAR-V1-NO-AGE | SOLAR-V1-NO-AGE
CHN | China | Darhan B |  | WKS0069274 | 10 | 41.5830 | 110.3840 | Solar | [5 empty] | Wiki-Solar | https://www.wiki-solar.org | Wiki-Solar | [10 empty] | 15.47 | 15.55 | 15.58 | 15.52 | 15.77 | SOLAR-V1-NO-AGE | SOLAR-V1-NO-AGE | SOLAR-V1-NO-AGE | SOLAR-V1-NO-AGE | SOLAR-V1-NO-AGE
CHN | China | Urad Houqi C |  | WKS0070176 | 40 | 41.5840 | 106.8840 | Solar | [5 empty] | Wiki-Solar | https://www.wiki-solar.org | Wiki-Solar | [10 empty] | 57.85 | 58.03 | 57.08 | 58.70 | 57.4 | SOLAR-V1-NO-AGE | SOLAR-V1-NO-AGE | SOLAR-V1-NO-AGE | SOLAR-V1-NO-AGE | SOLAR-V1-NO-AGE
CHN | China | Xinhe A |  | WKS0070088 | 40 | 41.5840 | 82.2940 | Solar | [5 empty] | Wiki-Solar | https://www.wiki-solar.org | Wiki-Solar | [10 empty] | 59.85 | 59.97 | 58.74 | 61.36 | 60.53 | SOLAR-V1-NO-AGE | SOLAR-V1-NO-AGE | SOLAR-V1-NO-AGE | SOLAR-V1-NO-AGE | SOLAR-V1-NO-AGE
CHN | China | CGN Damao Bailingmiao |  | WRI1025986 | 20 | 41.6100 | 110.4000 | Solar |  |  |  |  | CGN Solar Energy Development Co. Ltd. | UNFCCC CDM | https://cdm.unfccc.int/filestorage/x/a/EM6234G0CNVSYAO9P7WQ1LZUDI8FH5.pdf/PDD_CGN%20Damao.pdf?t=enR8b2o5dG5ofDC5_fdXXsoOBBW2UUDwIzbN | [11 empty] | 31.87 | 32.14 | 32.16 | 32.08 | 32.48 | SOLAR-V1-NO-AGE | SOLAR-V1-NO-AGE | SOLAR-V1-NO-AGE | SOLAR-V1-NO-AGE | SOLAR-V1-NO-AGE
CHN | China | Urad Houqi B |  | WKS0070175 | 20 | 41.6140 | 106.8870 | Solar | [5 empty] | Wiki-Solar | https://www.wiki-solar.org | Wiki-Solar | [10 empty] | 31.08 | 31.54 | 30.94 | 30.48 | 29.84 | SOLAR-V1-NO-AGE | SOLAR-V1-NO-AGE | SOLAR-V1-NO-AGE | SOLAR-V1-NO-AGE | SOLAR-V1-NO-AGE
CHN | China | Zhuozi Bayin |  | WRI1025987 | 10 | 41.6200 | 112.1000 | Solar |  |  |  |  | Inner Mongolia Datang International Renewable Power Company | UNFCCC CDM | http://cdm.unfccc.int/filestorage/C/Z/W/CZWSXLB7FJAVN02934HO165DGTURIP/PDD.pdf?t=Z3h8b2o5aG5zfDB8hfJoNETcqoTVEiK9HX5x | [11 empty] | 15.47 | 15.55 | 15.56 | 15.58 | 15.8 | SOLAR-V1-NO-AGE | SOLAR-V1-NO-AGE | SOLAR-V1-NO-AGE | SOLAR-V1-NO-AGE | SOLAR-V1-NO-AGE
CHN | China | Darhan A |  | WKS0069273 | 20 | 41.6320 | 110.3890 | Solar | [5 empty] | Wiki-Solar | https://www.wiki-solar.org | Wiki-Solar | [10 empty] | 31.84 | 32.14 | 32.20 | 32.08 | 32.48 | NO-ESTIMATION | NO-ESTIMATION | NO-ESTIMATION | NO-ESTIMATION | CAPACITY-FACTOR-V1
CHN | China | Guyuan |  | WKS0068075 | 50 | 41.6440 | 115.6010 | Solar | [5 empty] | Wiki-Solar | https://www.wiki-solar.org | Wiki-Solar | [10 empty] | 75.28 | 76.04 | 75.94 | 76.25 | 77.94 | NO-ESTIMATION | NO-ESTIMATION | NO-ESTIMATION | NO-ESTIMATION | CAPACITY-FACTOR-V1
CHN | China | Yixian A |  | WKS0073794 | 20 | 41.6810 | 121.3310 | Solar | [5 empty] | Wiki-Solar | https://www.wiki-solar.org | Wiki-Solar | [10 empty] | 29.48 | 32.68 | 33.01 | 31.28 | 33.82 | NO-ESTIMATION | NO-ESTIMATION | NO-ESTIMATION | NO-ESTIMATION | CAPACITY-FACTOR-V1
CHN | China | Bayan Obo E |  | WKS0070198 | 10 | 41.7280 | 109.9860 | Solar | [5 empty] | Wiki-Solar | https://www.wiki-solar.org | Wiki-Solar | [10 empty] | 15.45 | 15.54 | 15.30 | 15.21 | 15.66 | NO-ESTIMATION | NO-ESTIMATION | NO-ESTIMATION | NO-ESTIMATION | CAPACITY-FACTOR-V1
CHN | China | Bayan Obo D |  | WKS0070197 | 20 | 41.7300 | 109.9600 | Solar | [5 empty] | Wiki-Solar | https://www.wiki-solar.org | Wiki-Solar | [10 empty] | 31.83 | 32.07 | 31.78 | 31.42 | 32.44 | HYDRO-V1 | HYDRO-V1 | HYDRO-V1 | HYDRO-V1 | HYDRO-V1
CHN | China | Bohu B |  | WKS0070256 | 20 | 41.7300 | 86.8930 | Solar | [5 empty] | Wiki-Solar | https://www.wiki-solar.org | Wiki-Solar | [10 empty] | 32.27 | 31.98 | 32.69 | 32.44 | 33.46 | NO-ESTIMATION | NO-ESTIMATION | NO-ESTIMATION | NO-ESTIMATION | CAPACITY-FACTOR-V1
CHN | China | Bayan Obo C |  | WKS0070196 | 10 | 41.7310 | 109.9690 | Solar | [5 empty] | Wiki-Solar | https://www.wiki-solar.org | Wiki-Solar | [10 empty] | 15.45 | 15.54 | 15.31 | 15.21 | 15.66 | NO-ESTIMATION | NO-ESTIMATION | NO-ESTIMATION | NO-ESTIMATION | CAPACITY-FACTOR-V1
CHN | China | Bayan Obo B |  | WKS0070195 | 20 | 41.7320 | 109.9640 | Solar | [5 empty] | Wiki-Solar | https://www.wiki-solar.org | Wiki-Solar | [10 empty] | 31.83 | 32.07 | 31.82 | 31.42 | 32.44 | NO-ESTIMATION | NO-ESTIMATION | NO-ESTIMATION | NO-ESTIMATION | CAPACITY-FACTOR-V1
CHN | China | Datang Bazhou Bohu Phase I |  | WRI1025988 | 20 | 41.7400 | 86.8930 | Solar |  |  |  |  | DaTang Xinjiang Power Generation Co. Ltd. | UNFCCC CDM | http://cdm.unfccc.int/filestorage/j/_/Y91FIHSVQXC30Z8BON7TEUW4M6PAD5.pdf/PDD_Kuerle.pdf?t=N2Z8b2o5cjhtfDCuWE_t_DH3vAfxLB4PJqrc | [11 empty] | 32.27 | 32.10 | 32.73 | 32.28 | 33.28 | NO-ESTIMATION | NO-ESTIMATION | NO-ESTIMATION | NO-ESTIMATION | CAPACITY-FACTOR-V1
CHN | China | Bohu Bazhou |  | WKS0061796 | 20 | 41.7440 | 86.9070 | Solar | [5 empty] | Wiki-Solar | https://www.wiki-solar.org | Wiki-Solar | [10 empty] | 32.27 | 32.11 | 32.69 | 32.43 | 33.28 | NO-ESTIMATION | NO-ESTIMATION | NO-ESTIMATION | NO-ESTIMATION | CAPACITY-FACTOR-V1
CHN | China | Bohu A |  | WKS0070064 | 10 | 41.7450 | 86.9220 | Solar | [5 empty] | Wiki-Solar | https://www.wiki-solar.org | Wiki-Solar | [10 empty] | 16.13 | 15.92 | 16.21 | 16.20 | 16.51 | NO-ESTIMATION | NO-ESTIMATION | NO-ESTIMATION | NO-ESTIMATION | CAPACITY-FACTOR-V1
CHN | China | Bayan Obo F |  | WKS0070199 | 10 | 41.7550 | 109.9320 | Solar | [5 empty] | Wiki-Solar | https://www.wiki-solar.org | Wiki-Solar | [10 empty] | 15.38 | 14.84 | 15.32 | 15.47 | 14.77 | NO-ESTIMATION | NO-ESTIMATION | NO-ESTIMATION | NO-ESTIMATION | CAPACITY-FACTOR-V1
CHN | China | Urad Zhongqi H |  | WKS0070285 | 20 | 41.8680 | 108.4060 | Solar | [5 empty] | Wiki-Solar | https://www.wiki-solar.org | Wiki-Solar | [10 empty] | 30.03 | 31.78 | 31.58 | 32.43 | 30.65 | NO-ESTIMATION | NO-ESTIMATION | NO-ESTIMATION | NO-ESTIMATION | CAPACITY-FACTOR-V1
CHN | China | Ejin A |  | WKS0070287 | 40 | 41.8710 | 100.9510 | Solar | [5 empty] | Wiki-Solar | https://www.wiki-solar.org | Wiki-Solar | [10 empty] | 60.29 | 60.35 | 61.59 | 61.50 | 62.94 | NO-ESTIMATION | NO-ESTIMATION | NO-ESTIMATION | NO-ESTIMATION | CAPACITY-FACTOR-V1
CHN | China | Urad Zhongqi G |  | WKS0070284 | 10 | 41.8730 | 108.4000 | Solar | [5 empty] | Wiki-Solar | https://www.wiki-solar.org | Wiki-Solar | [10 empty] | 14.69 | 15.36 | 15.10 | 15.62 | 14.85 | NO-ESTIMATION | NO-ESTIMATION | NO-ESTIMATION | NO-ESTIMATION | CAPACITY-FACTOR-V1
CHN | China | Bayan Obo A |  | WKS0070200 | 20 | 41.8770 | 110.0720 | Solar | [5 empty] | Wiki-Solar | https://www.wiki-solar.org | Wiki-Solar | [10 empty] | 31.53 | 30.97 | 32.35 | 32.47 | 31.34 | NO-ESTIMATION | NO-ESTIMATION | NO-ESTIMATION | NO-ESTIMATION | CAPACITY-FACTOR-V1
CHN | China | Luntai B |  | WKS0070243 | 25 | 41.8800 | 83.9840 | Solar | [5 empty] | Wiki-Solar | https://www.wiki-solar.org | Wiki-Solar | [10 empty] | 35.32 | 36.99 | 35.54 | 36.19 | 36.46 | NO-ESTIMATION | NO-ESTIMATION | NO-ESTIMATION | NO-ESTIMATION | CAPACITY-FACTOR-V1
CHN | China | Luntai A |  | WKS0070242 | 20 | 41.8800 | 83.9930 | Solar | [5 empty] | Wiki-Solar | https://www.wiki-solar.org | Wiki-Solar | [10 empty] | 29.75 | 31.28 | 29.94 | 30.59 | 30.76 | NO-ESTIMATION | NO-ESTIMATION | NO-ESTIMATION | NO-ESTIMATION | CAPACITY-FACTOR-V1
CHN | China | Korla A |  | WKS0070244 | 20 | 41.9230 | 85.5720 | Solar | [5 empty] | Wiki-Solar | https://www.wiki-solar.org | Wiki-Solar | [10 empty] | 30.41 | 29.62 | 31.28 | 30.78 | 32.15 | HYDRO-V1 | HYDRO-V1 | HYDRO-V1 | HYDRO-V1 | HYDRO-V1
CHN | China | Korla B |  | WKS0070245 | 20 | 41.9300 | 85.5520 | Solar | [5 empty] | Wiki-Solar | https://www.wiki-solar.org | Wiki-Solar | [10 empty] | 30.49 | 29.66 | 31.22 | 30.79 | 32.21 | NO-ESTIMATION | NO-ESTIMATION | NO-ESTIMATION | NO-ESTIMATION | CAPACITY-FACTOR-V1
CHN | China | Korla C |  | WKS0070246 | 35 | 41.9330 | 85.5450 | Solar | [5 empty] | Wiki-Solar | https://www.wiki-solar.org | Wiki-Solar | [10 empty] | 51.00 | 49.65 | 52.13 | 51.33 | 53.73 | HYDRO-V1 | HYDRO-V1 | HYDRO-V1 | HYDRO-V1 | HYDRO-V1
CHN | China | Urad Zhongqi D |  | WKS0070180 | 25 | 42.0140 | 108.0640 | Solar | [5 empty] | Wiki-Solar | https://www.wiki-solar.org | Wiki-Solar | [10 empty] | 37.22 | 35.79 | 37.36 | 38.00 | 37.42 | NO-ESTIMATION | NO-ESTIMATION | NO-ESTIMATION | NO-ESTIMATION | CAPACITY-FACTOR-V1
CHN | China | Urad Zhongqi Trough |  | WKS0071107 | 100 | 42.0200 | 108.0900 | Solar | [5 empty] | Wiki-Solar | https://www.wiki-solar.org | Wiki-Solar | [10 empty] | 148.80 | 148.32 | 149.25 | 152.06 | 152.75 | HYDRO-V1 | HYDRO-V1 | HYDRO-V1 | HYDRO-V1 | HYDRO-V1
CHN | China | Urad Zhongqi B |  | WKS0070178 | 100 | 42.0240 | 108.3970 | Solar | [5 empty] | Wiki-Solar | https://www.wiki-solar.org | Wiki-Solar | [10 empty] | 143.25 | 150.67 | 150.76 | 153.01 | 145.58 | HYDRO-V1 | HYDRO-V1 | HYDRO-V1 | HYDRO-V1 | HYDRO-V1
CHN | China | Urad Zhongqi E |  | WKS0070181 | 20 | 42.0330 | 107.7930 | Solar | [5 empty] | Wiki-Solar | https://www.wiki-solar.org | Wiki-Solar | [10 empty] | 31.14 | 30.33 | 32.23 | 30.46 | 30.63 | NO-ESTIMATION | NO-ESTIMATION | NO-ESTIMATION | NO-ESTIMATION | CAPACITY-FACTOR-V1
CHN | China | Bilike A |  | WKS0070183 | 50 | 42.0810 | 111.0600 | Solar | [5 empty] | Wiki-Solar | https://www.wiki-solar.org | Wiki-Solar | [10 empty] | 74.53 | 72.83 | 78.43 | 76.43 | 73.04 | NO-ESTIMATION | NO-ESTIMATION | NO-ESTIMATION | NO-ESTIMATION | CAPACITY-FACTOR-V1
CHN | China | Weichang wind-solar |  | WKS0061700 | 5 | 42.0825 | 117.0110 | Solar | [5 empty] | Wiki-Solar | https://www.wiki-solar.org | Wiki-Solar | [10 empty] | 7.87 | 7.91 | 7.82 | 7.91 | 7.97 | HYDRO-V1 | HYDRO-V1 | HYDRO-V1 | HYDRO-V1 | HYDRO-V1
CHN | China | Yanqi 1 |  | WKS0062566 | 20.6 | 42.0860 | 86.1100 | Solar | [5 empty] | Wiki-Solar | https://www.wiki-solar.org | Wiki-Solar | [10 empty] | 32.20 | 31.97 | 31.99 | 33.05 | 33.3 | HYDRO-V1 | HYDRO-V1 | HYDRO-V1 | HYDRO-V1 | HYDRO-V1
CHN | China | Yanqi A |  | WKS0066783 | 20 | 42.0940 | 86.1880 | Solar | [5 empty] | Wiki-Solar | https://www.wiki-solar.org | Wiki-Solar | [10 empty] | 32.35 | 31.14 | 32.01 | 33.06 | 33.23 | NO-ESTIMATION | NO-ESTIMATION | NO-ESTIMATION | NO-ESTIMATION | CAPACITY-FACTOR-V1
CHN | China | Urad Zhongqi C |  | WKS0070179 | 20 | 42.1000 | 108.2620 | Solar | [5 empty] | Wiki-Solar | https://www.wiki-solar.org | Wiki-Solar | [10 empty] | 30.33 | 31.22 | 31.31 | 31.70 | 30.86 | SOLAR-V1-NO-AGE | SOLAR-V1-NO-AGE | SOLAR-V1-NO-AGE | SOLAR-V1-NO-AGE | SOLAR-V1-NO-AGE
CHN | China | Yanqi B |  | WKS0066784 | 30 | 42.1040 | 86.1380 | Solar | [5 empty] | Wiki-Solar | https://www.wiki-solar.org | Wiki-Solar | [10 empty] | 44.33 | 43.75 | 43.88 | 45.43 | 45.76 | SOLAR-V1-NO-AGE | SOLAR-V1-NO-AGE | SOLAR-V1-NO-AGE | SOLAR-V1-NO-AGE | SOLAR-V1-NO-AGE
CHN | China | Yanqi C |  | WKS0066785 | 20 | 42.1270 | 86.0630 | Solar | [5 empty] | Wiki-Solar | https://www.wiki-solar.org | Wiki-Solar | [10 empty] | 30.99 | 30.18 | 31.25 | 31.13 | 31.27 | SOLAR-V1-NO-AGE | SOLAR-V1-NO-AGE | SOLAR-V1-NO-AGE | SOLAR-V1-NO-AGE | SOLAR-V1-NO-AGE
CHN | China | Wulataixiang F |  | WKS0070266 | 60 | 42.2360 | 93.8730 | Solar | [5 empty] | Wiki-Solar | https://www.wiki-solar.org | Wiki-Solar | [10 empty] | 90.19 | 89.93 | 91.25 | 91.92 | 95.96 | SOLAR-V1-NO-AGE | SOLAR-V1-NO-AGE | SOLAR-V1-NO-AGE | SOLAR-V1-NO-AGE | SOLAR-V1-NO-AGE
CHN | China | Wulataixiang E |  | WKS0070265 | 60 | 42.2360 | 93.8860 | Solar | [5 empty] | Wiki-Solar | https://www.wiki-solar.org | Wiki-Solar | [10 empty] | 89.67 | 89.93 | 91.25 | 91.60 | 95.96 | SOLAR-V1-NO-AGE | SOLAR-V1-NO-AGE | SOLAR-V1-NO-AGE | SOLAR-V1-NO-AGE | SOLAR-V1-NO-AGE
CHN | China | Wulataixiang D |  | WKS0070264 | 60 | 42.2360 | 93.9000 | Solar | [5 empty] | Wiki-Solar | https://www.wiki-solar.org | Wiki-Solar | [10 empty] | 88.44 | 89.93 | 91.25 | 91.49 | 95.52 | SOLAR-V1-NO-AGE | SOLAR-V1-NO-AGE | SOLAR-V1-NO-AGE | SOLAR-V1-NO-AGE | SOLAR-V1-NO-AGE
CHN | China | Wulataixiang C |  | WKS0070263 | 60 | 42.2360 | 93.9130 | Solar | [5 empty] | Wiki-Solar | https://www.wiki-solar.org | Wiki-Solar | [10 empty] | 89.23 | 90.02 | 91.23 | 91.99 | 95.47 | SOLAR-V1-NO-AGE | SOLAR-V1-NO-AGE | SOLAR-V1-NO-AGE | SOLAR-V1-NO-AGE | SOLAR-V1-NO-AGE
CHN | China | Wulataixiang B |  | WKS0070262 | 50 | 42.2360 | 93.9270 | Solar | [5 empty] | Wiki-Solar | https://www.wiki-solar.org | Wiki-Solar | [10 empty] | 74.34 | 75.43 | 76.07 | 76.92 | 80.17 | SOLAR-V1-NO-AGE | SOLAR-V1-NO-AGE | SOLAR-V1-NO-AGE | SOLAR-V1-NO-AGE | SOLAR-V1-NO-AGE
CHN | China | Toksun |  | WKS0063691 | 971 | 42.2440 | 88.3150 | Solar | [5 empty] | Wiki-Solar | https://www.wiki-solar.org | Wiki-Solar | [10 empty] | 1428.58 | 1476.04 | 1446.77 | 1452.80 | 1446.72 | NO-ESTIMATION | NO-ESTIMATION | NO-ESTIMATION | NO-ESTIMATION | CAPACITY-FACTOR-V1
CHN | China | Toksun I |  | WKS0065021 | 90 | 42.2440 | 88.3150 | Solar | [5 empty] | Wiki-Solar | https://www.wiki-solar.org | Wiki-Solar | [10 empty] | 137.27 | 141.88 | 139.17 | 139.74 | 139.16 | NO-ESTIMATION | NO-ESTIMATION | NO-ESTIMATION | NO-ESTIMATION | CAPACITY-FACTOR-V1
CHN | China | Toksun II |  | WKS0063692 | 70 | 42.2440 | 88.3330 | Solar | [5 empty] | Wiki-Solar | https://www.wiki-solar.org | Wiki-Solar | [10 empty] | 105.46 | 109.04 | 107.06 | 107.11 | 108.23 | NO-ESTIMATION | NO-ESTIMATION | NO-ESTIMATION | NO-ESTIMATION | CAPACITY-FACTOR-V1
CHN | China | Wulataixiang G |  | WKS0070267 | 200 | 42.2480 | 93.8860 | Solar | [5 empty] | Wiki-Solar | https://www.wiki-solar.org | Wiki-Solar | [10 empty] | 302.04 | 301.17 | 305.55 | 306.73 | 321.26 | HYDRO-V1 | HYDRO-V1 | HYDRO-V1 | HYDRO-V1 | HYDRO-V1
CHN | China | Wulataixiang H |  | WKS0070268 | 60 | 42.2480 | 93.9130 | Solar | [5 empty] | Wiki-Solar | https://www.wiki-solar.org | Wiki-Solar | [10 empty] | 88.44 | 89.93 | 91.25 | 91.49 | 95.47 | SOLAR-V1-NO-AGE | SOLAR-V1-NO-AGE | SOLAR-V1-NO-AGE | SOLAR-V1-NO-AGE | SOLAR-V1-NO-AGE
CHN | China | Wulataixiang I |  | WKS0070269 | 60 | 42.2480 | 93.9270 | Solar | [5 empty] | Wiki-Solar | https://www.wiki-solar.org | Wiki-Solar | [10 empty] | 89.23 | 90.02 | 91.23 | 91.99 | 95.72 | SOLAR-V1-NO-AGE | SOLAR-V1-NO-AGE | SOLAR-V1-NO-AGE | SOLAR-V1-NO-AGE | SOLAR-V1-NO-AGE
CHN | China | Wulataixiang J |  | WKS0070270 | 60 | 42.2480 | 93.9470 | Solar | [5 empty] | Wiki-Solar | https://www.wiki-solar.org | Wiki-Solar | [10 empty] | 89.16 | 90.71 | 91.23 | 92.33 | 96.15 | SOLAR-V1-NO-AGE | SOLAR-V1-NO-AGE | SOLAR-V1-NO-AGE | SOLAR-V1-NO-AGE | SOLAR-V1-NO-AGE
CHN | China | Zhenglanqi |  | WKS0065897 | 100 | 42.2680 | 115.8560 | Solar | [5 empty] | Wiki-Solar | https://www.wiki-solar.org | Wiki-Solar | [10 empty] | 150.54 | 151.10 | 154.09 | 152.51 | 154.43 | HYDRO-V1 | HYDRO-V1 | HYDRO-V1 | HYDRO-V1 | HYDRO-V1
CHN | China | Hoxud A |  | WKS0070028 | 40 | 42.3280 | 86.8070 | Solar | [5 empty] | Wiki-Solar | https://www.wiki-solar.org | Wiki-Solar | [10 empty] | 60.06 | 60.65 | 60.74 | 60.45 | 61.26 | NO-ESTIMATION | NO-ESTIMATION | NO-ESTIMATION | NO-ESTIMATION | CAPACITY-FACTOR-V1
CHN | China | Hejing C |  | WKS0070060 | 25 | 42.3470 | 86.1580 | Solar | [5 empty] | Wiki-Solar | https://www.wiki-solar.org | Wiki-Solar | [10 empty] | 37.88 | 38.23 | 38.25 | 38.21 | 38.47 | NO-ESTIMATION | NO-ESTIMATION | NO-ESTIMATION | NO-ESTIMATION | CAPACITY-FACTOR-V1
CHN | China | Zhenglanqi A |  | WKS0070185 | 50 | 42.3520 | 115.8580 | Solar | [5 empty] | Wiki-Solar | https://www.wiki-solar.org | Wiki-Solar | [10 empty] | 74.62 | 75.00 | 76.65 | 76.29 | 76.74 | HYDRO-V1 | HYDRO-V1 | HYDRO-V1 | HYDRO-V1 | HYDRO-V1
CHN | China | Hejing B |  | WKS0070059 | 30 | 42.3610 | 86.2270 | Solar | [5 empty] | Wiki-Solar | https://www.wiki-solar.org | Wiki-Solar | [10 empty] | 45.02 | 45.43 | 45.54 | 45.50 | 45.81 | HYDRO-V1 | HYDRO-V1 | HYDRO-V1 | HYDRO-V1 | HYDRO-V1
CHN | China | Ha`ermodun A |  | WKS0066786 | 20 | 42.3630 | 86.0440 | Solar | [5 empty] | Wiki-Solar | https://www.wiki-solar.org | Wiki-Solar | [10 empty] | 31.83 | 32.27 | 31.55 | 32.14 | 32.36 | HYDRO-V1 | HYDRO-V1 | HYDRO-V1 | HYDRO-V1 | HYDRO-V1
CHN | China | Hejing A |  | WKS0070058 | 30 | 42.3660 | 86.2740 | Solar | [5 empty] | Wiki-Solar | https://www.wiki-solar.org | Wiki-Solar | [10 empty] | 45.02 | 45.43 | 45.54 | 45.50 | 45.81 | SOLAR-V1-NO-AGE | SOLAR-V1-NO-AGE | SOLAR-V1-NO-AGE | SOLAR-V1-NO-AGE | SOLAR-V1-NO-AGE
CHN | China | Hejing D |  | WKS0070061 | 20 | 42.3670 | 86.2600 | Solar | [5 empty] | Wiki-Solar | https://www.wiki-solar.org | Wiki-Solar | [10 empty] | 31.87 | 32.27 | 32.20 | 32.26 | 32.46 | SOLAR-V1-NO-AGE | SOLAR-V1-NO-AGE | SOLAR-V1-NO-AGE | SOLAR-V1-NO-AGE | SOLAR-V1-NO-AGE
CHN | China | Zhengxiangbaiqi A |  | WKS0070186 | 20 | 42.3720 | 115.1800 | Solar | [5 empty] | Wiki-Solar | https://www.wiki-solar.org | Wiki-Solar | [10 empty] | 31.74 | 32.09 | 32.30 | 33.14 | 32.42 | NO-ESTIMATION | NO-ESTIMATION | NO-ESTIMATION | NO-ESTIMATION | CAPACITY-FACTOR-V1
CHN | China | Hejing F |  | WKS0070063 | 30 | 42.3810 | 86.2270 | Solar | [5 empty] | Wiki-Solar | https://www.wiki-solar.org | Wiki-Solar | [10 empty] | 45.02 | 45.44 | 45.48 | 45.50 | 45.81 | NO-ESTIMATION | NO-ESTIMATION | NO-ESTIMATION | NO-ESTIMATION | CAPACITY-FACTOR-V1
CHN | China | Hejing E |  | WKS0070062 | 30 | 42.3810 | 86.2450 | Solar | [5 empty] | Wiki-Solar | https://www.wiki-solar.org | Wiki-Solar | [10 empty] | 45.02 | 45.44 | 45.48 | 45.50 | 45.81 | NO-ESTIMATION | NO-ESTIMATION | NO-ESTIMATION | NO-ESTIMATION | CAPACITY-FACTOR-V1
CHN | China | Xillinguole Xianghuangqi |  | WRI1025989 | 20 | 42.4200 | 114.5700 | Solar |  |  |  |  | SEC Northern Energy Holding Company | UNFCCC CDM | https://cdm.unfccc.int/filestorage/F/I/D/FIDNHRQ6XU249OMVS7KJP3LBT85ZC0/Project%20PDD.pdf?t=SGt8b2o5aGR6fDBRX6viX59Gl81agdINDNVX | [11 empty] | 31.84 | 32.18 | 32.30 | 32.73 | 32.56 | NO-ESTIMATION | NO-ESTIMATION | NO-ESTIMATION | NO-ESTIMATION | CAPACITY-FACTOR-V1
CHN | China | Wulataixiang A |  | WKS0070261 | 100 | 42.4280 | 93.9750 | Solar | [5 empty] | Wiki-Solar | https://www.wiki-solar.org | Wiki-Solar | [10 empty] | 153.82 | 154.83 | 155.11 | 151.37 | 153.66 | NO-ESTIMATION | NO-ESTIMATION | NO-ESTIMATION | NO-ESTIMATION | CAPACITY-FACTOR-V1
CHN | China | Siziwang A |  | WKS0070182 | 25 | 42.5740 | 111.0950 | Solar | [5 empty] | Wiki-Solar | https://www.wiki-solar.org | Wiki-Solar | [10 empty] | 36.83 | 37.40 | 35.92 | 38.03 | 37.09 | NO-ESTIMATION | NO-ESTIMATION | NO-ESTIMATION | NO-ESTIMATION | CAPACITY-FACTOR-V1
CHN | China | Hongxing Erchang G |  | WKS0070260 | 20 | 42.8510 | 93.2310 | Solar | [5 empty] | Wiki-Solar | https://www.wiki-solar.org | Wiki-Solar | [10 empty] | 31.48 | 32.13 | 32.55 | 32.80 | 33.15 | NO-ESTIMATION | NO-ESTIMATION | NO-ESTIMATION | NO-ESTIMATION | CAPACITY-FACTOR-V1
CHN | China | Hongxing Erchang B |  | WKS0068089 | 50 | 42.8520 | 93.2490 | Solar | [5 empty] | Wiki-Solar | https://www.wiki-solar.org | Wiki-Solar | [10 empty] | 74.73 | 75.68 | 76.64 | 76.76 | 77.95 | NO-ESTIMATION | NO-ESTIMATION | NO-ESTIMATION | NO-ESTIMATION | CAPACITY-FACTOR-V1
CHN | China | Hongxing Erchang F |  | WKS0070067 | 50 | 42.8540 | 93.1980 | Solar | [5 empty] | Wiki-Solar | https://www.wiki-solar.org | Wiki-Solar | [10 empty] | 74.75 | 75.74 | 76.59 | 76.70 | 78.09 | NO-ESTIMATION | NO-ESTIMATION | NO-ESTIMATION | NO-ESTIMATION | CAPACITY-FACTOR-V1
CHN | China | Hongxing Erchang C |  | WKS0068090 | 30 | 42.8570 | 93.2340 | Solar | [5 empty] | Wiki-Solar | https://www.wiki-solar.org | Wiki-Solar | [10 empty] | 44.36 | 45.18 | 45.85 | 46.18 | 46.87 | NO-ESTIMATION | NO-ESTIMATION | NO-ESTIMATION | NO-ESTIMATION | CAPACITY-FACTOR-V1
CHN | China | Hongxing Erchang D |  | WKS0068091 | 30 | 42.8600 | 93.2240 | Solar | [5 empty] | Wiki-Solar | https://www.wiki-solar.org | Wiki-Solar | [10 empty] | 44.36 | 45.18 | 45.85 | 46.18 | 46.87 | NO-ESTIMATION | NO-ESTIMATION | NO-ESTIMATION | NO-ESTIMATION | CAPACITY-FACTOR-V1
CHN | China | Hongxing Er'chang |  | WKS0068082 | 20 | 42.8600 | 93.2570 | Solar | [5 empty] | Wiki-Solar | https://www.wiki-solar.org | Wiki-Solar | [10 empty] | 31.48 | 32.13 | 32.66 | 32.78 | 33.13 | NO-ESTIMATION | NO-ESTIMATION | NO-ESTIMATION | NO-ESTIMATION | CAPACITY-FACTOR-V1
CHN | China | Hongxing Erchang E |  | WKS0070066 | 50 | 42.8610 | 93.2070 | Solar | [5 empty] | Wiki-Solar | https://www.wiki-solar.org | Wiki-Solar | [10 empty] | 74.73 | 75.83 | 76.39 | 76.55 | 77.84 | NO-ESTIMATION | NO-ESTIMATION | NO-ESTIMATION | NO-ESTIMATION | CAPACITY-FACTOR-V1
CHN | China | Hongxing Erchang A |  | WKS0068088 | 20 | 42.8610 | 93.2440 | Solar | [5 empty] | Wiki-Solar | https://www.wiki-solar.org | Wiki-Solar | [10 empty] | 31.48 | 32.13 | 32.66 | 32.80 | 33.19 | NO-ESTIMATION | NO-ESTIMATION | NO-ESTIMATION | NO-ESTIMATION | CAPACITY-FACTOR-V1
CHN | China | Shanshan CPI |  | WKS0063029 | 30 | 42.9600 | 90.0720 | Solar | [5 empty] | Wiki-Solar | https://www.wiki-solar.org | Wiki-Solar | [10 empty] | 45.71 | 46.03 | 46.46 | 45.58 | 46.98 | NO-ESTIMATION | NO-ESTIMATION | NO-ESTIMATION | NO-ESTIMATION | CAPACITY-FACTOR-V1
CHN | China | Shanshan J |  | WKS0070259 | 50 | 42.9610 | 90.0290 | Solar | [5 empty] | Wiki-Solar | https://www.wiki-solar.org | Wiki-Solar | [10 empty] | 75.89 | 76.65 | 75.99 | 75.75 | 77.12 | NO-ESTIMATION | NO-ESTIMATION | NO-ESTIMATION | NO-ESTIMATION | CAPACITY-FACTOR-V1
CHN | China | Shanshan 3 |  | WKS0062569 | 50 | 42.9640 | 90.0580 | Solar | [5 empty] | Wiki-Solar | https://www.wiki-solar.org | Wiki-Solar | [10 empty] | 75.97 | 76.87 | 76.79 | 75.94 | 76.29 | NO-ESTIMATION | NO-ESTIMATION | NO-ESTIMATION | NO-ESTIMATION | CAPACITY-FACTOR-V1
CHN | China | Shanshan A |  | WKS0066609 | 20 | 42.9640 | 90.0720 | Solar | [5 empty] | Wiki-Solar | https://www.wiki-solar.org | Wiki-Solar | [10 empty] | 32.32 | 32.69 | 32.82 | 32.35 | 33.2 | NO-ESTIMATION | NO-ESTIMATION | NO-ESTIMATION | NO-ESTIMATION | CAPACITY-FACTOR-V1
CHN | China | Shanshan G |  | WKS0066615 | 50 | 42.9650 | 89.9980 | Solar | [5 empty] | Wiki-Solar | https://www.wiki-solar.org | Wiki-Solar | [10 empty] | 74.74 | 76.66 | 75.07 | 73.95 | 76.64 | NO-ESTIMATION | NO-ESTIMATION | NO-ESTIMATION | NO-ESTIMATION | CAPACITY-FACTOR-V1
CHN | China | Shanshan 2 |  | WKS0062568 | 20 | 42.9690 | 90.0760 | Solar | [5 empty] | Wiki-Solar | https://www.wiki-solar.org | Wiki-Solar | [10 empty] | 32.37 | 32.69 | 32.86 | 32.35 | 33.36 | NO-ESTIMATION | NO-ESTIMATION | NO-ESTIMATION | NO-ESTIMATION | CAPACITY-FACTOR-V1
CHN | China | CTGNE Shanshan Phase I |  | WRI1026002 | 20 | 42.9700 | 89.9990 | Solar | [5 empty] | UNFCCC CDM | http://cdm.unfccc.int/filestorage/d/y/VUOEZ2GHL4IWF9MJDAQRX5CT8YK730.pdf/PDD.pdf?t=QTN8b2o5eG5xfDA-p3m-kHPSNlpUGOh4kwD5 | [11 empty] | 31.67 | 32.90 | 32.01 | 32.15 | 32.58 | NO-ESTIMATION | NO-ESTIMATION | NO-ESTIMATION | NO-ESTIMATION | CAPACITY-FACTOR-V1
CHN | China | Shanshan H |  | WKS0070258 | 20 | 42.9720 | 90.0280 | Solar | [5 empty] | Wiki-Solar | https://www.wiki-solar.org | Wiki-Solar | [10 empty] | 31.46 | 32.72 | 32.36 | 32.30 | 32.9 | NO-ESTIMATION | NO-ESTIMATION | NO-ESTIMATION | NO-ESTIMATION | CAPACITY-FACTOR-V1
CHN | China | Shanshan F |  | WKS0066614 | 20 | 42.9740 | 90.0150 | Solar | [5 empty] | Wiki-Solar | https://www.wiki-solar.org | Wiki-Solar | [10 empty] | 31.67 | 32.90 | 32.01 | 32.15 | 32.58 | NO-ESTIMATION | NO-ESTIMATION | NO-ESTIMATION | NO-ESTIMATION | CAPACITY-FACTOR-V1
CHN | China | Shanshan B |  | WKS0066610 | 20 | 42.9770 | 90.0760 | Solar | [5 empty] | Wiki-Solar | https://www.wiki-solar.org | Wiki-Solar | [10 empty] | 32.37 | 32.69 | 32.86 | 32.35 | 33.36 | NO-ESTIMATION | NO-ESTIMATION | NO-ESTIMATION | NO-ESTIMATION | CAPACITY-FACTOR-V1
CHN | China | Shanshan Phase I |  | WRI1026010 | 20 | 42.9800 | 90.0010 | Solar | [5 empty] | UNFCCC CDM | https://cdm.unfccc.int/filestorage/7/v/G0YWER2KP7DFT4S6BUJCI3VXH98MLZ.pdf/PDD_Shanshan.pdf?t=YVR8b2o5ejZpfDDta9BwGLba2NH9tCKgtbn7 | [11 empty] | 31.82 | 32.88 | 32.25 | 32.80 | 32.85 | NO-ESTIMATION | NO-ESTIMATION | NO-ESTIMATION | NO-ESTIMATION | CAPACITY-FACTOR-V1
CHN | China | Shanshan D |  | WKS0066612 | 20 | 42.9810 | 90.0180 | Solar | [5 empty] | Wiki-Solar | https://www.wiki-solar.org | Wiki-Solar | [10 empty] | 31.65 | 32.89 | 31.94 | 32.78 | 32.23 | NO-ESTIMATION | NO-ESTIMATION | NO-ESTIMATION | NO-ESTIMATION | CAPACITY-FACTOR-V1
CHN | China | Shanshan C |  | WKS0066611 | 20 | 42.9810 | 90.0400 | Solar | [5 empty] | Wiki-Solar | https://www.wiki-solar.org | Wiki-Solar | [10 empty] | 32.36 | 32.75 | 32.43 | 32.41 | 32.88 | NO-ESTIMATION | NO-ESTIMATION | NO-ESTIMATION | NO-ESTIMATION | CAPACITY-FACTOR-V1
CHN | China | Shanshan E |  | WKS0066613 | 20 | 42.9820 | 90.0050 | Solar | [5 empty] | Wiki-Solar | https://www.wiki-solar.org | Wiki-Solar | [10 empty] | 31.82 | 32.89 | 32.25 | 32.89 | 33.35 | NO-ESTIMATION | NO-ESTIMATION | NO-ESTIMATION | NO-ESTIMATION | CAPACITY-FACTOR-V1
CHN | China | SPIP} W |  | WKS0072819 | 20 | 43.0000 | 93.6510 | Solar | [5 empty] | Wiki-Solar | https://www.wiki-solar.org | Wiki-Solar | [10 empty] | 31.42 | 31.03 | 31.50 | 31.30 | 31.9 | NO-ESTIMATION | NO-ESTIMATION | NO-ESTIMATION | NO-ESTIMATION | CAPACITY-FACTOR-V1
CHN | China | SPIP} V |  | WKS0072818 | 20 | 43.0050 | 93.6550 | Solar | [5 empty] | Wiki-Solar | https://www.wiki-solar.org | Wiki-Solar | [10 empty] | 31.42 | 30.73 | 31.50 | 31.30 | 31.85 | NO-ESTIMATION | NO-ESTIMATION | NO-ESTIMATION | NO-ESTIMATION | CAPACITY-FACTOR-V1
CHN | China | Kumul |  | WKS0062230 | 29.8 | 43.0070 | 93.6300 | Solar | [5 empty] | Wiki-Solar | https://www.wiki-solar.org | Wiki-Solar | [10 empty] | 44.07 | 43.42 | 44.07 | 43.97 | 44.87 | NO-ESTIMATION | NO-ESTIMATION | NO-ESTIMATION | NO-ESTIMATION | CAPACITY-FACTOR-V1
CHN | China | Horqin 20 |  | WKS0067937 | 20 | 43.0090 | 120.8000 | Solar | [5 empty] | Wiki-Solar | https://www.wiki-solar.org | Wiki-Solar | [10 empty] | 30.87 | 28.61 | 29.12 | 30.45 | 30.15 | NO-ESTIMATION | NO-ESTIMATION | NO-ESTIMATION | NO-ESTIMATION | CAPACITY-FACTOR-V1
CHN | China | Horqin 40 |  | WKS0067936 | 40 | 43.0090 | 120.8050 | Solar | [5 empty] | Wiki-Solar | https://www.wiki-solar.org | Wiki-Solar | [10 empty] | 58.50 | 53.74 | 54.78 | 57.24 | 56.82 | SOLAR-V1-NO-AGE | SOLAR-V1-NO-AGE | SOLAR-V1-NO-AGE | SOLAR-V1-NO-AGE | SOLAR-V1-NO-AGE
CHN | China | SPIP} Hami HP |  | WKS0061717 | 40 | 43.0090 | 93.6160 | Solar | [5 empty] | Wiki-Solar | https://www.wiki-solar.org | Wiki-Solar | [10 empty] | 59.56 | 58.54 | 59.07 | 59.15 | 61.09 | SOLAR-V1-NO-AGE | SOLAR-V1-NO-AGE | SOLAR-V1-NO-AGE | SOLAR-V1-NO-AGE | SOLAR-V1-NO-AGE
CHN | China | SPIP} E |  | WKS0065083 | 50 | 43.0100 | 93.5880 | Solar | [5 empty] | Wiki-Solar | https://www.wiki-solar.org | Wiki-Solar | [10 empty] | 74.99 | 73.29 | 74.86 | 74.04 | 77.43 | SOLAR-V1-NO-AGE | SOLAR-V1-NO-AGE | SOLAR-V1-NO-AGE | SOLAR-V1-NO-AGE | SOLAR-V1-NO-AGE
CHN | China | Datang Hami |  | WRI1025990 | 20 | 43.0100 | 93.6020 | Solar |  |  |  |  | DaTang Xinjiang Power Generation Co. Ltd. | UNFCCC CDM | http://cdm.unfccc.int/UserManagement/FileStorage/I4QBKUALC3HJOPYDVW70TEM2XFSG19 |  | 1088017 | [9 empty] | 31.46 | 31.03 | 31.23 | 31.36 | 32.75 | HYDRO-V1 | HYDRO-V1 | HYDRO-V1 | HYDRO-V1 | HYDRO-V1
CHN | China | SPIP} Shichengzi V |  | WKS0068065 | 20 | 43.0100 | 93.6020 | Solar | [5 empty] | Wiki-Solar | https://www.wiki-solar.org | Wiki-Solar | [10 empty] | 31.46 | 31.03 | 31.23 | 31.36 | 32.75 | NO-ESTIMATION | NO-ESTIMATION | NO-ESTIMATION | NO-ESTIMATION | CAPACITY-FACTOR-V1
CHN | China | Zhongdiantou Hami |  | WRI1026000 | 20 | 43.0100 | 93.6290 | Solar | [5 empty] | UNFCCC CDM | http://cdm.unfccc.int/filestorage/j/j/P41J2N9053ZGYSCVLU6DABIMORKQHX.pdf/PDD_CPI%20Hami%20Solar_08Aug2012_clean.pdf?t=eXd8b2o5eGdwfDAyQRM3p9Uws72FKophjkH4 | [11 empty] | 31.41 | 31.03 | 31.43 | 31.46 | 32.06 | NO-ESTIMATION | NO-ESTIMATION | NO-ESTIMATION | NO-ESTIMATION | CAPACITY-FACTOR-V1
CHN | China | SPIP} U |  | WKS0072817 | 20 | 43.0100 | 93.6490 | Solar | [5 empty] | Wiki-Solar | https://www.wiki-solar.org | Wiki-Solar | [10 empty] | 31.42 | 31.03 | 31.50 | 31.30 | 31.85 | NO-ESTIMATION | NO-ESTIMATION | NO-ESTIMATION | NO-ESTIMATION | CAPACITY-FACTOR-V1
CHN | China | SPIP} A |  | WKS0065078 | 10 | 43.0120 | 93.6350 | Solar | [5 empty] | Wiki-Solar | https://www.wiki-solar.org | Wiki-Solar | [10 empty] | 15.23 | 14.82 | 15.13 | 15.24 | 15.53 | NO-ESTIMATION | NO-ESTIMATION | NO-ESTIMATION | NO-ESTIMATION | CAPACITY-FACTOR-V1
CHN | China | SPIP} Hami Jianye |  | WKS0068055 | 20 | 43.0150 | 93.6550 | Solar | [5 empty] | Wiki-Solar | https://www.wiki-solar.org | Wiki-Solar | [10 empty] | 31.42 | 30.73 | 31.45 | 31.30 | 31.85 | NO-ESTIMATION | NO-ESTIMATION | NO-ESTIMATION | NO-ESTIMATION | CAPACITY-FACTOR-V1
CHN | China | SPIP} C |  | WKS0065081 | 20 | 43.0170 | 93.6190 | Solar | [5 empty] | Wiki-Solar | https://www.wiki-solar.org | Wiki-Solar | [10 empty] | 31.41 | 31.03 | 31.43 | 31.46 | 32.06 | SOLAR-V1-NO-AGE | SOLAR-V1-NO-AGE | SOLAR-V1-NO-AGE | SOLAR-V1-NO-AGE | SOLAR-V1-NO-AGE
CHN | China | SPIP} M |  | WKS0070047 | 40 | 43.0170 | 93.6330 | Solar | [5 empty] | Wiki-Solar | https://www.wiki-solar.org | Wiki-Solar | [10 empty] | 59.58 | 58.54 | 59.57 | 58.96 | 60.19 | SOLAR-V1-NO-AGE | SOLAR-V1-NO-AGE | SOLAR-V1-NO-AGE | SOLAR-V1-NO-AGE | SOLAR-V1-NO-AGE
CHN | China | SPIP} S |  | WKS0072815 | 20 | 43.0170 | 93.6480 | Solar | [5 empty] | Wiki-Solar | https://www.wiki-solar.org | Wiki-Solar | [10 empty] | 31.42 | 30.73 | 31.50 | 31.30 | 31.85 | SOLAR-V1-NO-AGE | SOLAR-V1-NO-AGE | SOLAR-V1-NO-AGE | SOLAR-V1-NO-AGE | SOLAR-V1-NO-AGE
CHN | China | SPIP} B |  | WKS0065080 | 20 | 43.0180 | 93.5850 | Solar | [5 empty] | Wiki-Solar | https://www.wiki-solar.org | Wiki-Solar | [10 empty] | 31.51 | 31.03 | 31.43 | 31.37 | 32.75 | SOLAR-V1-NO-AGE | SOLAR-V1-NO-AGE | SOLAR-V1-NO-AGE | SOLAR-V1-NO-AGE | SOLAR-V1-NO-AGE
CHN | China | SPIP} Hami CGN |  | WKS0062235 | 20.4 | 43.0180 | 93.5930 | Solar | [5 empty] | Wiki-Solar | https://www.wiki-solar.org | Wiki-Solar | [10 empty] | 32.05 | 31.61 | 31.82 | 31.94 | 33.36 | SOLAR-V1-NO-AGE | SOLAR-V1-NO-AGE | SOLAR-V1-NO-AGE | SOLAR-V1-NO-AGE | SOLAR-V1-NO-AGE
CHN | China | SPIP} D |  | WKS0065082 | 20 | 43.0180 | 93.6110 | Solar | [5 empty] | Wiki-Solar | https://www.wiki-solar.org | Wiki-Solar | [10 empty] | 31.41 | 31.03 | 31.43 | 31.40 | 32.32 | SOLAR-V1-NO-AGE | SOLAR-V1-NO-AGE | SOLAR-V1-NO-AGE | SOLAR-V1-NO-AGE | SOLAR-V1-NO-AGE
CHN | China | SPIP} T |  | WKS0072816 | 20 | 43.0180 | 93.6550 | Solar | [5 empty] | Wiki-Solar | https://www.wiki-solar.org | Wiki-Solar | [10 empty] | 31.42 | 30.73 | 31.39 | 31.30 | 31.85 | SOLAR-V1-NO-AGE | SOLAR-V1-NO-AGE | SOLAR-V1-NO-AGE | SOLAR-V1-NO-AGE | SOLAR-V1-NO-AGE
CHN | China | TBEA Hami |  | WRI1026354 | 20 | 43.0200 | 93.6330 | Solar | [5 empty] | UNFCCC CDM | http://cdm.unfccc.int/Projects/DB/CEC1350629722.5/history | [11 empty] | 31.42 | 31.03 | 31.50 | 31.30 | 31.9 | SOLAR-V1-NO-AGE | SOLAR-V1-NO-AGE | SOLAR-V1-NO-AGE | SOLAR-V1-NO-AGE | SOLAR-V1-NO-AGE
CHN | China | SPIP} N |  | WKS0070048 | 8 | 43.0240 | 93.6390 | Solar | [5 empty] | Wiki-Solar | https://www.wiki-solar.org | Wiki-Solar | [10 empty] | 12.24 | 11.75 | 12.01 | 12.16 | 12.3 | SOLAR-V1-NO-AGE | SOLAR-V1-NO-AGE | SOLAR-V1-NO-AGE | SOLAR-V1-NO-AGE | SOLAR-V1-NO-AGE
CHN | China | SPIP} Hami Y |  | WKS0073630 | 20 | 43.0240 | 93.6530 | Solar | [5 empty] | Wiki-Solar | https://www.wiki-solar.org | Wiki-Solar | [10 empty] | 31.42 | 30.73 | 31.39 | 31.30 | 31.89 | NO-ESTIMATION | NO-ESTIMATION | NO-ESTIMATION | NO-ESTIMATION | CAPACITY-FACTOR-V1
CHN | China | SPIP} X |  | WKS0072820 | 10 | 43.0250 | 93.6090 | Solar | [5 empty] | Wiki-Solar | https://www.wiki-solar.org | Wiki-Solar | [10 empty] | 15.22 | 14.82 | 15.10 | 15.32 | 15.73 | NO-ESTIMATION | NO-ESTIMATION | NO-ESTIMATION | NO-ESTIMATION | CAPACITY-FACTOR-V1
CHN | China | SPIP} Shichengzi |  | WKS0061770 | 20.4 | 43.0260 | 93.5920 | Solar | [5 empty] | Wiki-Solar | https://www.wiki-solar.org | Wiki-Solar | [10 empty] | 32.05 | 31.61 | 31.82 | 31.99 | 33.27 | SOLAR-V1-NO-AGE | SOLAR-V1-NO-AGE | SOLAR-V1-NO-AGE | SOLAR-V1-NO-AGE | SOLAR-V1-NO-AGE
CHN | China | SPIP} G |  | WKS0070042 | 20 | 43.0260 | 93.6290 | Solar | [5 empty] | Wiki-Solar | https://www.wiki-solar.org | Wiki-Solar | [10 empty] | 31.42 | 31.03 | 31.50 | 31.30 | 31.9 | SOLAR-V1-NO-AGE | SOLAR-V1-NO-AGE | SOLAR-V1-NO-AGE | SOLAR-V1-NO-AGE | SOLAR-V1-NO-AGE
CHN | China | SPIP} P |  | WKS0070049 | 30 | 43.0330 | 93.6520 | Solar | [5 empty] | Wiki-Solar | https://www.wiki-solar.org | Wiki-Solar | [10 empty] | 44.38 | 43.26 | 44.32 | 44.11 | 44.93 | NO-ESTIMATION | NO-ESTIMATION | NO-ESTIMATION | NO-ESTIMATION | CAPACITY-FACTOR-V1
CHN | China | SPIP} K |  | WKS0070045 | 20 | 43.0350 | 93.6200 | Solar | [5 empty] | Wiki-Solar | https://www.wiki-solar.org | Wiki-Solar | [10 empty] | 31.42 | 31.03 | 31.50 | 31.30 | 31.96 | NO-ESTIMATION | NO-ESTIMATION | NO-ESTIMATION | NO-ESTIMATION | CAPACITY-FACTOR-V1
CHN | China | SPIP} L |  | WKS0070046 | 20 | 43.0350 | 93.6290 | Solar | [5 empty] | Wiki-Solar | https://www.wiki-solar.org | Wiki-Solar | [10 empty] | 31.42 | 30.73 | 31.50 | 31.30 | 31.85 | SOLAR-V1-NO-AGE | SOLAR-V1-NO-AGE | SOLAR-V1-NO-AGE | SOLAR-V1-NO-AGE | SOLAR-V1-NO-AGE
CHN | China | SPIP} Hami PC |  | WKS0065369 | 50 | 43.0360 | 93.6110 | Solar | [5 empty] | Wiki-Solar | https://www.wiki-solar.org | Wiki-Solar | [10 empty] | 74.76 | 73.29 | 74.42 | 73.76 | 75.3 | HYDRO-V1 | HYDRO-V1 | HYDRO-V1 | HYDRO-V1 | HYDRO-V1
CHN | China | SPIP} Q |  | WKS0070050 | 20 | 43.0380 | 93.5940 | Solar | [5 empty] | Wiki-Solar | https://www.wiki-solar.org | Wiki-Solar | [10 empty] | 31.41 | 31.03 | 31.43 | 31.46 | 32.16 | NO-ESTIMATION | NO-ESTIMATION | NO-ESTIMATION | NO-ESTIMATION | CAPACITY-FACTOR-V1
CHN | China | Tianrun Hami |  | WRI1026003 | 20 | 43.0400 | 93.6030 | Solar | [5 empty] | UNFCCC CDM | http://cdm.unfccc.int/filestorage/h/d/157OKZRWJY64N0FXQICG8T2VBP9H3M.pdf/8644%20PDD.pdf?t=eTB8b2o5eHFnfDAgIsY2E5rdje19Jqq-1RzS | [11 empty] | 31.48 | 31.03 | 31.50 | 31.30 | 31.9 | NO-ESTIMATION | NO-ESTIMATION | NO-ESTIMATION | NO-ESTIMATION | CAPACITY-FACTOR-V1
CHN | China | SPIP} F |  | WKS0070041 | 50 | 43.0430 | 93.6540 | Solar | [5 empty] | Wiki-Solar | https://www.wiki-solar.org | Wiki-Solar | [10 empty] | 74.76 | 72.54 | 74.03 | 73.89 | 75.44 | NO-ESTIMATION | NO-ESTIMATION | NO-ESTIMATION | NO-ESTIMATION | CAPACITY-FACTOR-V1
CHN | China | SPIP} H |  | WKS0070043 | 20 | 43.0440 | 93.6280 | Solar | [5 empty] | Wiki-Solar | https://www.wiki-solar.org | Wiki-Solar | [10 empty] | 31.42 | 30.73 | 31.45 | 31.30 | 31.85 | SOLAR-V1-NO-AGE | SOLAR-V1-NO-AGE | SOLAR-V1-NO-AGE | SOLAR-V1-NO-AGE | SOLAR-V1-NO-AGE
CHN | China | SPIP} Hami CPV |  | WKS0063552 | 16.4 | 43.0450 | 93.6470 | Solar | [5 empty] | Wiki-Solar | https://www.wiki-solar.org | Wiki-Solar | [10 empty] | 25.43 | 24.87 | 25.39 | 25.43 | 25.93 | HYDRO-V1 | HYDRO-V1 | HYDRO-V1 | HYDRO-V1 | HYDRO-V1
CHN | China | SPIP} R |  | WKS0070051 | 20 | 43.0460 | 93.5940 | Solar | [5 empty] | Wiki-Solar | https://www.wiki-solar.org | Wiki-Solar | [10 empty] | 31.41 | 31.03 | 31.50 | 31.30 | 31.9 | NO-ESTIMATION | NO-ESTIMATION | NO-ESTIMATION | NO-ESTIMATION | CAPACITY-FACTOR-V1
CHN | China | SPIP} J |  | WKS0070044 | 20 | 43.0460 | 93.6200 | Solar | [5 empty] | Wiki-Solar | https://www.wiki-solar.org | Wiki-Solar | [10 empty] | 31.42 | 30.73 | 31.50 | 31.30 | 31.85 | NO-ESTIMATION | NO-ESTIMATION | NO-ESTIMATION | NO-ESTIMATION | CAPACITY-FACTOR-V1
CHN | China | SPIP} Hami CPV II |  | WKS0063554 | 17 | 43.0460 | 93.6380 | Solar | [5 empty] | Wiki-Solar | https://www.wiki-solar.org | Wiki-Solar | [10 empty] | 26.33 | 25.75 | 26.34 | 26.34 | 26.8 | HYDRO-V1 | HYDRO-V1 | HYDRO-V1 | HYDRO-V1 | HYDRO-V1
CHN | China | Turpan wind-solar |  | WKS0061715 | 50 | 43.0750 | 88.9200 | Solar | [5 empty] | Wiki-Solar | https://www.wiki-solar.org | Wiki-Solar | [10 empty] | 75.71 | 78.36 | 75.91 | 75.57 | 75.53 | HYDRO-V1 | HYDRO-V1 | HYDRO-V1 | HYDRO-V1 | HYDRO-V1
CHN | China | Tuan |  | WKS0063350 | 20.2 | 43.0780 | 88.9030 | Solar | [5 empty] | Wiki-Solar | https://www.wiki-solar.org | Wiki-Solar | [10 empty] | 32.00 | 33.50 | 32.46 | 32.67 | 32.45 | HYDRO-V1 | HYDRO-V1 | HYDRO-V1 | HYDRO-V1 | HYDRO-V1
CHN | China | Zhongdiantou Hetianerqi |  | WRI1026004 | 20 | 43.1200 | 89.3740 | Solar | [5 empty] | UNFCCC CDM | https://cdm.unfccc.int/filestorage/v/4/4LG0VIF9CY6BO3NXR8A7K1UEW5PMQT.pdf/PDD%20ver04.pdf?t=eUd8b2o5eHdrfDB70Pkmm7dEJv3K0-5RTZ4C | [11 empty] | 31.68 | 32.96 | 32.09 | 32.26 | 33.06 | SOLAR-V1-NO-AGE | SOLAR-V1-NO-AGE | SOLAR-V1-NO-AGE | SOLAR-V1-NO-AGE | SOLAR-V1-NO-AGE
CHN | China | Tulufan D |  | WKS0065040 | 20 | 43.1270 | 89.3440 | Solar | [5 empty] | Wiki-Solar | https://www.wiki-solar.org | Wiki-Solar | [10 empty] | 31.72 | 33.01 | 32.26 | 32.45 | 32.86 | NO-ESTIMATION | NO-ESTIMATION | NO-ESTIMATION | NO-ESTIMATION | CAPACITY-FACTOR-V1
CHN | China | Datang Tulufan |  | WRI1025991 | 20 | 43.1300 | 89.3130 | Solar |  |  |  |  | DaTang Xinjiang Power Generation Co. Ltd. | UNFCCC CDM | http://cdm.unfccc.int/filestorage/l/6/2I4MQ3UFCR9SGZVXO1Y0J867DNTALH.pdf/1%20PDD-version%2002-2012_12_18_Clean.pdf.pdf?t=YWV8b2o5c2RofDAQ51sgVxOWP1im9N0pybsd | [11 empty] | 31.72 | 33.25 | 32.27 | 32.28 | 32.48 | HYDRO-V1 | HYDRO-V1 | HYDRO-V1 | HYDRO-V1 | HYDRO-V1
CHN | China | Zhongdiantou Tulufan |  | WRI1026008 | 20 | 43.1300 | 89.3810 | Solar | [5 empty] | UNFCCC CDM | https://cdm.unfccc.int/filestorage/v/4/4LG0VIF9CY6BO3NXR8A7K1UEW5PMQT.pdf/PDD%20ver04.pdf?t=eUd8b2o5eHdrfDB70Pkmm7dEJv3K0-5RTZ4C | [11 empty] | 31.72 | 33.01 | 32.26 | 32.45 | 32.86 | SOLAR-V1-NO-AGE | SOLAR-V1-NO-AGE | SOLAR-V1-NO-AGE | SOLAR-V1-NO-AGE | SOLAR-V1-NO-AGE
CHN | China | Liushuquan CPI I |  | WKS0068087 | 20 | 43.1330 | 92.8950 | Solar | [5 empty] | Wiki-Solar | https://www.wiki-solar.org | Wiki-Solar | [10 empty] | 32.23 | 33.68 | 32.52 | 32.37 | 33.27 | SOLAR-V1-NO-AGE | SOLAR-V1-NO-AGE | SOLAR-V1-NO-AGE | SOLAR-V1-NO-AGE | SOLAR-V1-NO-AGE
CHN | China | Liushuquan SSE |  | WKS0071490 | 60 | 43.1330 | 92.9140 | Solar | [5 empty] | Wiki-Solar | https://www.wiki-solar.org | Wiki-Solar | [10 empty] | 91.78 | 95.55 | 91.95 | 91.55 | 93.34 | SOLAR-V1-NO-AGE | SOLAR-V1-NO-AGE | SOLAR-V1-NO-AGE | SOLAR-V1-NO-AGE | SOLAR-V1-NO-AGE
CHN | China | Tulufan B |  | WKS0065038 | 20 | 43.1340 | 89.3190 | Solar | [5 empty] | Wiki-Solar | https://www.wiki-solar.org | Wiki-Solar | [10 empty] | 31.87 | 33.17 | 32.27 | 32.28 | 32.47 | SOLAR-V1-NO-AGE | SOLAR-V1-NO-AGE | SOLAR-V1-NO-AGE | SOLAR-V1-NO-AGE | SOLAR-V1-NO-AGE
CHN | China | Tulufan A |  | WKS0065037 | 20 | 43.1340 | 89.3430 | Solar | [5 empty] | Wiki-Solar | https://www.wiki-solar.org | Wiki-Solar | [10 empty] | 31.72 | 33.21 | 32.27 | 32.41 | 32.64 | SOLAR-V1-NO-AGE | SOLAR-V1-NO-AGE | SOLAR-V1-NO-AGE | SOLAR-V1-NO-AGE | SOLAR-V1-NO-AGE
CHN | China | Tulufan E |  | WKS0065041 | 20 | 43.1340 | 89.3550 | Solar | [5 empty] | Wiki-Solar | https://www.wiki-solar.org | Wiki-Solar | [10 empty] | 31.72 | 33.18 | 32.26 | 32.41 | 32.93 | SOLAR-V1-NO-AGE | SOLAR-V1-NO-AGE | SOLAR-V1-NO-AGE | SOLAR-V1-NO-AGE | SOLAR-V1-NO-AGE
CHN | China | Tulufan C |  | WKS0065039 | 20 | 43.1350 | 89.3090 | Solar | [5 empty] | Wiki-Solar | https://www.wiki-solar.org | Wiki-Solar | [10 empty] | 31.87 | 33.17 | 32.42 | 32.40 | 32.47 | NO-ESTIMATION | NO-ESTIMATION | NO-ESTIMATION | NO-ESTIMATION | CAPACITY-FACTOR-V1
CHN | China | Liushuquan ST |  | WKS0065601 | 200 | 43.1380 | 92.9470 | Solar | [5 empty] | Wiki-Solar | https://www.wiki-solar.org | Wiki-Solar | [10 empty] | 310.54 | 320.31 | 307.83 | 306.55 | 311.79 | SOLAR-V1-NO-AGE | SOLAR-V1-NO-AGE | SOLAR-V1-NO-AGE | SOLAR-V1-NO-AGE | SOLAR-V1-NO-AGE
CHN | China | Liushuquan TBEA |  | WKS0063349 | 20.2 | 43.1420 | 92.8980 | Solar | [5 empty] | Wiki-Solar | https://www.wiki-solar.org | Wiki-Solar | [10 empty] | 32.45 | 34.05 | 32.80 | 32.65 | 33.2 | SOLAR-V1-NO-AGE | SOLAR-V1-NO-AGE | SOLAR-V1-NO-AGE | SOLAR-V1-NO-AGE | SOLAR-V1-NO-AGE
CHN | China | Liushuquan B |  | WKS0072822 | 20 | 43.1470 | 92.9160 | Solar | [5 empty] | Wiki-Solar | https://www.wiki-solar.org | Wiki-Solar | [10 empty] | 32.44 | 33.67 | 32.51 | 32.38 | 32.9 | HYDRO-V1 | HYDRO-V1 | HYDRO-V1 | HYDRO-V1 | HYDRO-V1
CHN | China | Liushuquan A |  | WKS0072821 | 20 | 43.1480 | 92.9060 | Solar | [5 empty] | Wiki-Solar | https://www.wiki-solar.org | Wiki-Solar | [10 empty] | 32.44 | 33.67 | 32.51 | 32.38 | 32.9 | HYDRO-V1 | HYDRO-V1 | HYDRO-V1 | HYDRO-V1 | HYDRO-V1
CHN | China | Liushuquan C |  | WKS0072823 | 20 | 43.1490 | 92.9250 | Solar | [5 empty] | Wiki-Solar | https://www.wiki-solar.org | Wiki-Solar | [10 empty] | 32.45 | 33.67 | 32.54 | 32.41 | 32.9 | HYDRO-V1 | HYDRO-V1 | HYDRO-V1 | HYDRO-V1 | HYDRO-V1
CHN | China | Gaochang A |  | WKS0070257 | 15 | 43.1570 | 88.9690 | Solar | [5 empty] | Wiki-Solar | https://www.wiki-solar.org | Wiki-Solar | [10 empty] | 24.50 | 23.34 | 24.77 | 24.42 | 24.62 | NO-ESTIMATION | NO-ESTIMATION | NO-ESTIMATION | NO-ESTIMATION | CAPACITY-FACTOR-V1
CHN | China | Dabancheng |  | WKS0061634 | 10 | 43.4060 | 88.2850 | Solar | [5 empty] | Wiki-Solar | https://www.wiki-solar.org | Wiki-Solar | [10 empty] | 15.03 | 15.48 | 14.96 | 14.53 | 14.7 | NO-ESTIMATION | NO-ESTIMATION | NO-ESTIMATION | NO-ESTIMATION | CAPACITY-FACTOR-V1
CHN | China | Erenhot B |  | WKS0070170 | 10 | 43.5590 | 111.9330 | Solar | [5 empty] | Wiki-Solar | https://www.wiki-solar.org | Wiki-Solar | [10 empty] | 15.30 | 14.42 | 15.22 | 15.45 | 15.14 | NO-ESTIMATION | NO-ESTIMATION | NO-ESTIMATION | NO-ESTIMATION | CAPACITY-FACTOR-V1
CHN | China | Erenhot |  | WKS0065896 | 48 | 43.5680 | 111.9430 | Solar | [5 empty] | Wiki-Solar | https://www.wiki-solar.org | Wiki-Solar | [10 empty] | 70.99 | 67.69 | 71.11 | 71.63 | 70.64 | HYDRO-V1 | HYDRO-V1 | HYDRO-V1 | HYDRO-V1 | HYDRO-V1
CHN | China | Erlianhaote |  | WKS0061706 | 22.1 | 43.6010 | 111.9830 | Solar | [5 empty] | Wiki-Solar | https://www.wiki-solar.org | Wiki-Solar | [10 empty] | 33.53 | 32.06 | 33.87 | 34.02 | 33.34 | HYDRO-V1 | HYDRO-V1 | HYDRO-V1 | HYDRO-V1 | HYDRO-V1
CHN | China | Erenhot A |  | WKS0068562 | 20 | 43.6210 | 111.8820 | Solar | [5 empty] | Wiki-Solar | https://www.wiki-solar.org | Wiki-Solar | [10 empty] | 31.35 | 30.12 | 31.85 | 31.89 | 31.34 | NO-ESTIMATION | NO-ESTIMATION | NO-ESTIMATION | NO-ESTIMATION | CAPACITY-FACTOR-V1
CHN | China | Changji I |  | WKS0065244 | 30 | 43.8260 | 89.8280 | Solar | [5 empty] | Wiki-Solar | https://www.wiki-solar.org | Wiki-Solar | [10 empty] | 42.51 | 43.88 | 42.42 | 42.04 | 42.71 | NO-ESTIMATION | NO-ESTIMATION | NO-ESTIMATION | NO-ESTIMATION | CAPACITY-FACTOR-V1
CHN | China | Changji |  | WKS0065243 | 82 | 43.8950 | 89.4300 | Solar | [5 empty] | Wiki-Solar | https://www.wiki-solar.org | Wiki-Solar | [10 empty] | 119.89 | 122.20 | 120.40 | 120.27 | 123.49 | NO-ESTIMATION | NO-ESTIMATION | NO-ESTIMATION | NO-ESTIMATION | CAPACITY-FACTOR-V1
CHN | China | Horqin 60 |  | WKS0067935 | 60 | 43.9390 | 122.7640 | Solar | [5 empty] | Wiki-Solar | https://www.wiki-solar.org | Wiki-Solar | [10 empty] | 88.17 | 87.58 | 87.93 | 87.01 | 90.56 | NO-ESTIMATION | NO-ESTIMATION | NO-ESTIMATION | NO-ESTIMATION | CAPACITY-FACTOR-V1
CHN | China | Hebianbao B |  | WKS0074007 | 15 | 43.9770 | 123.8190 | Solar | [5 empty] | Wiki-Solar | https://www.wiki-solar.org | Wiki-Solar | [10 empty] | 23.03 | 22.21 | 22.86 | 23.41 | 23.45 | SOLAR-V1-NO-AGE | SOLAR-V1-NO-AGE | SOLAR-V1-NO-AGE | SOLAR-V1-NO-AGE | SOLAR-V1-NO-AGE
CHN | China | Hebianbao C |  | WKS0074008 | 5 | 43.9810 | 123.8190 | Solar | [5 empty] | Wiki-Solar | https://www.wiki-solar.org | Wiki-Solar | [10 empty] | 7.61 | 7.25 | 7.32 | 7.66 | 7.58 | SOLAR-V1-NO-AGE | SOLAR-V1-NO-AGE | SOLAR-V1-NO-AGE | SOLAR-V1-NO-AGE | SOLAR-V1-NO-AGE
CHN | China | Hebianbao A |  | WKS0074006 | 65 | 43.9880 | 123.8410 | Solar | [5 empty] | Wiki-Solar | https://www.wiki-solar.org | Wiki-Solar | [10 empty] | 95.60 | 91.86 | 94.61 | 96.26 | 96.68 | HYDRO-V1 | HYDRO-V1 | HYDRO-V1 | HYDRO-V1 | HYDRO-V1
CHN | China | Hebianbao D |  | WKS0074009 | 25 | 43.9910 | 123.8500 | Solar | [5 empty] | Wiki-Solar | https://www.wiki-solar.org | Wiki-Solar | [10 empty] | 36.81 | 35.30 | 36.48 | 37.28 | 37.25 | NO-ESTIMATION | NO-ESTIMATION | NO-ESTIMATION | NO-ESTIMATION | CAPACITY-FACTOR-V1
CHN | China | Ili Kazakh I |  | WKS0063014 | 1000 | 43.9920 | 80.8260 | Solar | [5 empty] | Wiki-Solar | https://www.wiki-solar.org | Wiki-Solar | [10 empty] | 1439.51 | 1392.20 | 1423.36 | 1455.64 | 1490.62 | NO-ESTIMATION | NO-ESTIMATION | NO-ESTIMATION | NO-ESTIMATION | CAPACITY-FACTOR-V1
CHN | China | Mori A |  | WKS0070275 | 20 | 44.0110 | 90.3190 | Solar | [5 empty] | Wiki-Solar | https://www.wiki-solar.org | Wiki-Solar | [10 empty] | 31.03 | 30.41 | 30.93 | 31.27 | 31.42 | HYDRO-V1 | HYDRO-V1 | HYDRO-V1 | HYDRO-V1 | HYDRO-V1
CHN | China | Mori B |  | WKS0070276 | 20 | 44.0110 | 90.3300 | Solar | [5 empty] | Wiki-Solar | https://www.wiki-solar.org | Wiki-Solar | [10 empty] | 31.03 | 30.41 | 31.01 | 31.27 | 31.42 | HYDRO-V1 | HYDRO-V1 | HYDRO-V1 | HYDRO-V1 | HYDRO-V1
CHN | China | Changji II |  | WKS0070271 | 20 | 44.0150 | 88.9770 | Solar | [5 empty] | Wiki-Solar | https://www.wiki-solar.org | Wiki-Solar | [10 empty] | 29.81 | 31.37 | 29.92 | 29.76 | 30.26 | HYDRO-V1 | HYDRO-V1 | HYDRO-V1 | HYDRO-V1 | HYDRO-V1
CHN | China | Mori D |  | WKS0070278 | 20 | 44.0210 | 90.3170 | Solar | [5 empty] | Wiki-Solar | https://www.wiki-solar.org | Wiki-Solar | [10 empty] | 31.03 | 30.20 | 30.98 | 31.50 | 31.21 | SOLAR-V1-NO-AGE | SOLAR-V1-NO-AGE | SOLAR-V1-NO-AGE | SOLAR-V1-NO-AGE | SOLAR-V1-NO-AGE
CHN | China | Mori C |  | WKS0070277 | 25 | 44.0470 | 90.2920 | Solar | [5 empty] | Wiki-Solar | https://www.wiki-solar.org | Wiki-Solar | [10 empty] | 36.58 | 35.88 | 36.40 | 36.44 | 37.08 | SOLAR-V1-NO-AGE | SOLAR-V1-NO-AGE | SOLAR-V1-NO-AGE | SOLAR-V1-NO-AGE | SOLAR-V1-NO-AGE
CHN | China | Changling A |  | WKS0073314 | 40 | 44.1340 | 123.3980 | Solar | [5 empty] | Wiki-Solar | https://www.wiki-solar.org | Wiki-Solar | [10 empty] | 58.61 | 56.76 | 56.27 | 59.12 | 57.17 | SOLAR-V1-NO-AGE | SOLAR-V1-NO-AGE | SOLAR-V1-NO-AGE | SOLAR-V1-NO-AGE | SOLAR-V1-NO-AGE
CHN | China | Hongqi |  | WKS0063337 | 20.2 | 44.1779 | 89.0250 | Solar | [5 empty] | Wiki-Solar | https://www.wiki-solar.org | Wiki-Solar | [10 empty] | 30.01 | 31.43 | 30.48 | 31.14 | 31.68 | HYDRO-V1 | HYDRO-V1 | HYDRO-V1 | HYDRO-V1 | HYDRO-V1
CHN | China | Changling B |  | WKS0074010 | 25 | 44.1970 | 123.9700 | Solar | [5 empty] | Wiki-Solar | https://www.wiki-solar.org | Wiki-Solar | [10 empty] | 36.81 | 36.19 | 36.51 | 37.32 | 37.25 | NO-ESTIMATION | NO-ESTIMATION | NO-ESTIMATION | NO-ESTIMATION | CAPACITY-FACTOR-V1
CHN | China | Wusuin Jinko |  | WKS0063655 | 20 | 44.3410 | 84.3060 | Solar | [5 empty] | Wiki-Solar | https://www.wiki-solar.org | Wiki-Solar | [10 empty] | 29.46 | 30.13 | 30.38 | 30.05 | 31.74 | NO-ESTIMATION | NO-ESTIMATION | NO-ESTIMATION | NO-ESTIMATION | CAPACITY-FACTOR-V1
CHN | China | Hanbahu B |  | WKS0066736 | 10 | 44.3850 | 87.6560 | Solar | [5 empty] | Wiki-Solar | https://www.wiki-solar.org | Wiki-Solar | [10 empty] | 15.09 | 15.17 | 15.20 | 15.21 | 15.54 | SOLAR-V1-NO-AGE | SOLAR-V1-NO-AGE | SOLAR-V1-NO-AGE | SOLAR-V1-NO-AGE | SOLAR-V1-NO-AGE
CHN | China | Wujiaqu UPV |  | WKS0067824 | 20 | 44.3870 | 87.6680 | Solar | [5 empty] | Wiki-Solar | https://www.wiki-solar.org | Wiki-Solar | [10 empty] | 30.31 | 30.93 | 30.94 | 30.76 | 31.5 | SOLAR-V1-NO-AGE | SOLAR-V1-NO-AGE | SOLAR-V1-NO-AGE | SOLAR-V1-NO-AGE | SOLAR-V1-NO-AGE
CHN | China | Hanbahu A |  | WKS0066735 | 40 | 44.4040 | 87.6590 | Solar | [5 empty] | Wiki-Solar | https://www.wiki-solar.org | Wiki-Solar | [10 empty] | 57.20 | 58.96 | 58.29 | 57.82 | 59.21 | HYDRO-V1 | HYDRO-V1 | HYDRO-V1 | HYDRO-V1 | HYDRO-V1
CHN | China | Zhaqi II |  | WKS0068074 | 50 | 44.4150 | 120.9800 | Solar | [5 empty] | Wiki-Solar | https://www.wiki-solar.org | Wiki-Solar | [10 empty] | 73.61 | 72.44 | 72.14 | 74.29 | 74.13 | HYDRO-V1 | HYDRO-V1 | HYDRO-V1 | HYDRO-V1 | HYDRO-V1
CHN | China | Hongshicun A |  | WKS0074001 | 5 | 44.4320 | 126.9850 | Solar | [5 empty] | Wiki-Solar | https://www.wiki-solar.org | Wiki-Solar | [10 empty] | 7.61 | 7.65 | 7.61 | 7.68 | 7.75 | HYDRO-V1 | HYDRO-V1 | HYDRO-V1 | HYDRO-V1 | HYDRO-V1
CHN | China | Yong'an A |  | WKS0074005 | 5 | 44.4497 | 126.9639 | Solar | [5 empty] | Wiki-Solar | https://www.wiki-solar.org | Wiki-Solar | [10 empty] | 7.61 | 7.65 | 7.61 | 7.68 | 7.75 | HYDRO-V1 | HYDRO-V1 | HYDRO-V1 | HYDRO-V1 | HYDRO-V1
CHN | China | Wujiaqu IV |  | WKS0065036 | 30 | 44.4500 | 87.4680 | Solar | [5 empty] | Wiki-Solar | https://www.wiki-solar.org | Wiki-Solar | [10 empty] | 43.27 | 44.03 | 44.24 | 44.15 | 43.88 | HYDRO-V1 | HYDRO-V1 | HYDRO-V1 | HYDRO-V1 | HYDRO-V1
CHN | China | Hexi A |  | WKS0074004 | 5 | 44.4511 | 126.8371 | Solar | [5 empty] | Wiki-Solar | https://www.wiki-solar.org | Wiki-Solar | [10 empty] | 7.61 | 7.65 | 7.61 | 7.68 | 7.75 | HYDRO-V1 | HYDRO-V1 | HYDRO-V1 | HYDRO-V1 | HYDRO-V1
CHN | China | Qian Gorlos B |  | WKS0074003 | 35 | 44.4520 | 123.9560 | Solar | [5 empty] | Wiki-Solar | https://www.wiki-solar.org | Wiki-Solar | [10 empty] | 51.65 | 51.84 | 52.60 | 52.41 | 52.66 | HYDRO-V1 | HYDRO-V1 | HYDRO-V1 | HYDRO-V1 | HYDRO-V1
CHN | China | Wujiaqu III |  | WKS0065035 | 10 | 44.4600 | 87.4630 | Solar | [5 empty] | Wiki-Solar | https://www.wiki-solar.org | Wiki-Solar | [10 empty] | 15.28 | 15.47 | 15.49 | 15.44 | 15.43 | HYDRO-V1 | HYDRO-V1 | HYDRO-V1 | HYDRO-V1 | HYDRO-V1
CHN | China | Wujiaqu I+II |  | WKS0061730 | 40.6 | 44.4640 | 87.4680 | Solar | [5 empty] | Wiki-Solar | https://www.wiki-solar.org | Wiki-Solar | [10 empty] | 58.23 | 59.52 | 59.77 | 59.36 | 59.06 | HYDRO-V1 | HYDRO-V1 | HYDRO-V1 | HYDRO-V1 | HYDRO-V1
CHN | China | Qian Gorlos A |  | WKS0074002 | 30 | 44.4760 | 124.2790 | Solar | [5 empty] | Wiki-Solar | https://www.wiki-solar.org | Wiki-Solar | [10 empty] | 43.83 | 44.28 | 44.65 | 44.48 | 44.76 | HYDRO-V1 | HYDRO-V1 | HYDRO-V1 | HYDRO-V1 | HYDRO-V1
CHN | China | Jinghe B |  | WKS0070087 | 30 | 44.5150 | 82.3330 | Solar | [5 empty] | Wiki-Solar | https://www.wiki-solar.org | Wiki-Solar | [10 empty] | 41.39 | 43.96 | 42.47 | 42.26 | 42.93 | HYDRO-V1 | HYDRO-V1 | HYDRO-V1 | HYDRO-V1 | HYDRO-V1
CHN | China | Jinghe A |  | WKS0070086 | 20 | 44.5160 | 82.3450 | Solar | [5 empty] | Wiki-Solar | https://www.wiki-solar.org | Wiki-Solar | [10 empty] | 29.24 | 30.36 | 29.92 | 30.00 | 30.26 | HYDRO-V1 | HYDRO-V1 | HYDRO-V1 | HYDRO-V1 | HYDRO-V1
CHN | China | Zhaqi I |  | WKS0068073 | 20 | 44.5400 | 121.0600 | Solar | [5 empty] | Wiki-Solar | https://www.wiki-solar.org | Wiki-Solar | [10 empty] | 30.92 | 30.62 | 30.52 | 31.56 | 31.34 | HYDRO-V1 | HYDRO-V1 | HYDRO-V1 | HYDRO-V1 | HYDRO-V1
CHN | China | Tongyu A |  | WKS0073996 | 50 | 44.5850 | 123.1960 | Solar | [5 empty] | Wiki-Solar | https://www.wiki-solar.org | Wiki-Solar | [10 empty] | 73.61 | 72.35 | 72.98 | 74.18 | 74.16 | NO-ESTIMATION | NO-ESTIMATION | NO-ESTIMATION | NO-ESTIMATION | CAPACITY-FACTOR-V1
CHN | China | Shulan |  | WKS0073329 | 100 | 44.6000 | 127.2000 | Solar | [5 empty] | Wiki-Solar | https://www.wiki-solar.org | Wiki-Solar | [10 empty] | 148.12 | 149.04 | 150.42 | 149.45 | 151.85 | HYDRO-V1 | HYDRO-V1 | HYDRO-V1 | HYDRO-V1 | HYDRO-V1
CHN | China | Changling |  | WKS0073315 | 22 | 44.6150 | 123.5250 | Solar | [5 empty] | Wiki-Solar | https://www.wiki-solar.org | Wiki-Solar | [10 empty] | 33.26 | 32.98 | 33.78 | 33.77 | 33.78 | HYDRO-V1 | HYDRO-V1 | HYDRO-V1 | HYDRO-V1 | HYDRO-V1
CHN | China | Golden Jumping Group |  | WRI1026365 | 12 | 44.6800 | 130.5100 | Solar | [5 empty] | UNFCCC CDM | http://cdm.unfccc.int/Projects/DB/RINA1353071852.59/view | [11 empty] | 18.19 | 18.48 | 18.60 | 18.53 | 18.8 | HYDRO-V1 | HYDRO-V1 | HYDRO-V1 | HYDRO-V1 | HYDRO-V1
CHN | China | Tongyu B |  | WKS0073997 | 20 | 44.9000 | 123.1300 | Solar | [5 empty] | Wiki-Solar | https://www.wiki-solar.org | Wiki-Solar | [10 empty] | 30.92 | 31.35 | 31.50 | 31.49 | 31.9 | HYDRO-V1 | HYDRO-V1 | HYDRO-V1 | HYDRO-V1 | HYDRO-V1
CHN | China | Tongyu C |  | WKS0073998 | 30 | 44.9210 | 123.0710 | Solar | [5 empty] | Wiki-Solar | https://www.wiki-solar.org | Wiki-Solar | [10 empty] | 43.83 | 44.28 | 44.63 | 44.48 | 45.1 | HYDRO-V1 | HYDRO-V1 | HYDRO-V1 | HYDRO-V1 | HYDRO-V1
CHN | China | Qitai A |  | WKS0070274 | 20 | 45.1100 | 90.5910 | Solar | [5 empty] | Wiki-Solar | https://www.wiki-solar.org | Wiki-Solar | [10 empty] | 30.12 | 30.78 | 29.88 | 29.90 | 30.25 | HYDRO-V1 | HYDRO-V1 | HYDRO-V1 | HYDRO-V1 | HYDRO-V1
CHN | China | Arikunduleng Wind-Solar |  | WKS0068068 | 20 | 45.2100 | 119.9090 | Solar | [5 empty] | Wiki-Solar | https://www.wiki-solar.org | Wiki-Solar | [10 empty] | 31.17 | 32.02 | 32.25 | 32.13 | 32.75 | NO-ESTIMATION | NO-ESTIMATION | NO-ESTIMATION | NO-ESTIMATION | CAPACITY-FACTOR-V1
CHN | China | Baicheng Linhai |  | WKS0068056 | 12 | 45.4450 | 122.7780 | Solar | [5 empty] | Wiki-Solar | https://www.wiki-solar.org | Wiki-Solar | [10 empty] | 18.19 | 18.48 | 18.60 | 18.53 | 18.67 | NO-ESTIMATION | NO-ESTIMATION | NO-ESTIMATION | NO-ESTIMATION | CAPACITY-FACTOR-V1
CHN | China | Huolin Gol A |  | WKS0070184 | 30 | 45.5650 | 119.5940 | Solar | [5 empty] | Wiki-Solar | https://www.wiki-solar.org | Wiki-Solar | [10 empty] | 43.83 | 44.20 | 44.84 | 44.44 | 46.11 | HYDRO-V1 | HYDRO-V1 | HYDRO-V1 | HYDRO-V1 | HYDRO-V1
CHN | China | Qinghe |  | WKS0068058 | 20 | 46.1730 | 90.1010 | Solar | [5 empty] | Wiki-Solar | https://www.wiki-solar.org | Wiki-Solar | [10 empty] | 31.66 | 32.03 | 31.40 | 32.56 | 32.61 | HYDRO-V1 | HYDRO-V1 | HYDRO-V1 | HYDRO-V1 | HYDRO-V1
CHN | China | Qinghe II |  | WKS0070073 | 30 | 46.2090 | 90.0870 | Solar | [5 empty] | Wiki-Solar | https://www.wiki-solar.org | Wiki-Solar | [10 empty] | 44.92 | 45.22 | 44.47 | 45.96 | 46.36 | HYDRO-V1 | HYDRO-V1 | HYDRO-V1 | HYDRO-V1 | HYDRO-V1
CHN | China | Changde |  | WKS0073335 | 100 | 46.2450 | 125.0060 | Solar | [5 empty] | Wiki-Solar | https://www.wiki-solar.org | Wiki-Solar | [10 empty] | 148.12 | 149.04 | 150.42 | 149.45 | 151.85 | HYDRO-V1 | HYDRO-V1 | HYDRO-V1 | HYDRO-V1 | HYDRO-V1
CHN | China | CGN Aletai Ginghe Phase I |  | WRI1025992 | 20 | 46.3000 | 90.0380 | Solar |  |  |  |  | CGN Solar Power Development Co. LTD | UNFCCC CDM | http://cdm.unfccc.int/filestorage/0/w/18JQDI0ALWCKBYSTMO6HG34RP7N2FE.pdf/PDD2.0-qinghe-clean.pdf?t=RmF8b2o5cmplfDDnd_JfghDgRX9R-T8awVSd | [11 empty] | 32.15 | 32.28 | 32.32 | 32.15 | 33.18 | HYDRO-V1 | HYDRO-V1 | HYDRO-V1 | HYDRO-V1 | HYDRO-V1
CHN | China | Emin A |  | WKS0070272 | 30 | 46.3270 | 84.6360 | Solar | [5 empty] | Wiki-Solar | https://www.wiki-solar.org | Wiki-Solar | [10 empty] | 44.96 | 45.67 | 45.83 | 44.82 | 46.93 | HYDRO-V1 | HYDRO-V1 | HYDRO-V1 | HYDRO-V1 | HYDRO-V1
CHN | China | Emin 1 |  | WKS0068052 | 30 | 46.3550 | 84.7430 | Solar | [5 empty] | Wiki-Solar | https://www.wiki-solar.org | Wiki-Solar | [10 empty] | 44.10 | 45.58 | 45.09 | 44.95 | 47.56 | HYDRO-V1 | HYDRO-V1 | HYDRO-V1 | HYDRO-V1 | HYDRO-V1
CHN | China | Emin |  | WKS0068051 | 65.6 | 46.3550 | 84.7570 | Solar | [5 empty] | Wiki-Solar | https://www.wiki-solar.org | Wiki-Solar | [10 empty] | 97.27 | 99.48 | 98.65 | 98.62 | 104.08 | HYDRO-V1 | HYDRO-V1 | HYDRO-V1 | HYDRO-V1 | HYDRO-V1
CHN | China | Emin 2 |  | WKS0068053 | 30 | 46.3550 | 84.7570 | Solar | [5 empty] | Wiki-Solar | https://www.wiki-solar.org | Wiki-Solar | [10 empty] | 44.15 | 45.43 | 45.08 | 44.95 | 47.56 | HYDRO-V1 | HYDRO-V1 | HYDRO-V1 | HYDRO-V1 | HYDRO-V1
CHN | China | Emin 3 |  | WKS0068054 | 20 | 46.3620 | 84.7580 | Solar | [5 empty] | Wiki-Solar | https://www.wiki-solar.org | Wiki-Solar | [10 empty] | 31.23 | 32.18 | 31.86 | 31.89 | 33.62 | HYDRO-V1 | HYDRO-V1 | HYDRO-V1 | HYDRO-V1 | HYDRO-V1
CHN | China | Qingkenbu |  | WKS0073337 | 60 | 46.4500 | 125.4060 | Solar | [5 empty] | Wiki-Solar | https://www.wiki-solar.org | Wiki-Solar | [10 empty] | 88.17 | 88.73 | 89.56 | 88.97 | 90.41 | HYDRO-V1 | HYDRO-V1 | HYDRO-V1 | HYDRO-V1 | HYDRO-V1
CHN | China | Chunlei Farm |  | WKS0073336 | 40 | 46.8110 | 125.0430 | Solar | [5 empty] | Wiki-Solar | https://www.wiki-solar.org | Wiki-Solar | [10 empty] | 58.61 | 59.12 | 59.72 | 59.29 | 60.3 | HYDRO-V1 | HYDRO-V1 | HYDRO-V1 | HYDRO-V1 | HYDRO-V1
COL | Colombia | Yumbo |  | WKS0069542 | 9.8 | 3.5530 | -76.4980 | Solar | [5 empty] | Wiki-Solar | https://www.wiki-solar.org | Wiki-Solar | [10 empty] | 16.38 | 16.09 | 16.78 | 16.79 | 16.21 | HYDRO-V1 | HYDRO-V1 | HYDRO-V1 | HYDRO-V1 | HYDRO-V1
COL | Colombia | El Paso |  | WKS0071873 | 86.2 | 9.6900 | -73.7650 | Solar | [5 empty] | Wiki-Solar | https://www.wiki-solar.org | Wiki-Solar | [10 empty] | 184.86 | 202.12 | 184.17 | 184.68 | 154.73 | HYDRO-V1 | HYDRO-V1 | HYDRO-V1 | HYDRO-V1 | HYDRO-V1
CPV | Cape Verde | Praia |  | WKS0062452 | 5 | 14.9100 | -23.5440 | Solar | [5 empty] | Wiki-Solar | https://www.wiki-solar.org | Wiki-Solar | [10 empty] | 10.90 | 11.00 | 11.00 | 11.08 | 10.99 | HYDRO-V1 | HYDRO-V1 | HYDRO-V1 | HYDRO-V1 | HYDRO-V1
CRI | Costa Rica | Buenos Aires de Pocosol |  | WKS0073489 | 5 | 10.5800 | -84.5050 | Solar | [5 empty] | Wiki-Solar | https://www.wiki-solar.org | Wiki-Solar | [10 empty] | 9.23 | 9.61 | 9.67 | 9.28 | 9.65 | HYDRO-V1 | HYDRO-V1 | HYDRO-V1 | HYDRO-V1 | HYDRO-V1
CUB | Cuba | Yaguaramas |  | WKS0071827 | 5 | 22.2550 | -80.7150 | Solar | [5 empty] | Wiki-Solar | https://www.wiki-solar.org | Wiki-Solar | [10 empty] | 10.20 | 10.49 | 10.40 | 10.09 | 10.12 | HYDRO-V1 | HYDRO-V1 | HYDRO-V1 | HYDRO-V1 | HYDRO-V1
CUB | Cuba | Pinar del RioÂ |  | WKS0071828 | 4 | 22.4950 | -83.2750 | Solar | [5 empty] | Wiki-Solar | https://www.wiki-solar.org | Wiki-Solar | [10 empty] | 7.78 | 7.94 | 7.86 | 7.60 | 7.86 | HYDRO-V1 | HYDRO-V1 | HYDRO-V1 | HYDRO-V1 | HYDRO-V1
CZE | Czech Republic | DolnÃ­ DvoÅ™iÅ¡tÄ› Solar Power Plant |  | WRI1029439 | 1.6 | 48.6662 | 14.4480 | Solar |  |  |  |  | Photon Energy Operations CZ | http://www.photonenergyoperations.cz/provoz-a-servis-fve | http://www.photonenergyoperations.cz | Industry About | [10 empty] | 2.25 | 2.16 | 2.10 | 2.02 | 2.01 | HYDRO-V1 | HYDRO-V1 | HYDRO-V1 | HYDRO-V1 | HYDRO-V1
CZE | Czech Republic | Frymburk Solar Power Plant |  | WRI1029532 | 4.2 | 48.6829 | 14.1905 | Solar |  |  |  |  | Solarpark Frymburk | Elektrarny | http://www.elektrarny.pro/detail.php?id=11252 | Industry About | 1085273 | [9 empty] | 6.15 | 5.93 | 5.81 | 5.55 | 5.56 | HYDRO-V1 | HYDRO-V1 | HYDRO-V1 | HYDRO-V1 | HYDRO-V1
CZE | Czech Republic | PlÃ¡niÄka Solar Power Plant |  | WRI1029533 | 1.3 | 48.7231 | 14.1303 | Solar |  |  |  |  | Solar PlÃ¡niÄka | Elektrarny | http://www.elektrarny.pro/detail.php?id=11206 | Industry About | [10 empty] | 1.79 | 1.72 | 1.66 | 1.60 | 1.59 | HYDRO-V1 | HYDRO-V1 | HYDRO-V1 | HYDRO-V1 | HYDRO-V1
CZE | Czech Republic | SvÄ›tlÃ­k Solar Power Plant |  | WRI1029513 | 2.1 | 48.7251 | 14.2035 | Solar |  |  |  |  | FVE SvÄ›tlÃ­k | Elektrarny | http://www.elektrarny.pro/detail.php?id=1960 | Industry About | [10 empty] | 3.16 | 2.97 | 2.93 | 2.85 | 2.84 | HYDRO-V1 | HYDRO-V1 | HYDRO-V1 | HYDRO-V1 | HYDRO-V1
CZE | Czech Republic | LanÅ¾hot Solar Power Plant |  | WRI1029472 | 2 | 48.7281 | 16.9424 | Solar |  |  |  |  | Stand-by Europe | Standby-Europe | https://web.archive.org/web/20111013032819/http://www.standby-europe.com/ | Industry About | [10 empty] | 2.82 | 2.77 | 2.78 | 2.79 | 2.78 | HYDRO-V1 | HYDRO-V1 | HYDRO-V1 | HYDRO-V1 | HYDRO-V1
CZE | Czech Republic | Kaplice Solar Power Plant |  | WRI1029512 | 2.4 | 48.7312 | 14.4781 | Solar |  |  |  |  | FVE Kaplice | Elektrarny | http://www.elektrarny.pro/detail.php?id=1924 | Industry About | [10 empty] | 3.53 | 3.36 | 3.32 | 3.23 | 3.23 | HYDRO-V1 | HYDRO-V1 | HYDRO-V1 | HYDRO-V1 | HYDRO-V1
CZE | Czech Republic | ÄŒeskÃ© Velenice - Ruhl FVE Solar Power Plant |  | WRI1029503 | 1.3 | 48.7770 | 14.9727 | Solar |  |  |  |  | Ruhl FVE | Elektrarny | http://www.elektrarny.pro/detail.php?id=11146 | Industry About | [10 empty] | 1.68 | 1.72 | 1.72 | 1.66 | 1.65 | HYDRO-V1 | HYDRO-V1 | HYDRO-V1 | HYDRO-V1 | HYDRO-V1
CZE | Czech Republic | Tvrdonice Solar Power Plant |  | WRI1029546 | 1 | 48.7778 | 16.9427 | Solar |  |  |  |  | JiÅ¾nÃ­ Morava Energo | Elektrarny | http://www.elektrarny.pro/detail.php?id=6226 | Industry About | [10 empty] | 1.28 | 1.37 | 1.37 | 1.37 | 1.37 | HYDRO-V1 | HYDRO-V1 | HYDRO-V1 | HYDRO-V1 | HYDRO-V1
CZE | Czech Republic | ÄŒeskÃ© Velenice - Ren Power Solar Power Plant |  | WRI1029495 | 1.2 | 48.7782 | 14.9703 | Solar |  |  |  |  | REN Power CZ Solar I | Elektrarny | http://www.elektrarny.pro/detail.php?id=10586 | Industry About | [10 empty] | 1.55 | 1.59 | 1.59 | 1.52 | 1.52 | HYDRO-V1 | HYDRO-V1 | HYDRO-V1 | HYDRO-V1 | HYDRO-V1
CZE | Czech Republic | ÄŒeskÃ© Velenice - Solar 1 Solar Power Plant |  | WRI1029504 | 1.2 | 48.7793 | 14.9680 | Solar |  |  |  |  | Solar 1 | Elektrarny | http://www.elektrarny.pro/detail.php?id=11146 | Industry About | [10 empty] | 1.55 | 1.59 | 1.59 | 1.52 | 1.52 | HYDRO-V1 | HYDRO-V1 | HYDRO-V1 | HYDRO-V1 | HYDRO-V1
CZE | Czech Republic | ÄŒeskÃ© Velenice - Sky Solar Solar Power Plant |  | WRI1029496 | 4.5 | 48.7827 | 14.9689 | Solar |  |  |  |  | Viktor Property | Elektrarny | http://www.elektrarny.pro/detail.php?id=12205 | Industry About | [10 empty] | 6.30 | 6.52 | 6.51 | 6.19 | 6.16 | HYDRO-V1 | HYDRO-V1 | HYDRO-V1 | HYDRO-V1 | HYDRO-V1
CZE | Czech Republic | Å atov Solar Power Plant |  | WRI1029719 | 2.5 | 48.7871 | 16.0243 | Solar |  |  |  |  | Allungato | Elektrarny | http://www.elektrarny.pro/detail.php?id=216 | Industry About | [10 empty] | 3.47 | 3.51 | 3.51 | 3.53 | 3.52 | HYDRO-V1 | HYDRO-V1 | HYDRO-V1 | HYDRO-V1 | HYDRO-V1
CZE | Czech Republic | HrÃ¡dek Solar Power Plant |  | WRI1029738 | 1.1 | 48.7889 | 16.2476 | Solar |  |  |  |  | Energy 21 as | Energy 21 | http://www.energy21.cz | Industry About | [10 empty] | 1.38 | 1.46 | 1.46 | 1.46 | 1.46 | HYDRO-V1 | HYDRO-V1 | HYDRO-V1 | HYDRO-V1 | HYDRO-V1
CZE | Czech Republic | Micmanice Solar Power Plant |  | WRI1029742 | 1.1 | 48.7906 | 16.1879 | Solar |  |  |  |  | Energy 21 as | Energy 21 | http://www.energy21.cz | Industry About | [10 empty] | 1.38 | 1.46 | 1.46 | 1.46 | 1.46 | HYDRO-V1 | HYDRO-V1 | HYDRO-V1 | HYDRO-V1 | HYDRO-V1
CZE | Czech Republic | TrÃ¡vnÃ­ DvÅ¯r Solar Power Plant |  | WRI1029716 | 1.8 | 48.7949 | 16.4261 | Solar |  |  |  |  | NovÃ¡k Energy as | Elektrarny | http://www.elektrarny.pro/detail.php?id=9268 | Industry About | [10 empty] | 2.28 | 2.38 | 2.38 | 2.41 | 2.4 | HYDRO-V1 | HYDRO-V1 | HYDRO-V1 | HYDRO-V1 | HYDRO-V1
CZE | Czech Republic | HrabÄ›tice Solar Power Plant |  | WRI1029611 | 1.8 | 48.7952 | 16.4237 | Solar |  |  |  |  | FVE HrabÄ›tice | Elektrarny | http://www.elektrarny.pro/detail.php?id=1913 | Industry About | [10 empty] | 2.28 | 2.38 | 2.38 | 2.41 | 2.4 | HYDRO-V1 | HYDRO-V1 | HYDRO-V1 | HYDRO-V1 | HYDRO-V1
CZE | Czech Republic | LadnÃ¡ Solar Power Plant |  | WRI1029766 | 4 | 48.8042 | 16.8860 | Solar |  |  |  |  | Greeninvest Energy | EP Energy | http://www.epenergy.cz | Industry About | [10 empty] | 5.59 | 5.72 | 5.72 | 5.86 | 5.84 | HYDRO-V1 | HYDRO-V1 | HYDRO-V1 | HYDRO-V1 | HYDRO-V1
CZE | Czech Republic | VelkÃ½ Karlov Solar Power Plant |  | WRI1029718 | 2.8 | 48.8045 | 16.3202 | Solar |  |  |  |  | Frosinia Energo as | Elektrarny | http://www.elektrarny.pro/detail.php?id=1829 | Industry About | [10 empty] | 3.92 | 3.97 | 3.98 | 4.01 | 4 | HYDRO-V1 | HYDRO-V1 | HYDRO-V1 | HYDRO-V1 | HYDRO-V1
CZE | Czech Republic | HruÅ¡ovany - Solar3 Solar Power Plant |  | WRI1029612 | 2 | 48.8108 | 16.4222 | Solar |  |  |  |  | Solar 3 | Elektrarny | http://www.elektrarny.pro/detail.php?id=11156 | Industry About | [10 empty] | 2.76 | 2.78 | 2.79 | 2.82 | 2.82 | HYDRO-V1 | HYDRO-V1 | HYDRO-V1 | HYDRO-V1 | HYDRO-V1
CZE | Czech Republic | HruÅ¡ovany - ÄŒEZ Solar Power Plant |  | WRI1029601 | 3.7 | 48.8115 | 16.3985 | Solar |  |  |  |  | ÄŒEZ as | Elektrarny | http://www.cez.cz | Industry About | [10 empty] | 5.11 | 5.32 | 5.33 | 5.43 | 5.42 | HYDRO-V1 | HYDRO-V1 | HYDRO-V1 | HYDRO-V1 | HYDRO-V1
CZE | Czech Republic | MoravskÃ½ Å½iÅ¾kov Solar Power Plant |  | WRI1029547 | 1.2 | 48.8208 | 16.9240 | Solar |  |  |  |  | PrvnÃ­ MoravskoÅ¾iÅ¾kovskÃ¡ | Elektrarny | http://www.elektrarny.pro/detail.php?id=10376 | Industry About | [10 empty] | 1.53 | 1.62 | 1.62 | 1.62 | 1.62 | HYDRO-V1 | HYDRO-V1 | HYDRO-V1 | HYDRO-V1 | HYDRO-V1
CZE | Czech Republic | VeleÅ¡Ã­n Solar Power Plant |  | WRI1029519 | 3.3 | 48.8278 | 14.4542 | Solar |  |  |  |  | Meridian SolÃ¡rnÃ­ Park I | Elektrarny | http://www.elektrarny.pro/detail.php?id=7981 | Industry About | [10 empty] | 4.62 | 4.74 | 4.72 | 4.49 | 4.47 | HYDRO-V1 | HYDRO-V1 | HYDRO-V1 | HYDRO-V1 | HYDRO-V1
CZE | Czech Republic | JeviÅ¡ovka Solar Power Plant |  | WRI1029609 | 2.4 | 48.8338 | 16.4573 | Solar |  |  |  |  | FVE JeviÅ¡ovka | Elektrarny | http://www.elektrarny.pro/detail.php?id=1918 | Industry About | [10 empty] | 3.34 | 3.35 | 3.35 | 3.38 | 3.37 | HYDRO-V1 | HYDRO-V1 | HYDRO-V1 | HYDRO-V1 | HYDRO-V1
CZE | Czech Republic | DobrÃ© Pole Solar Power Plant |  | WRI1029400 | 1.7 | 48.8346 | 16.5353 | Solar |  |  |  |  | Idronesan as | Elektrarny | http://www.elektrarny.pro/detail.php?id=2286 | Industry About | [10 empty] | 2.18 | 2.27 | 2.27 | 2.30 | 2.29 | HYDRO-V1 | HYDRO-V1 | HYDRO-V1 | HYDRO-V1 | HYDRO-V1
CZE | Czech Republic | Hodonice Solar Power Plant |  | WRI1029720 | 1 | 48.8395 | 16.1745 | Solar |  |  |  |  | Solar Energia Czech | Elektrarny | http://www.elektrarny.pro/detail.php?id=11231 | Industry About | 1096810 | [9 empty] | 1.28 | 1.36 | 1.36 | 1.35 | 1.36 | HYDRO-V1 | HYDRO-V1 | HYDRO-V1 | HYDRO-V1 | HYDRO-V1
CZE | Czech Republic | BoÅ¾ice Solar Power Plant |  | WRI1029717 | 3.3 | 48.8452 | 16.2927 | Solar |  |  |  |  | Iboliden as | Elektrarny | http://www.elektrarny.pro/detail.php?id=2283 | Industry About | [10 empty] | 4.53 | 4.73 | 4.75 | 4.83 | 4.81 | HYDRO-V1 | HYDRO-V1 | HYDRO-V1 | HYDRO-V1 | HYDRO-V1
CZE | Czech Republic | LuÅ¾ice - Nobility Solar Projects Solar Power Plant |  | WRI1029506 | 1 | 48.8476 | 17.0947 | Solar |  |  |  |  | Nobility Solar Projects as | Nobility | http://www.nobility.cz | Industry About | [10 empty] | 1.28 | 1.37 | 1.37 | 1.35 | 1.35 | HYDRO-V1 | HYDRO-V1 | HYDRO-V1 | HYDRO-V1 | HYDRO-V1
CZE | Czech Republic | DobÅ¡ice Solar Power Plant |  | WRI1029721 | 1.9 | 48.8549 | 16.1055 | Solar |  |  |  |  | Sun Yas spol | Elektrarny | http://www.elektrarny.pro/detail.php?id=11542 | Industry About | [10 empty] | 2.40 | 2.52 | 2.52 | 2.51 | 2.52 | HYDRO-V1 | HYDRO-V1 | HYDRO-V1 | HYDRO-V1 | HYDRO-V1
CZE | Czech Republic | Milovice Solar Power Plant |  | WRI1029544 | 1.6 | 48.8565 | 16.7006 | Solar |  |  |  |  | Solar 2 | Elektrarny | http://www.elektrarny.pro/detail.php?id=11151 | Industry About | [10 empty] | 2.10 | 2.18 | 2.18 | 2.19 | 2.19 | HYDRO-V1 | HYDRO-V1 | HYDRO-V1 | HYDRO-V1 | HYDRO-V1
CZE | Czech Republic | Suchohrdly Solar Power Plant |  | WRI1029722 | 2.1 | 48.8628 | 16.0816 | Solar |  |  |  |  | Cellesta - N | Elektrarny | http://www.elektrarny.pro/detail.php?id=825 | Industry About | [10 empty] | 2.93 | 2.95 | 2.95 | 2.98 | 2.97 | HYDRO-V1 | HYDRO-V1 | HYDRO-V1 | HYDRO-V1 | HYDRO-V1
CZE | Czech Republic | Drnholec Solar Power Plant |  | WRI1029610 | 2.3 | 48.8657 | 16.4668 | Solar |  |  |  |  | FVE Drnholec | Elektrarny | http://www.elektrarny.pro/detail.php?id=1902 | Industry About | [10 empty] | 3.20 | 3.21 | 3.21 | 3.24 | 3.23 | HYDRO-V1 | HYDRO-V1 | HYDRO-V1 | HYDRO-V1 | HYDRO-V1
CZE | Czech Republic | HodonÃ­n Solar Power Plant |  | WRI1029548 | 2.1 | 48.8679 | 17.1418 | Solar |  |  |  |  | ÄŒAS SolÃ¡rnÃ­ | Elektrarny | http://www.elektrarny.pro/detail.php?id=813 | Industry About | [10 empty] | 2.94 | 2.94 | 2.95 | 2.94 | 2.88 | HYDRO-V1 | HYDRO-V1 | HYDRO-V1 | HYDRO-V1 | HYDRO-V1
CZE | Czech Republic | SudomÄ›Å™ice Solar Power Plant |  | WRI1029549 | 3.5 | 48.8697 | 17.2373 | Solar |  |  |  |  | Energeo | Elektrarny | http://www.elektrarny.pro/detail.php?id=1417 | Industry About | [10 empty] | 4.96 | 5.02 | 5.06 | 5.14 | 5.1 | HYDRO-V1 | HYDRO-V1 | HYDRO-V1 | HYDRO-V1 | HYDRO-V1
CZE | Czech Republic | KomaÅ™ice Solar Power Plant |  | WRI1029521 | 2.3 | 48.8783 | 14.5421 | Solar |  |  |  |  | Slunce KomaÅ™ice | Elektrarny | http://www.elektrarny.pro/detail.php?id=11107 | Industry About | [10 empty] | 3.26 | 3.22 | 3.22 | 3.18 | 3.16 | HYDRO-V1 | HYDRO-V1 | HYDRO-V1 | HYDRO-V1 | HYDRO-V1
CZE | Czech Republic | StÃ¡lky Solar Power Plant |  | WRI1029786 | 4 | 48.8790 | 15.6968 | Solar |  |  |  |  | Solar Global as | Solar Global | http://www.solarglobal.cz/sgfve/ | Industry About | [10 empty] | 5.34 | 5.83 | 5.83 | 5.61 | 5.6 | HYDRO-V1 | HYDRO-V1 | HYDRO-V1 | HYDRO-V1 | HYDRO-V1
CZE | Czech Republic | Sakvice |  | WKS0060377 | 4.8 | 48.8822 | 16.7287 | Solar | [5 empty] | Wiki-Solar | https://www.wiki-solar.org | Wiki-Solar | [10 empty] | 7.47 | 7.78 | 7.79 | 7.89 | 7.86 | HYDRO-V1 | HYDRO-V1 | HYDRO-V1 | HYDRO-V1 | HYDRO-V1
CZE | Czech Republic | ZajeÄÃ­ Solar Power Plant |  | WRI1029470 | 1.9 | 48.8822 | 16.7287 | Solar |  |  |  |  | Stand-by Europe | Standby-Europe | https://web.archive.org/web/20111013032819/http://www.standby-europe.com/ | Industry About | [10 empty] | 2.41 | 2.52 | 2.52 | 2.53 | 2.52 | HYDRO-V1 | HYDRO-V1 | HYDRO-V1 | HYDRO-V1 | HYDRO-V1
CZE | Czech Republic | PÃ¡nov Solar Power Plant |  | WRI1029603 | 2.1 | 48.8825 | 17.1425 | Solar |  |  |  |  | ÄŒEZ as | Elektrarny | http://www.cez.cz | Industry About | [10 empty] | 2.94 | 2.94 | 2.95 | 2.95 | 2.93 | HYDRO-V1 | HYDRO-V1 | HYDRO-V1 | HYDRO-V1 | HYDRO-V1
CZE | Czech Republic | PÅ™Ã­mÄ›tice Solar Power Plant |  | WRI1029724 | 3.4 | 48.8849 | 16.0266 | Solar |  |  |  |  | Goodwill Power Plant | Elektrarny | http://www.elektrarny.pro/detail.php?id=2051 | Industry About | [10 empty] | 4.62 | 4.89 | 4.89 | 4.89 | 4.88 | HYDRO-V1 | HYDRO-V1 | HYDRO-V1 | HYDRO-V1 | HYDRO-V1
CZE | Czech Republic | JÃ­lovice Solar Power Plant |  | WRI1029466 | 1.3 | 48.8882 | 14.7316 | Solar |  |  |  |  | Stand-by Europe | Standby-Europe | https://web.archive.org/web/20111013032819/http://www.standby-europe.com/ | Industry About | [10 empty] | 1.68 | 1.72 | 1.72 | 1.66 | 1.65 | HYDRO-V1 | HYDRO-V1 | HYDRO-V1 | HYDRO-V1 | HYDRO-V1
CZE | Czech Republic | VelkÃ¡ nad VeliÄkou Solar Power Plant |  | WRI1029741 | 3.2 | 48.8934 | 17.5088 | Solar |  |  |  |  | Ekoelektro | Elektrarny | http://www.elektrarny.pro/detail.php?id=1310 | Industry About | [10 empty] | 4.49 | 4.61 | 4.65 | 4.64 | 4.63 | HYDRO-V1 | HYDRO-V1 | HYDRO-V1 | HYDRO-V1 | HYDRO-V1
CZE | Czech Republic | Ãšnanov Solar Power Plant |  | WRI1029723 | 1.5 | 48.8956 | 16.0674 | Solar |  |  |  |  | SE - Solar as | Elektrarny | http://www.elektrarny.pro/detail.php?id=11008 | Industry About | [10 empty] | 1.96 | 2.05 | 2.05 | 2.05 | 2.04 | HYDRO-V1 | HYDRO-V1 | HYDRO-V1 | HYDRO-V1 | HYDRO-V1
CZE | Czech Republic | StoÅ¡Ã­kovice na Louce Solar Power Plant |  | WRI1029783 | 1.7 | 48.9027 | 16.2053 | Solar |  |  |  |  | Solar Global as | Solar Global | http://www.solarglobal.cz/sgfve/ | Industry About | [10 empty] | 2.18 | 2.27 | 2.27 | 2.28 | 2.29 | HYDRO-V1 | HYDRO-V1 | HYDRO-V1 | HYDRO-V1 | HYDRO-V1
CZE | Czech Republic | Å½eraviny Solar Power Plant |  | WRI1029586 | 1.7 | 48.9042 | 17.3871 | Solar |  |  |  |  | Solar Centrum | Elektrarny | http://www.elektrarny.pro/detail.php?id=11174 | Industry About | [10 empty] | 2.22 | 2.27 | 2.27 | 2.28 | 2.26 | HYDRO-V1 | HYDRO-V1 | HYDRO-V1 | HYDRO-V1 | HYDRO-V1
CZE | Czech Republic | KramolÃ­n Solar Power Plant |  | WRI1029516 | 3.3 | 48.9054 | 14.7426 | Solar |  |  |  |  | JihoÄeskÃ¡ Eko-Energetika | Elektrarny | http://www.elektrarny.pro/detail.php?id=5746 | Industry About | [10 empty] | 4.60 | 4.79 | 4.74 | 4.51 | 4.49 | HYDRO-V1 | HYDRO-V1 | HYDRO-V1 | HYDRO-V1 | HYDRO-V1
CZE | Czech Republic | Tasov Solar Power Plant |  | WRI1029585 | 3.1 | 48.9097 | 17.4345 | Solar |  |  |  |  | Solar 7 | Elektrarny | http://www.elektrarny.pro/detail.php?id=11167 | Industry About | [10 empty] | 4.37 | 4.48 | 4.50 | 4.48 | 4.46 | HYDRO-V1 | HYDRO-V1 | HYDRO-V1 | HYDRO-V1 | HYDRO-V1
CZE | Czech Republic | Klikov Solar Power Plant |  | WRI1029497 | 1.3 | 48.9098 | 14.9049 | Solar |  |  |  |  | Solarpark Delta as | Elektrarny | http://www.elektrarny.pro/detail.php?id=11251 | Industry About | [10 empty] | 1.65 | 1.72 | 1.72 | 1.66 | 1.65 | HYDRO-V1 | HYDRO-V1 | HYDRO-V1 | HYDRO-V1 | HYDRO-V1
CZE | Czech Republic | RatÃ­Å¡kovice Solar Power Plant |  | WRI1029550 | 2.2 | 48.9118 | 17.1760 | Solar |  |  |  |  | Sanergie as | Elektrarny | http://www.elektrarny.pro/detail.php?id=10967 | Industry About | [10 empty] | 3.07 | 3.07 | 3.07 | 3.09 | 3.08 | HYDRO-V1 | HYDRO-V1 | HYDRO-V1 | HYDRO-V1 | HYDRO-V1
CZE | Czech Republic | KozojÃ­dky Solar Power Plant |  | WRI1029587 | 1.2 | 48.9188 | 17.3894 | Solar |  |  |  |  | 1 Solar Energie as | Elektrarny | http://www.elektrarny.pro/detail.php?id=17 | Industry About | [10 empty] | 1.55 | 1.62 | 1.61 | 1.60 | 1.59 | HYDRO-V1 | HYDRO-V1 | HYDRO-V1 | HYDRO-V1 | HYDRO-V1
CZE | Czech Republic | Vnorovy Solar Power Plant |  | WRI1029588 | 3 | 48.9206 | 17.3323 | Solar |  |  |  |  | Sunlight JM | Elektrarny | http://www.elektrarny.pro/detail.php?id=11560 | Industry About | [10 empty] | 4.27 | 4.33 | 4.35 | 4.37 | 4.31 | HYDRO-V1 | HYDRO-V1 | HYDRO-V1 | HYDRO-V1 | HYDRO-V1
CZE | Czech Republic | Plenkovice Solar Power Plant |  | WRI1029684 | 1 | 48.9218 | 15.9943 | Solar |  |  |  |  | Plesolar | Elektrarny | http://www.elektrarny.pro/detail.php?id=10257 | Industry About | [10 empty] | 1.26 | 1.37 | 1.37 | 1.34 | 1.33 | HYDRO-V1 | HYDRO-V1 | HYDRO-V1 | HYDRO-V1 | HYDRO-V1
CZE | Czech Republic | Ledenice Solar Power Plant |  | WRI1029520 | 1.4 | 48.9233 | 14.6321 | Solar |  |  |  |  | Save Energy | Elektrarny | http://www.elektrarny.pro/detail.php?id=10991 | Industry About | [10 empty] | 1.81 | 1.85 | 1.85 | 1.78 | 1.76 | HYDRO-V1 | HYDRO-V1 | HYDRO-V1 | HYDRO-V1 | HYDRO-V1
CZE | Czech Republic | Troskotovice Solar Power Plant |  | WRI1029642 | 1 | 48.9291 | 16.4587 | Solar |  |  |  |  | GBC Renesys | GBC Renesys | http://www.gbc-renesys.cz | Industry About | 1096811 | [9 empty] | 1.28 | 1.36 | 1.36 | 1.35 | 1.36 | HYDRO-V1 | HYDRO-V1 | HYDRO-V1 | HYDRO-V1 | HYDRO-V1
CZE | Czech Republic | Å tÃ­tary Solar Power Plant |  | WRI1029689 | 2.9 | 48.9325 | 15.8089 | Solar |  |  |  |  | BGI Solar | Elektrarny | http://www.elektrarny.pro/detail.php?id=11165 | Industry About | [10 empty] | 3.91 | 4.15 | 4.15 | 4.07 | 4.06 | HYDRO-V1 | HYDRO-V1 | HYDRO-V1 | HYDRO-V1 | HYDRO-V1
CZE | Czech Republic | RoudnÃ© Solar Power Plant |  | WRI1029515 | 2.7 | 48.9343 | 14.4751 | Solar |  |  |  |  | Solar Project | Elektrarny | http://www.elektrarny.pro/detail.php?id=11216 | Industry About | [10 empty] | 3.85 | 3.82 | 3.81 | 3.76 | 3.74 | HYDRO-V1 | HYDRO-V1 | HYDRO-V1 | HYDRO-V1 | HYDRO-V1
CZE | Czech Republic | Petrovice Solar Power Plant |  | WRI1029517 | 3.3 | 48.9371 | 14.6850 | Solar |  |  |  |  | FVE Petrovice as | Elektrarny | http://www.elektrarny.pro/detail.php?id=1948 | Industry About | [10 empty] | 4.62 | 4.74 | 4.74 | 4.51 | 4.47 | HYDRO-V1 | HYDRO-V1 | HYDRO-V1 | HYDRO-V1 | HYDRO-V1
CZE | Czech Republic | VeselÃ­ nad Moravou Solar Power Plant |  | WRI1029640 | 14 | 48.9400 | 17.3847 | Solar | [5 empty] | Elektrarny | http://www.elektrarny.pro/seznam-elektraren.php | Industry About | [10 empty] | 20.60 | 21.07 | 21.32 | 21.36 | 21.2 | HYDRO-V1 | HYDRO-V1 | HYDRO-V1 | HYDRO-V1 | HYDRO-V1
CZE | Czech Republic | VranovskÃ¡ Ves - ÄŒEZ Solar Power Plant |  | WRI1029672 | 16 | 48.9411 | 15.9154 | Solar |  |  |  |  | ÄŒEZ as | CEZ Group | https://www.cez.cz/en/power-plants-and-environment/solar-power-plants.html | Industry About | [10 empty] | 22.61 | 24.56 | 24.56 | 23.56 | 23.49 | HYDRO-V1 | HYDRO-V1 | HYDRO-V1 | HYDRO-V1 | HYDRO-V1
CZE | Czech Republic | VranovskÃ¡ Ves - Green Nature Solar Power Plant |  | WRI1029686 | 4.4 | 48.9448 | 15.9125 | Solar |  |  |  |  | BGI Solar | Elektrarny | http://www.elektrarny.pro/detail.php?id=2062 | Industry About | [10 empty] | 5.86 | 6.44 | 6.44 | 6.15 | 6.13 | HYDRO-V1 | HYDRO-V1 | HYDRO-V1 | HYDRO-V1 | HYDRO-V1
CZE | Czech Republic | Chvalatice Solar Power Plant |  | WRI1029685 | 3.5 | 48.9495 | 15.7519 | Solar |  |  |  |  | BGI Solar | Elektrarny | http://www.elektrarny.pro/detail.php?id=630 | Industry About | [10 empty] | 4.67 | 5.11 | 5.12 | 4.92 | 4.9 | HYDRO-V1 | HYDRO-V1 | HYDRO-V1 | HYDRO-V1 | HYDRO-V1
CZE | Czech Republic | Chlum u TÅ™ebonÄ› Solar Power Plant |  | WRI1029498 | 1 | 48.9514 | 14.9249 | Solar |  |  |  |  | FVE Chlum 2 | Elektrarny | http://www.elektrarny.pro/detail.php?id=1889 | Industry About | [10 empty] | 1.26 | 1.35 | 1.34 | 1.28 | 1.27 | HYDRO-V1 | HYDRO-V1 | HYDRO-V1 | HYDRO-V1 | HYDRO-V1
CZE | Czech Republic | HustopeÄe Solar Power Plant |  | WRI1029765 | 1.1 | 48.9514 | 16.7531 | Solar |  |  |  |  | Powersun | EP Energy | http://www.epenergy.cz | Industry About | [10 empty] | 1.37 | 1.47 | 1.47 | 1.46 | 1.47 | HYDRO-V1 | HYDRO-V1 | HYDRO-V1 | HYDRO-V1 | HYDRO-V1
CZE | Czech Republic | Bojanovice Solar Power Plant |  | WRI1029683 | 1 | 48.9620 | 15.9981 | Solar |  |  |  |  | Sun Yas spol | Elektrarny | http://www.elektrarny.pro/detail.php?id=11541 | Industry About | [10 empty] | 1.26 | 1.37 | 1.37 | 1.34 | 1.33 | HYDRO-V1 | HYDRO-V1 | HYDRO-V1 | HYDRO-V1 | HYDRO-V1
CZE | Czech Republic | UherskÃ½ Ostroh 1 Solar Power Plant |  | WRI1029447 | 1 | 48.9718 | 17.4032 | Solar |  |  |  |  | MCG Invest as | Elektrarny | http://www.elektrarny.pro/detail.php?id=11200 | Industry About | [10 empty] | 1.28 | 1.37 | 1.37 | 1.34 | 1.33 | HYDRO-V1 | HYDRO-V1 | HYDRO-V1 | HYDRO-V1 | HYDRO-V1
CZE | Czech Republic | UherskÃ½ Ostroh 2 Solar Power Plant |  | WRI1029450 | 2 | 48.9735 | 17.4002 | Solar |  |  |  |  | Solar Morava as | Elektrarny | http://www.elektrarny.pro/detail.php?id=7967 | Industry About | [10 empty] | 2.76 | 2.78 | 2.78 | 2.81 | 2.8 | HYDRO-V1 | HYDRO-V1 | HYDRO-V1 | HYDRO-V1 | HYDRO-V1
CZE | Czech Republic | Vrbice |  | WKS0060366 | 5 | 48.9805 | 16.9225 | Solar | [5 empty] | Wiki-Solar | https://www.wiki-solar.org | Wiki-Solar | [10 empty] | 7.19 | 7.43 | 7.43 | 7.57 | 7.57 | HYDRO-V1 | HYDRO-V1 | HYDRO-V1 | HYDRO-V1 | HYDRO-V1
CZE | Czech Republic | ZvÃ­kov Solar Power Plant |  | WRI1029514 | 2 | 48.9853 | 14.5991 | Solar |  |  |  |  | Photon SPV 8 as | Elektrarny | http://www.elektrarny.pro/detail.php?id=10234 | Industry About | [10 empty] | 2.81 | 2.81 | 2.80 | 2.74 | 2.73 | HYDRO-V1 | HYDRO-V1 | HYDRO-V1 | HYDRO-V1 | HYDRO-V1
CZE | Czech Republic | MoravskÃ½ PÃ­sek Solar Power Plant |  | WRI1029581 | 1.9 | 48.9877 | 17.3219 | Solar |  |  |  |  | SE-LIN | Elektrarny | http://www.elektrarny.pro/detail.php?id=11023 | Industry About | [10 empty] | 2.41 | 2.51 | 2.51 | 2.51 | 2.5 | SOLAR-V1-NO-AGE | SOLAR-V1-NO-AGE | SOLAR-V1-NO-AGE | SOLAR-V1-NO-AGE | SOLAR-V1-NO-AGE
CZE | Czech Republic | VelkÃ© NÄ›mÄice Solar Power Plant |  | WRI1029483 | 1 | 48.9891 | 16.6819 | Solar |  |  |  |  | Carbounion PV as | Elektrarny | http://www.elektrarny.pro/detail.php?id=811 | Industry About | [10 empty] | 1.29 | 1.37 | 1.37 | 1.35 | 1.31 | SOLAR-V1-NO-AGE | SOLAR-V1-NO-AGE | SOLAR-V1-NO-AGE | SOLAR-V1-NO-AGE | SOLAR-V1-NO-AGE
CZE | Czech Republic | KÅ™epice Solar Power Plant |  | WRI1029725 | 1.1 | 48.9900 | 16.1028 | Solar |  |  |  |  | EkologickÃ© zdroje | Elektrarny | http://www.elektrarny.pro/detail.php?id=1316 | Industry About | [10 empty] | 1.37 | 1.46 | 1.46 | 1.44 | 1.43 | SOLAR-V1-NO-AGE | SOLAR-V1-NO-AGE | SOLAR-V1-NO-AGE | SOLAR-V1-NO-AGE | SOLAR-V1-NO-AGE
CZE | Czech Republic | BlÃ­Å¾kovice - AG-Sun Solar Power Plant |  | WRI1029687 | 3.3 | 48.9941 | 15.8293 | Solar |  |  |  |  | AG-Sun | Elektrarny | http://www.elektrarny.pro/detail.php?id=75 | Industry About | [10 empty] | 4.37 | 4.80 | 4.80 | 4.59 | 4.59 | HYDRO-V1 | HYDRO-V1 | HYDRO-V1 | HYDRO-V1 | HYDRO-V1
CZE | Czech Republic | BlÃ­Å¾kovice - DH Energy Solar Power Plant |  | WRI1029688 | 1 | 48.9951 | 15.8273 | Solar |  |  |  |  | DH Energy as | Elektrarny | http://www.elektrarny.pro/detail.php?id=1131 | Industry About | [10 empty] | 1.22 | 1.36 | 1.36 | 1.28 | 1.28 | HYDRO-V1 | HYDRO-V1 | HYDRO-V1 | HYDRO-V1 | HYDRO-V1
CZE | Czech Republic | Nivnice Solar Power Plant |  | WRI1029448 | 1 | 48.9953 | 17.6481 | Solar |  |  |  |  | RP Solar as | Elektrarny | http://www.elektrarny.pro/detail.php?id=10887 | Industry About | [10 empty] | 1.28 | 1.36 | 1.37 | 1.34 | 1.32 | HYDRO-V1 | HYDRO-V1 | HYDRO-V1 | HYDRO-V1 | HYDRO-V1
CZE | Czech Republic | VlkoÅ¡ Solar Power Plant |  | WRI1029582 | 6.7 | 49.0003 | 17.1460 | Solar |  |  |  |  | Top Centyrum | Elektrarny | http://www.elektrarny.pro/detail.php?id=11827 | Industry About | [10 empty] | 9.47 | 9.78 | 9.89 | 10.00 | 9.97 | NO-ESTIMATION | NO-ESTIMATION | NO-ESTIMATION | NO-ESTIMATION | CAPACITY-FACTOR-V1
CZE | Czech Republic | Kyjov - Top Centrum Solar Power Plant |  | WRI1029583 | 3.9 | 49.0045 | 17.1066 | Solar |  |  |  |  | Top Centyrum Car | Elektrarny | http://www.elektrarny.pro/detail.php?id=11823 | Industry About | [10 empty] | 5.47 | 5.57 | 5.58 | 5.69 | 5.67 | NO-ESTIMATION | NO-ESTIMATION | NO-ESTIMATION | NO-ESTIMATION | CAPACITY-FACTOR-V1
CZE | Czech Republic | StrÃ¡Å¾ovice Solar Power Plant |  | WRI1029584 | 2 | 49.0049 | 17.0440 | Solar |  |  |  |  | StrÃ¡Å¾ovickÃ¡ SluneÄnÃ­ as | Elektrarny | http://www.elektrarny.pro/detail.php?id=11500 | Industry About | [10 empty] | 2.75 | 2.78 | 2.78 | 2.79 | 2.72 | NO-ESTIMATION | NO-ESTIMATION | NO-ESTIMATION | NO-ESTIMATION | CAPACITY-FACTOR-V1
CZE | Czech Republic | UherskÃ½ Brod Solar Power Plant |  | WRI1029386 | 10.2 | 49.0063 | 17.6584 | Solar |  |  |  |  | Solar Liglass | Solar Liglass | http://www.solar-liglass.cz/images/stories/obrazky/pdf_13.jpg | Industry About | [10 empty] | 14.42 | 15.32 | 15.38 | 15.11 | 14.67 | NO-ESTIMATION | NO-ESTIMATION | NO-ESTIMATION | NO-ESTIMATION | CAPACITY-FACTOR-V1
CZE | Czech Republic | Å½abÄice Solar Power Plant |  | WRI1029574 | 5.6 | 49.0143 | 16.5923 | Solar |  |  |  |  | ÄŒEZ as | CEZ Group | https://www.cez.cz/en/power-plants-and-environment/solar-power-plants.html | Industry About | [10 empty] | 8.06 | 8.28 | 8.36 | 8.47 | 8.4 | NO-ESTIMATION | NO-ESTIMATION | NO-ESTIMATION | NO-ESTIMATION | CAPACITY-FACTOR-V1
CZE | Czech Republic | Medlov Solar Power Plant |  | WRI1029455 | 2.3 | 49.0156 | 16.5371 | Solar |  |  |  |  | Gilose | Elektrarny | http://www.elektrarny.pro/detail.php?id=2033 | Industry About | [10 empty] | 3.19 | 3.21 | 3.21 | 3.23 | 3.22 | NO-ESTIMATION | NO-ESTIMATION | NO-ESTIMATION | NO-ESTIMATION | CAPACITY-FACTOR-V1
CZE | Czech Republic | PoleÅ¡ovice Solar Power Plant |  | WRI1029449 | 2 | 49.0211 | 17.3501 | Solar |  |  |  |  | Emel Energy as | Elektrarny | http://www.elektrarny.pro/detail.php?id=1407 | Industry About | [10 empty] | 2.76 | 2.78 | 2.78 | 2.81 | 2.8 | NO-ESTIMATION | NO-ESTIMATION | NO-ESTIMATION | NO-ESTIMATION | CAPACITY-FACTOR-V1
CZE | Czech Republic | LibnÃ­Ä Solar Power Plant |  | WRI1029463 | 3 | 49.0223 | 14.5441 | Solar |  |  |  |  | Solar Projekt LibnÃ­Ä | Elektrarny | http://www.elektrarny.pro/detail.php?id=11215 | Industry About | [10 empty] | 4.24 | 4.35 | 4.31 | 4.15 | 4.12 | NO-ESTIMATION | NO-ESTIMATION | NO-ESTIMATION | NO-ESTIMATION | CAPACITY-FACTOR-V1
CZE | Czech Republic | HavÅ™ice Solar Power Plant |  | WRI1029710 | 2 | 49.0260 | 17.6151 | Solar |  |  |  |  | HavÅ™ice Solar Plant | Nobility | http://www.nobility.cz | Industry About | [10 empty] | 2.76 | 2.79 | 2.79 | 2.81 | 2.8 | SOLAR-V1-NO-AGE | SOLAR-V1-NO-AGE | SOLAR-V1-NO-AGE | SOLAR-V1-NO-AGE | SOLAR-V1-NO-AGE
CZE | Czech Republic | Borek Solar Power Plant |  | WRI1029462 | 1 | 49.0301 | 14.5048 | Solar |  |  |  |  | Solarpark Gama | Elektrarny | http://www.elektrarny.pro/detail.php?id=11253 | Industry About | [10 empty] | 1.29 | 1.35 | 1.33 | 1.27 | 1.26 | SOLAR-V1-NO-AGE | SOLAR-V1-NO-AGE | SOLAR-V1-NO-AGE | SOLAR-V1-NO-AGE | SOLAR-V1-NO-AGE
CZE | Czech Republic | MaleÅ¡ovice Solar Power Plant |  | WRI1029505 | 3.6 | 49.0313 | 16.4888 | Solar |  |  |  |  | MaleÅ¡ovice Solar Plant | Nobility | http://www.nobility.cz | Industry About | [10 empty] | 4.96 | 5.20 | 5.20 | 5.22 | 5.26 | SOLAR-V1-NO-AGE | SOLAR-V1-NO-AGE | SOLAR-V1-NO-AGE | SOLAR-V1-NO-AGE | SOLAR-V1-NO-AGE
CZE | Czech Republic | Kunovice Solar Power Plant |  | WRI1029443 | 2 | 49.0353 | 17.4788 | Solar |  |  |  |  | Kovokon Popovice | Elektrarny | http://www.elektrarny.pro/detail.php?id=6970 | Industry About | [10 empty] | 2.76 | 2.78 | 2.79 | 2.81 | 2.8 | NO-ESTIMATION | NO-ESTIMATION | NO-ESTIMATION | NO-ESTIMATION | CAPACITY-FACTOR-V1
CZE | Czech Republic | Nedakonice Solar Power Plant |  | WRI1029444 | 2 | 49.0355 | 17.3837 | Solar |  |  |  |  | FVE 25 | Elektrarny | http://www.elektrarny.pro/detail.php?id=1864 | Industry About | [10 empty] | 2.76 | 2.78 | 2.79 | 2.81 | 2.8 | NO-ESTIMATION | NO-ESTIMATION | NO-ESTIMATION | NO-ESTIMATION | CAPACITY-FACTOR-V1
CZE | Czech Republic | Bojkovice 2 Solar Power Plant |  | WRI1029789 | 4.1 | 49.0365 | 17.7929 | Solar |  |  |  |  | Solar 2 | Elektrarny | http://www.elektrarny.pro/detail.php?id=11152 | Industry About | [10 empty] | 5.59 | 5.91 | 5.97 | 5.80 | 5.72 | NO-ESTIMATION | NO-ESTIMATION | NO-ESTIMATION | NO-ESTIMATION | CAPACITY-FACTOR-V1
CZE | Czech Republic | TÄ›Å¡ovice Solar Power Plant |  | WRI1029807 | 1 | 49.0416 | 14.0212 | Solar |  |  |  |  | Eli Energy as | Elektrarny | http://www.elektrarny.pro/detail.php?id=1359 | Industry About | [10 empty] | 1.38 | 1.33 | 1.28 | 1.26 | 1.22 | HYDRO-V1 | HYDRO-V1 | HYDRO-V1 | HYDRO-V1 | HYDRO-V1
CZE | Czech Republic | BoÅ¡ovice Solar Power Plant |  | WRI1029545 | 1.2 | 49.0498 | 16.8438 | Solar |  |  |  |  | FVE 18 | Elektrarny | http://www.elektrarny.pro/detail.php?id=1861 | Industry About | [10 empty] | 1.53 | 1.65 | 1.62 | 1.62 | 1.61 | SOLAR-V1-NO-AGE | SOLAR-V1-NO-AGE | SOLAR-V1-NO-AGE | SOLAR-V1-NO-AGE | SOLAR-V1-NO-AGE
CZE | Czech Republic | HruÅ¡ovany |  | WKS0068496 | 8 | 49.0500 | 16.5680 | Solar | [5 empty] | Wiki-Solar | https://www.wiki-solar.org | Wiki-Solar | [10 empty] | 11.48 | 11.80 | 11.93 | 12.03 | 12.03 | SOLAR-V1-NO-AGE | SOLAR-V1-NO-AGE | SOLAR-V1-NO-AGE | SOLAR-V1-NO-AGE | SOLAR-V1-NO-AGE
CZE | Czech Republic | Vimperk Solar Power Plant |  | WRI1029761 | 2.5 | 49.0521 | 13.7405 | Solar |  |  |  |  | REN Power CZ as | Ren Power | http://www.renpower.eu | Industry About | 1078287 | [9 empty] | 3.73 | 3.47 | 3.52 | 3.38 | 3.5 | SOLAR-V1-NO-AGE | SOLAR-V1-NO-AGE | SOLAR-V1-NO-AGE | SOLAR-V1-NO-AGE | SOLAR-V1-NO-AGE
CZE | Czech Republic | Netolice Solar Power Plant |  | WRI1029745 | 2.4 | 49.0560 | 14.1892 | Solar |  |  |  |  | Energy 21 as | Energy 21 | http://www.energy21.cz | Industry About | [10 empty] | 3.40 | 3.36 | 3.36 | 3.32 | 3.3 | NO-ESTIMATION | NO-ESTIMATION | NO-ESTIMATION | NO-ESTIMATION | CAPACITY-FACTOR-V1
CZE | Czech Republic | StrÃ¡Å¾ nad NeÅ¾Ã¡rkou Solar Power Plant |  | WRI1029501 | 2.6 | 49.0645 | 14.9143 | Solar |  |  |  |  | Solar 8 | Elektrarny | http://www.elektrarny.pro/detail.php?id=11168 | Industry About | [10 empty] | 3.61 | 3.65 | 3.65 | 3.60 | 3.58 | SOLAR-V1-NO-AGE | SOLAR-V1-NO-AGE | SOLAR-V1-NO-AGE | SOLAR-V1-NO-AGE | SOLAR-V1-NO-AGE
CZE | Czech Republic | Moutnice Solar Power Plant |  | WRI1029477 | 2.1 | 49.0645 | 16.7352 | Solar |  |  |  |  | Goodwill Housing | Elektrarny | http://www.elektrarny.pro/detail.php?id=2050 | Industry About | [10 empty] | 2.97 | 2.94 | 2.95 | 2.96 | 2.93 | SOLAR-V1-NO-AGE | SOLAR-V1-NO-AGE | SOLAR-V1-NO-AGE | SOLAR-V1-NO-AGE | SOLAR-V1-NO-AGE
CZE | Czech Republic | MÄ›nÃ­n Solar Power Plant |  | WRI1029474 | 3.2 | 49.0743 | 16.6856 | Solar |  |  |  |  | Solar Systems MÄ›nÃ­n | Elektrarny | http://www.elektrarny.pro/detail.php?id=11222 | Industry About | [10 empty] | 4.53 | 4.62 | 4.61 | 4.73 | 4.69 | NO-ESTIMATION | NO-ESTIMATION | NO-ESTIMATION | NO-ESTIMATION | CAPACITY-FACTOR-V1
CZE | Czech Republic | Buchlovice Solar Power Plant |  | WRI1029446 | 1 | 49.0780 | 17.3579 | Solar |  |  |  |  | Maysville | Elektrarny | http://www.elektrarny.pro/detail.php?id=1854 | Industry About | [10 empty] | 1.28 | 1.36 | 1.37 | 1.34 | 1.33 | HYDRO-V1 | HYDRO-V1 | HYDRO-V1 | HYDRO-V1 | HYDRO-V1
CZE | Czech Republic | Syrovice - RajhradskÃ¡ Solar Power Plant |  | WRI1029508 | 3.1 | 49.0807 | 16.5747 | Solar |  |  |  |  | RajhradskÃ¡ Solar Plant | Nobility | http://www.nobility.cz | Industry About | [10 empty] | 4.42 | 4.48 | 4.49 | 4.54 | 4.53 | NO-ESTIMATION | NO-ESTIMATION | NO-ESTIMATION | NO-ESTIMATION | CAPACITY-FACTOR-V1
CZE | Czech Republic | DaÄice Solar Power Plant |  | WRI1029499 | 4.8 | 49.0819 | 15.4592 | Solar |  |  |  |  | Black & Bush Projekt 2 | Elektrarny | http://www.elektrarny.pro/detail.php?id=649 | Industry About | [10 empty] | 7.03 | 7.85 | 7.85 | 7.58 | 7.55 | NO-ESTIMATION | NO-ESTIMATION | NO-ESTIMATION | NO-ESTIMATION | CAPACITY-FACTOR-V1
CZE | Czech Republic | Syrovice - OÅ™echovskÃ¡ Solar Power Plant |  | WRI1029543 | 3.1 | 49.0838 | 16.5350 | Solar |  |  |  |  | OÅ™echovskÃ¡ Solar Plant | Nobility | http://www.nobility.cz | Industry About | [10 empty] | 4.30 | 4.51 | 4.51 | 4.48 | 4.51 | SOLAR-V1-NO-AGE | SOLAR-V1-NO-AGE | SOLAR-V1-NO-AGE | SOLAR-V1-NO-AGE | SOLAR-V1-NO-AGE
CZE | Czech Republic | StarÃ¡ Obora Solar Power Plant |  | WRI1029461 | 2.8 | 49.0919 | 14.4176 | Solar |  |  |  |  | PV HlubokÃ¡ | Elektrarny | http://www.elektrarny.pro/detail.php?id=10390 | Industry About | [10 empty] | 3.98 | 4.00 | 3.97 | 3.91 | 3.89 | HYDRO-V1 | HYDRO-V1 | HYDRO-V1 | HYDRO-V1 | HYDRO-V1
CZE | Czech Republic | JaromÄ›Å™ice nad Rokytnou Solar Power Plant |  | WRI1029785 | 2.6 | 49.0926 | 15.8724 | Solar |  |  |  |  | Solar Global as | Solar Global | http://www.solarglobal.cz/sgfve/ | Industry About | [10 empty] | 3.48 | 3.64 | 3.64 | 3.59 | 3.58 | SOLAR-V1-NO-AGE | SOLAR-V1-NO-AGE | SOLAR-V1-NO-AGE | SOLAR-V1-NO-AGE | SOLAR-V1-NO-AGE
CZE | Czech Republic | Å½atÄany Solar Power Plant |  | WRI1029643 | 1 | 49.0958 | 16.7265 | Solar |  |  |  |  | EPL Solar | Elektrarny | http://www.elektrarny.pro/detail.php?id=1468 | Industry About | [10 empty] | 1.29 | 1.37 | 1.36 | 1.36 | 1.35 | NO-ESTIMATION | NO-ESTIMATION | NO-ESTIMATION | NO-ESTIMATION | CAPACITY-FACTOR-V1
CZE | Czech Republic | SlaviÄÃ­n A Solar Power Plant |  | WRI1029793 | 2.2 | 49.0984 | 17.9034 | Solar |  |  |  |  | INTEC Green Energy | Elektrarny | http://www.elektrarny.pro/detail.php?id=4826 | Industry About | [10 empty] | 2.98 | 3.08 | 3.10 | 3.09 | 3.06 | HYDRO-V1 | HYDRO-V1 | HYDRO-V1 | HYDRO-V1 | HYDRO-V1
CZE | Czech Republic | HornÃ­ PÄ›na Solar Power Plant |  | WRI1029465 | 2 | 49.0995 | 15.0397 | Solar |  |  |  |  | Kertak Energy | Elektrarny | http://www.elektrarny.pro/detail.php?id=1312 | Industry About | [10 empty] | 2.76 | 2.81 | 2.81 | 2.76 | 2.75 | NO-ESTIMATION | NO-ESTIMATION | NO-ESTIMATION | NO-ESTIMATION | CAPACITY-FACTOR-V1
CZE | Czech Republic | SlaviÄÃ­n B Solar Power Plant |  | WRI1029704 | 2.1 | 49.0999 | 17.9113 | Solar |  |  |  |  | Buzzing Pink Lines | Elektrarny | http://www.elektrarny.pro/detail.php?id=793 | Industry About | [10 empty] | 2.84 | 2.95 | 2.97 | 2.96 | 2.93 | HYDRO-V1 | HYDRO-V1 | HYDRO-V1 | HYDRO-V1 | HYDRO-V1
CZE | Czech Republic | DÃ­vÄice Solar Power Plant |  | WRI1029744 | 2.8 | 49.1032 | 14.3168 | Solar |  |  |  |  | Energy 21 as | Energy 21 | http://www.energy21.cz | Industry About | [10 empty] | 3.99 | 3.99 | 3.97 | 3.91 | 3.89 | NO-ESTIMATION | NO-ESTIMATION | NO-ESTIMATION | NO-ESTIMATION | CAPACITY-FACTOR-V1
CZE | Czech Republic | Sokolnice - Papeno Solar Power Plant |  | WRI1029644 | 7.5 | 49.1115 | 16.6856 | Solar |  |  |  |  | Papeno 2 | Elektrarny | http://www.elektrarny.pro/detail.php?id=9481 | Industry About | [10 empty] | 10.73 | 11.03 | 11.14 | 11.23 | 11.2 | SOLAR-V1-NO-AGE | SOLAR-V1-NO-AGE | SOLAR-V1-NO-AGE | SOLAR-V1-NO-AGE | SOLAR-V1-NO-AGE
CZE | Czech Republic | Sokolnice - BH Green Solar Power Plant |  | WRI1029651 | 4.3 | 49.1127 | 16.6925 | Solar |  |  |  |  | BH Green | Elektrarny | http://www.elektrarny.pro/detail.php?id=631 | Industry About | [10 empty] | 6.04 | 6.14 | 6.15 | 6.28 | 6.27 | SOLAR-V1-NO-AGE | SOLAR-V1-NO-AGE | SOLAR-V1-NO-AGE | SOLAR-V1-NO-AGE | SOLAR-V1-NO-AGE
CZE | Czech Republic | Å evÄ›tÃ­n Solar Power Plant |  | WRI1029573 | 29.9 | 49.1171 | 14.5886 | Solar |  |  |  |  | ÄŒEZ as | CEZ Group | https://www.cez.cz/en/power-plants-and-environment/solar-power-plants.html | Industry About | [10 empty] | 41.05 | 43.11 | 42.82 | 41.45 | 41.24 | SOLAR-V1-NO-AGE | SOLAR-V1-NO-AGE | SOLAR-V1-NO-AGE | SOLAR-V1-NO-AGE | SOLAR-V1-NO-AGE
CZE | Czech Republic | Oslavany Solar Power Plant |  | WRI1029607 | 8 | 49.1201 | 16.3503 | Solar |  |  |  |  | Energo Helis as | Elektrarny | http://www.elektrarny.pro/detail.php?id=1436 | Industry About | [10 empty] | 11.13 | 11.95 | 11.95 | 11.84 | 11.87 | SOLAR-V1-NO-AGE | SOLAR-V1-NO-AGE | SOLAR-V1-NO-AGE | SOLAR-V1-NO-AGE | SOLAR-V1-NO-AGE
CZE | Czech Republic | BuÅ¡anovice Solar Power Plant |  | WRI1029806 | 2 | 49.1205 | 13.9332 | Solar |  |  |  |  | Korowatt as | Elektrarny | http://www.elektrarny.pro/detail.php?id=11205 | Industry About | [10 empty] | 3.02 | 2.80 | 2.74 | 2.73 | 2.66 | NO-ESTIMATION | NO-ESTIMATION | NO-ESTIMATION | NO-ESTIMATION | CAPACITY-FACTOR-V1
CZE | Czech Republic | Mohelno Solar Power Plant |  | WRI1029422 | 1.5 | 49.1215 | 16.2010 | Solar |  |  |  |  | Pontus Energy | Elektrarny | http://www.elektrarny.pro/detail.php?id=10281 | Industry About | [10 empty] | 1.95 | 2.05 | 2.05 | 2.05 | 2.04 | SOLAR-V1-NO-AGE | SOLAR-V1-NO-AGE | SOLAR-V1-NO-AGE | SOLAR-V1-NO-AGE | SOLAR-V1-NO-AGE
CZE | Czech Republic | DolnÃ­ PÄ›na Solar Power Plant |  | WRI1029464 | 1 | 49.1225 | 15.0230 | Solar |  |  |  |  | Kertak Energy | Elektrarny | http://www.elektrarny.pro/detail.php?id=9499 | Industry About | [10 empty] | 1.26 | 1.35 | 1.35 | 1.28 | 1.27 | SOLAR-V1-NO-AGE | SOLAR-V1-NO-AGE | SOLAR-V1-NO-AGE | SOLAR-V1-NO-AGE | SOLAR-V1-NO-AGE
CZE | Czech Republic | JirÃ¡skovo PÅ™edmÄ›stÃ­ Solar Power Plant |  | WRI1029459 | 3.1 | 49.1240 | 15.0131 | Solar |  |  |  |  | Paulin-Energo | Elektrarny | http://www.elektrarny.pro/detail.php?id=9499 | Industry About | [10 empty] | 4.33 | 4.52 | 4.52 | 4.31 | 4.3 | SOLAR-V1-NO-AGE | SOLAR-V1-NO-AGE | SOLAR-V1-NO-AGE | SOLAR-V1-NO-AGE | SOLAR-V1-NO-AGE
CZE | Czech Republic | KunÅ¾ak Solar Power Plant |  | WRI1029500 | 1.3 | 49.1297 | 15.1807 | Solar |  |  |  |  | Abalanzar | Elektrarny | http://www.elektrarny.pro/detail.php?id=39 | Industry About | [10 empty] | 1.65 | 1.73 | 1.72 | 1.66 | 1.65 | SOLAR-V1-NO-AGE | SOLAR-V1-NO-AGE | SOLAR-V1-NO-AGE | SOLAR-V1-NO-AGE | SOLAR-V1-NO-AGE
CZE | Czech Republic | DynÃ­n Solar Power Plant |  | WRI1029460 | 2 | 49.1356 | 14.6412 | Solar |  |  |  |  | ElektrÃ¡rna DynÃ­n | Elektrarny | http://www.elektrarny.pro/detail.php?id=1336 | Industry About | [10 empty] | 2.81 | 2.81 | 2.80 | 2.74 | 2.73 | SOLAR-V1-NO-AGE | SOLAR-V1-NO-AGE | SOLAR-V1-NO-AGE | SOLAR-V1-NO-AGE | SOLAR-V1-NO-AGE
CZE | Czech Republic | OtÃ­n Solar Power Plant |  | WRI1029502 | 3.4 | 49.1453 | 15.0394 | Solar |  |  |  |  | Kertak Energy | Elektrarny | http://www.elektrarny.pro/detail.php?id=9427 | Industry About | [10 empty] | 4.67 | 4.94 | 4.92 | 4.66 | 4.63 | NO-ESTIMATION | NO-ESTIMATION | NO-ESTIMATION | NO-ESTIMATION | CAPACITY-FACTOR-V1
CZE | Czech Republic | Slavkov Solar Power Plant |  | WRI1029436 | 1.1 | 49.1466 | 16.8737 | Solar |  |  |  |  | Photon Energy Operations CZ | http://www.photonenergyoperations.cz/provoz-a-servis-fve | http://www.photonenergyoperations.cz | Industry About | [10 empty] | 1.39 | 1.47 | 1.46 | 1.47 | 1.46 | SOLAR-V1-NO-AGE | SOLAR-V1-NO-AGE | SOLAR-V1-NO-AGE | SOLAR-V1-NO-AGE | SOLAR-V1-NO-AGE
CZE | Czech Republic | Brno-TuÅ™any Solar Power Plant |  | WRI1029787 | 21.2 | 49.1472 | 16.6909 | Solar |  |  |  |  | Brno Solar Park as | Solar Global | http://www.solarglobal.cz/sgfve/ | Industry About | [10 empty] | 31.40 | 31.86 | 32.27 | 32.51 | 32.42 | SOLAR-V1-NO-AGE | SOLAR-V1-NO-AGE | SOLAR-V1-NO-AGE | SOLAR-V1-NO-AGE | SOLAR-V1-NO-AGE
CZE | Czech Republic | KÅ™enovice Solar Power Plant |  | WRI1029652 | 1.5 | 49.1495 | 16.8359 | Solar |  |  |  |  | ENVA | Elektrarny | http://www.elektrarny.pro/detail.php?id=1462 | Industry About | [10 empty] | 1.99 | 2.05 | 2.05 | 2.08 | 2.07 | SOLAR-V1-NO-AGE | SOLAR-V1-NO-AGE | SOLAR-V1-NO-AGE | SOLAR-V1-NO-AGE | SOLAR-V1-NO-AGE
CZE | Czech Republic | Omice Solar Power Plant |  | WRI1029613 | 1 | 49.1592 | 16.4512 | Solar |  |  |  |  | Hutira FVE Omice | Elektrarny | http://www.elektrarny.pro/detail.php?id=2264 | Industry About | [10 empty] | 1.26 | 1.37 | 1.37 | 1.34 | 1.33 | NO-ESTIMATION | NO-ESTIMATION | NO-ESTIMATION | NO-ESTIMATION | CAPACITY-FACTOR-V1
CZE | Czech Republic | RodvÃ­nov Solar Power Plant |  | WRI1029388 | 1.4 | 49.1613 | 15.0528 | Solar |  |  |  |  | Solar Liglass | Solar Liglass | http://www.solar-liglass.cz/images/stories/obrazky/pdf_13.jpg | Industry About | [10 empty] | 1.78 | 1.86 | 1.86 | 1.79 | 1.78 | SOLAR-V1-NO-AGE | SOLAR-V1-NO-AGE | SOLAR-V1-NO-AGE | SOLAR-V1-NO-AGE | SOLAR-V1-NO-AGE
CZE | Czech Republic | ZbÃ½Å¡ov Solar Power Plant |  | WRI1029605 | 1.3 | 49.1641 | 16.3564 | Solar |  |  |  |  | Kepak Group as | Elektrarny | http://www.elektrarny.pro/detail.php?id=6890 | Industry About | [10 empty] | 1.65 | 1.74 | 1.74 | 1.72 | 1.72 | SOLAR-V1-NO-AGE | SOLAR-V1-NO-AGE | SOLAR-V1-NO-AGE | SOLAR-V1-NO-AGE | SOLAR-V1-NO-AGE
CZE | Czech Republic | ValaÅ¡skÃ© PÅ™Ã­kazy Solar Power Plant |  | WRI1029792 | 1.2 | 49.1646 | 18.0648 | Solar |  |  |  |  | Solar Energy Systems | Elektrarny | http://www.elektrarny.pro/detail.php?id=11182 | Industry About | [10 empty] | 1.47 | 1.61 | 1.55 | 1.53 | 1.51 | SOLAR-V1-NO-AGE | SOLAR-V1-NO-AGE | SOLAR-V1-NO-AGE | SOLAR-V1-NO-AGE | SOLAR-V1-NO-AGE
CZE | Czech Republic | ZakÅ™any Solar Power Plant |  | WRI1029608 | 5.4 | 49.1676 | 16.3386 | Solar |  |  |  |  | Papeno | Elektrarny | http://www.elektrarny.pro/detail.php?id=9482 | Industry About | [10 empty] | 7.57 | 8.09 | 8.09 | 8.00 | 8.01 | SOLAR-V1-NO-AGE | SOLAR-V1-NO-AGE | SOLAR-V1-NO-AGE | SOLAR-V1-NO-AGE | SOLAR-V1-NO-AGE
CZE | Czech Republic | Kunkovice Solar Power Plant |  | WRI1029480 | 1.5 | 49.1779 | 17.1630 | Solar |  |  |  |  | Terawatt | Elektrarny | http://www.elektrarny.pro/detail.php?id=11669 | Industry About | [10 empty] | 1.97 | 2.05 | 2.05 | 2.06 | 2.05 | SOLAR-V1-NO-AGE | SOLAR-V1-NO-AGE | SOLAR-V1-NO-AGE | SOLAR-V1-NO-AGE | SOLAR-V1-NO-AGE
CZE | Czech Republic | JaroÅ¡ov nad NeÅ¾Ã¡rkou - Solferino Solar Power Plant |  | WRI1029458 | 1.7 | 49.1785 | 15.0754 | Solar |  |  |  |  | Solferino | Elektrarny | http://www.elektrarny.pro/detail.php?id=11273 | Industry About | [10 empty] | 2.17 | 2.27 | 2.27 | 2.18 | 2.17 | SOLAR-V1-NO-AGE | SOLAR-V1-NO-AGE | SOLAR-V1-NO-AGE | SOLAR-V1-NO-AGE | SOLAR-V1-NO-AGE
CZE | Czech Republic | Rokytnice nad Rokytnou Solar Power Plant |  | WRI1029423 | 1 | 49.1804 | 15.7718 | Solar |  |  |  |  | Pontus energy | Elektrarny | http://www.elektrarny.pro/detail.php?id=10280 | Industry About | [10 empty] | 1.22 | 1.35 | 1.35 | 1.29 | 1.29 | NO-ESTIMATION | NO-ESTIMATION | NO-ESTIMATION | NO-ESTIMATION | CAPACITY-FACTOR-V1
CZE | Czech Republic | TelÄ Solar Power Plant |  | WRI1029416 | 1 | 49.1890 | 15.4729 | Solar |  |  |  |  | Safina as | Elektrarny | http://www.elektrarny.pro/detail.php?id=10959 | Industry About | [10 empty] | 1.25 | 1.36 | 1.36 | 1.29 | 1.28 | SOLAR-V1-NO-AGE | SOLAR-V1-NO-AGE | SOLAR-V1-NO-AGE | SOLAR-V1-NO-AGE | SOLAR-V1-NO-AGE
CZE | Czech Republic | Napajedla Solar Power Plant |  | WRI1029482 | 4.9 | 49.1893 | 17.5217 | Solar |  |  |  |  | Kokusai CzechSol One (1) | Elektrarny | http://www.elektrarny.pro/detail.php?id=6931 | Industry About | [10 empty] | 6.66 | 7.19 | 7.19 | 7.03 | 6.8 | SOLAR-V1-NO-AGE | SOLAR-V1-NO-AGE | SOLAR-V1-NO-AGE | SOLAR-V1-NO-AGE | SOLAR-V1-NO-AGE
CZE | Czech Republic | RoÅ¡tÃ­n 1 Solar Power Plant |  | WRI1029475 | 1.2 | 49.1911 | 17.2809 | Solar |  |  |  |  | RoÅ¡tÃ­n | Elektrarny | http://www.elektrarny.pro/detail.php?id=10867 | Industry About | [10 empty] | 1.53 | 1.61 | 1.62 | 1.59 | 1.58 | SOLAR-V1-NO-AGE | SOLAR-V1-NO-AGE | SOLAR-V1-NO-AGE | SOLAR-V1-NO-AGE | SOLAR-V1-NO-AGE
CZE | Czech Republic | JaroÅ¡ov nad NeÅ¾Ã¡rkou - Solar JaroÅ¡ov Solar Power Plant |  | WRI1029457 | 2.1 | 49.1917 | 15.0700 | Solar |  |  |  |  | Solar JaroÅ¡ov | Elektrarny | http://www.elektrarny.pro/detail.php?id=11195 | Industry About | [10 empty] | 2.95 | 2.98 | 2.97 | 2.95 | 2.93 | SOLAR-V1-NO-AGE | SOLAR-V1-NO-AGE | SOLAR-V1-NO-AGE | SOLAR-V1-NO-AGE | SOLAR-V1-NO-AGE
CZE | Czech Republic | NihoÅ¡ovice Solar Power Plant |  | WRI1029809 | 1.5 | 49.1927 | 13.8612 | Solar |  |  |  |  | Solar park NihoÅ¡ovice as | Elektrarny | http://www.elektrarny.pro/detail.php?id=11205 | Industry About | [10 empty] | 2.17 | 2.04 | 1.97 | 1.94 | 1.88 | SOLAR-V1-NO-AGE | SOLAR-V1-NO-AGE | SOLAR-V1-NO-AGE | SOLAR-V1-NO-AGE | SOLAR-V1-NO-AGE
CZE | Czech Republic | RoÅ¡tÃ­n 2 Solar Power Plant |  | WRI1029445 | 1.4 | 49.1929 | 17.2846 | Solar |  |  |  |  | FVE 12 | Elektrarny | http://www.elektrarny.pro/detail.php?id=1854 | Industry About | [10 empty] | 1.79 | 1.86 | 1.87 | 1.86 | 1.84 | SOLAR-V1-NO-AGE | SOLAR-V1-NO-AGE | SOLAR-V1-NO-AGE | SOLAR-V1-NO-AGE | SOLAR-V1-NO-AGE
CZE | Czech Republic | Rosice Solar Power Plant |  | WRI1029606 | 2.7 | 49.1980 | 16.4026 | Solar |  |  |  |  | FVE Rosice | Elektrarny | http://www.elektrarny.pro/detail.php?id=10393 | Industry About | [10 empty] | 3.75 | 3.80 | 3.80 | 3.82 | 3.81 | SOLAR-V1-NO-AGE | SOLAR-V1-NO-AGE | SOLAR-V1-NO-AGE | SOLAR-V1-NO-AGE | SOLAR-V1-NO-AGE
CZE | Czech Republic | HonÄ›tice Solar Power Plant |  | WRI1029476 | 3.3 | 49.2083 | 17.2475 | Solar |  |  |  |  | Elgen Solar | Elektrarny | http://www.elektrarny.pro/detail.php?id=1358 | Industry About | [10 empty] | 4.52 | 4.75 | 4.81 | 4.75 | 4.68 | SOLAR-V1-NO-AGE | SOLAR-V1-NO-AGE | SOLAR-V1-NO-AGE | SOLAR-V1-NO-AGE | SOLAR-V1-NO-AGE
CZE | Czech Republic | Vladislav Solar Power Plant |  | WRI1029788 | 1.2 | 49.2132 | 15.9836 | Solar |  |  |  |  | Solar Global as | Solar Global | http://www.solarglobal.cz/sgfve/ | Industry About | [10 empty] | 1.51 | 1.62 | 1.62 | 1.54 | 1.54 | HYDRO-V1 | HYDRO-V1 | HYDRO-V1 | HYDRO-V1 | HYDRO-V1
CZE | Czech Republic | NÃ¡mÄ›Å¡Å¥ nad Oslavou Solar Power Plant |  | WRI1029421 | 3 | 49.2154 | 16.1670 | Solar |  |  |  |  | Green Shine | Elektrarny | http://www.elektrarny.pro/detail.php?id=2064 | Industry About | [10 empty] | 4.12 | 4.37 | 4.37 | 4.26 | 4.27 | HYDRO-V1 | HYDRO-V1 | HYDRO-V1 | HYDRO-V1 | HYDRO-V1
CZE | Czech Republic | ProtivÃ­n Solar Power Plant |  | WRI1029743 | 3.2 | 49.2157 | 14.1975 | Solar |  |  |  |  | Energy 21 as | Energy 21 | http://www.energy21.cz | Industry About | [10 empty] | 4.52 | 4.67 | 4.63 | 4.40 | 4.37 | SOLAR-V1-NO-AGE | SOLAR-V1-NO-AGE | SOLAR-V1-NO-AGE | SOLAR-V1-NO-AGE | SOLAR-V1-NO-AGE
CZE | Czech Republic | LÅ¾Ã­n Solar Power Plant |  | WRI1029432 | 2.3 | 49.2217 | 14.8086 | Solar |  |  |  |  | Global Facility | Elektrarny | http://www.elektrarny.pro/detail.php?id=2037 | Industry About | [10 empty] | 3.21 | 3.22 | 3.22 | 3.20 | 3.17 | SOLAR-V1-NO-AGE | SOLAR-V1-NO-AGE | SOLAR-V1-NO-AGE | SOLAR-V1-NO-AGE | SOLAR-V1-NO-AGE
CZE | Czech Republic | Litostrov Solar Power Plant |  | WRI1029614 | 1.9 | 49.2225 | 16.3397 | Solar |  |  |  |  | FMJ as | Elektrarny | http://www.elektrarny.pro/detail.php?id=1626 | Industry About | [10 empty] | 2.38 | 2.53 | 2.52 | 2.50 | 2.5 | HYDRO-V1 | HYDRO-V1 | HYDRO-V1 | HYDRO-V1 | HYDRO-V1
CZE | Czech Republic | NovÃ¡ VÄelnice Solar Power Plant |  | WRI1029456 | 2.4 | 49.2282 | 15.0642 | Solar |  |  |  |  | Agile Solar | Elektrarny | http://www.elektrarny.pro/detail.php?id=79 | Industry About | [10 empty] | 3.35 | 3.36 | 3.36 | 3.34 | 3.32 | NO-ESTIMATION | NO-ESTIMATION | NO-ESTIMATION | NO-ESTIMATION | CAPACITY-FACTOR-V1
CZE | Czech Republic | Sazovice Solar Power Plant |  | WRI1029485 | 1.2 | 49.2371 | 17.5650 | Solar |  |  |  |  | GS55 Sazovice | Elektrarny | http://www.elektrarny.pro/detail.php?id=2072 | Industry About | [10 empty] | 1.52 | 1.61 | 1.62 | 1.58 | 1.54 | NO-ESTIMATION | NO-ESTIMATION | NO-ESTIMATION | NO-ESTIMATION | CAPACITY-FACTOR-V1
CZE | Czech Republic | BaÅ™ice Solar Power Plant |  | WRI1029762 | 1 | 49.2488 | 17.4311 | Solar |  |  |  |  | REN Power CZ as | Ren Power | http://www.renpower.eu | Industry About | [10 empty] | 1.26 | 1.37 | 1.37 | 1.33 | 1.28 | HYDRO-V1 | HYDRO-V1 | HYDRO-V1 | HYDRO-V1 | HYDRO-V1
CZE | Czech Republic | ÄŒejetice Solar Power Plant |  | WRI1029804 | 2.5 | 49.2495 | 14.0101 | Solar |  |  |  |  | L - Contact ÄŒej | Elektrarny | http://www.elektrarny.pro/detail.php?id=7027 | Industry About | [10 empty] | 3.78 | 3.52 | 3.50 | 3.46 | 3.36 | HYDRO-V1 | HYDRO-V1 | HYDRO-V1 | HYDRO-V1 | HYDRO-V1
CZE | Czech Republic | Pucov Solar Power Plant |  | WRI1029420 | 1.7 | 49.2497 | 16.1823 | Solar |  |  |  |  | Almando | Elektrarny | http://www.elektrarny.pro/detail.php?id=217 | Industry About | [10 empty] | 2.15 | 2.28 | 2.28 | 2.22 | 2.22 | HYDRO-V1 | HYDRO-V1 | HYDRO-V1 | HYDRO-V1 | HYDRO-V1
CZE | Czech Republic | VelkÃ© TÄ›Å¡any Solar Power Plant |  | WRI1029759 | 6.3 | 49.2539 | 17.3991 | Solar |  |  |  |  | REN Power CZ as | Ren Power | http://www.renpower.eu | Industry About | [10 empty] | 8.48 | 9.36 | 9.31 | 8.92 | 8.79 | SOLAR-V1-NO-AGE | SOLAR-V1-NO-AGE | SOLAR-V1-NO-AGE | SOLAR-V1-NO-AGE | SOLAR-V1-NO-AGE
CZE | Czech Republic | BÅ™ezovÃ¡ Solar Power Plant |  | WRI1029791 | 5 | 49.2563 | 17.7905 | Solar |  |  |  |  | Kokusai CzechSol Three (3) | Elektrarny | http://www.elektrarny.pro/detail.php?id=6933 | Industry About | [10 empty] | 6.78 | 7.56 | 7.57 | 7.26 | 7.04 | SOLAR-V1-NO-AGE | SOLAR-V1-NO-AGE | SOLAR-V1-NO-AGE | SOLAR-V1-NO-AGE | SOLAR-V1-NO-AGE
CZE | Czech Republic | RybnÃ­Äek Solar Power Plant |  | WRI1029595 | 4.6 | 49.2785 | 17.0743 | Solar |  |  |  |  | Solarpark RybnÃ­Äek | Elektrarny | http://www.elektrarny.pro/detail.php?id=11260 | Industry About | [10 empty] | 6.39 | 7.08 | 7.07 | 6.74 | 6.74 | NO-ESTIMATION | NO-ESTIMATION | NO-ESTIMATION | NO-ESTIMATION | CAPACITY-FACTOR-V1
CZE | Czech Republic | DÅ™Ã­nov Solar Power Plant |  | WRI1029481 | 2.5 | 49.2887 | 17.2316 | Solar |  |  |  |  | Solar 3 | Elektrarny | http://www.elektrarny.pro/detail.php?id=11154 | Industry About | [10 empty] | 3.37 | 3.51 | 3.50 | 3.48 | 3.49 | NO-ESTIMATION | NO-ESTIMATION | NO-ESTIMATION | NO-ESTIMATION | CAPACITY-FACTOR-V1
CZE | Czech Republic | BeÅ¾erovice Solar Power Plant |  | WRI1029602 | 3 | 49.2894 | 14.4844 | Solar |  |  |  |  | ÄŒEZ as | Elektrarny | http://www.cez.cz | Industry About | [10 empty] | 4.18 | 4.34 | 4.32 | 4.28 | 4.17 | SOLAR-V1-NO-AGE | SOLAR-V1-NO-AGE | SOLAR-V1-NO-AGE | SOLAR-V1-NO-AGE | SOLAR-V1-NO-AGE
CZE | Czech Republic | Kamenice nad Lipou Solar Power Plant |  | WRI1029417 | 1.3 | 49.2913 | 15.0715 | Solar |  |  |  |  | Desire Invest | Elektrarny | http://www.elektrarny.pro/detail.php?id=11250 | Industry About | [10 empty] | 1.65 | 1.68 | 1.72 | 1.69 | 1.67 | SOLAR-V1-NO-AGE | SOLAR-V1-NO-AGE | SOLAR-V1-NO-AGE | SOLAR-V1-NO-AGE | SOLAR-V1-NO-AGE
CZE | Czech Republic | Dobev Solar Power Plant |  | WRI1029805 | 2.5 | 49.2974 | 14.0592 | Solar |  |  |  |  | BZK Plus | Elektrarny | http://www.elektrarny.pro/detail.php?id=7027 | Industry About | [10 empty] | 3.55 | 3.53 | 3.52 | 3.48 | 3.45 | SOLAR-V1-NO-AGE | SOLAR-V1-NO-AGE | SOLAR-V1-NO-AGE | SOLAR-V1-NO-AGE | SOLAR-V1-NO-AGE
CZE | Czech Republic | KuÅ™im Solar Power Plant |  | WRI1029646 | 1 | 49.2992 | 16.5156 | Solar |  |  |  |  | Oknostyl Group | Elektrarny | http://www.elektrarny.pro/detail.php?id=9333 | Industry About | [10 empty] | 1.22 | 1.37 | 1.37 | 1.28 | 1.29 | SOLAR-V1-NO-AGE | SOLAR-V1-NO-AGE | SOLAR-V1-NO-AGE | SOLAR-V1-NO-AGE | SOLAR-V1-NO-AGE
CZE | Czech Republic | BÃ­lany Solar Power Plant |  | WRI1029478 | 4.5 | 49.3038 | 17.4179 | Solar |  |  |  |  | Goodwill Power Station 1 | Elektrarny | http://www.elektrarny.pro/detail.php?id=2052 | Industry About | [10 empty] | 6.00 | 6.59 | 6.61 | 6.33 | 6.21 | SOLAR-V1-NO-AGE | SOLAR-V1-NO-AGE | SOLAR-V1-NO-AGE | SOLAR-V1-NO-AGE | SOLAR-V1-NO-AGE
CZE | Czech Republic | Å½eleÄ - JihoÄeskÃ½ Solar Power Plant |  | WRI1029433 | 1 | 49.3111 | 14.6480 | Solar |  |  |  |  | SLE Å½eleÄ | Elektrarny | http://www.elektrarny.pro/detail.php?id=10387 | Industry About | [10 empty] | 1.26 | 1.35 | 1.34 | 1.29 | 1.28 | NO-ESTIMATION | NO-ESTIMATION | NO-ESTIMATION | NO-ESTIMATION | CAPACITY-FACTOR-V1
CZE | Czech Republic | HulÃ­n Solar Power Plant |  | WRI1029484 | 1.7 | 49.3127 | 17.4521 | Solar |  |  |  |  | Rovina Power | Elektrarny | http://www.elektrarny.pro/detail.php?id=10883 | Industry About | [10 empty] | 2.09 | 2.27 | 2.30 | 2.21 | 2.18 | NO-ESTIMATION | NO-ESTIMATION | NO-ESTIMATION | NO-ESTIMATION | CAPACITY-FACTOR-V1
CZE | Czech Republic | PravÄice Solar Power Plant |  | WRI1029479 | 3.2 | 49.3190 | 17.4936 | Solar |  |  |  |  | Solar 7 | Elektrarny | http://www.elektrarny.pro/detail.php?id=11166 | Industry About | [10 empty] | 4.27 | 4.69 | 4.70 | 4.52 | 4.43 | NO-ESTIMATION | NO-ESTIMATION | NO-ESTIMATION | NO-ESTIMATION | CAPACITY-FACTOR-V1
CZE | Czech Republic | Svatoslav Solar Power Plant |  | WRI1029437 | 1.2 | 49.3211 | 15.8714 | Solar |  |  |  |  | Photon Energy Operations CZ | http://www.photonenergyoperations.cz/provoz-a-servis-fve | http://www.photonenergyoperations.cz | Industry About | 1102346 | [9 empty] | 1.52 | 1.60 | 1.60 | 1.56 | 1.54 | NO-ESTIMATION | NO-ESTIMATION | NO-ESTIMATION | NO-ESTIMATION | CAPACITY-FACTOR-V1
CZE | Czech Republic | DrÃ¡sov - JihomoravskÃ½ Solar Power Plant |  | WRI1029645 | 1.3 | 49.3244 | 16.4898 | Solar |  |  |  |  | Am Solar spol | Elektrarny | http://www.elektrarny.pro/detail.php?id=245 | Industry About | [10 empty] | 1.59 | 1.74 | 1.74 | 1.66 | 1.68 | NO-ESTIMATION | NO-ESTIMATION | NO-ESTIMATION | NO-ESTIMATION | CAPACITY-FACTOR-V1
CZE | Czech Republic | HradÄany Solar Power Plant |  | WRI1029648 | 3.7 | 49.3256 | 16.4629 | Solar |  |  |  |  | Enax as | Elektrarny | http://www.elektrarny.pro/detail.php?id=1415 | Industry About | [10 empty] | 4.94 | 5.41 | 5.41 | 5.18 | 5.24 | SOLAR-V1-NO-AGE | SOLAR-V1-NO-AGE | SOLAR-V1-NO-AGE | SOLAR-V1-NO-AGE | SOLAR-V1-NO-AGE
CZE | Czech Republic | TiÅ¡nov Solar Power Plant |  | WRI1029647 | 2.2 | 49.3353 | 16.4449 | Solar |  |  |  |  | Embra Servis as | Elektrarny | http://www.elektrarny.pro/detail.php?id=1405 | Industry About | [10 empty] | 2.98 | 3.08 | 3.06 | 3.11 | 3.12 | SOLAR-V1-NO-AGE | SOLAR-V1-NO-AGE | SOLAR-V1-NO-AGE | SOLAR-V1-NO-AGE | SOLAR-V1-NO-AGE
CZE | Czech Republic | NÄ›mÄice nad Hanou Solar Power Plant |  | WRI1029494 | 3.6 | 49.3381 | 17.2151 | Solar |  |  |  |  | Kokusai CzechSol Two (2) | Elektrarny | http://www.elektrarny.pro/detail.php?id=6934 | Industry About | [10 empty] | 4.81 | 5.26 | 5.23 | 5.04 | 4.97 | SOLAR-V1-NO-AGE | SOLAR-V1-NO-AGE | SOLAR-V1-NO-AGE | SOLAR-V1-NO-AGE | SOLAR-V1-NO-AGE
CZE | Czech Republic | Å½eleÄ - Olomouc Solar Power Plant |  | WRI1029491 | 1.7 | 49.3425 | 17.1026 | Solar |  |  |  |  | Silver Celebrity | Elektrarny | http://www.elektrarny.pro/detail.php?id=11063 | Industry About | [10 empty] | 2.09 | 2.28 | 2.27 | 2.19 | 2.22 | HYDRO-V1 | HYDRO-V1 | HYDRO-V1 | HYDRO-V1 | HYDRO-V1
CZE | Czech Republic | KojetÃ­n Solar Power Plant |  | WRI1029767 | 4 | 49.3435 | 17.3082 | Solar |  |  |  |  | Energy 21 as | Energy 21 | http://www.energy21.cz | Industry About | [10 empty] | 5.34 | 5.84 | 5.86 | 5.64 | 5.52 | SOLAR-V1-NO-AGE | SOLAR-V1-NO-AGE | SOLAR-V1-NO-AGE | SOLAR-V1-NO-AGE | SOLAR-V1-NO-AGE
CZE | Czech Republic | BÄ›haÅ™ov Solar Power Plant |  | WRI1029554 | 1 | 49.3480 | 13.1598 | Solar |  |  |  |  | PV Park as | Elektrarny | http://www.elektrarny.pro/detail.php?id=884 | Industry About | [10 empty] | 1.40 | 1.33 | 1.28 | 1.26 | 1.22 | NO-ESTIMATION | NO-ESTIMATION | NO-ESTIMATION | NO-ESTIMATION | CAPACITY-FACTOR-V1
CZE | Czech Republic | ÄŒenkov Solar Power Plant |  | WRI1029467 | 3.3 | 49.3487 | 14.5910 | Solar |  |  |  |  | Stand-by Europe | Standby-Europe | https://web.archive.org/web/20111013032819/http://www.standby-europe.com/ | Industry About | [10 empty] | 4.54 | 4.78 | 4.68 | 4.64 | 4.54 | NO-ESTIMATION | NO-ESTIMATION | NO-ESTIMATION | NO-ESTIMATION | CAPACITY-FACTOR-V1
CZE | Czech Republic | Vrcovice Solar Power Plant |  | WRI1029425 | 1.7 | 49.3512 | 14.1598 | Solar |  |  |  |  | FVE Vrcovice | Elektrarny | http://www.elektrarny.pro/detail.php?id=1975 | Industry About | [10 empty] | 2.17 | 2.26 | 2.29 | 2.22 | 2.17 | NO-ESTIMATION | NO-ESTIMATION | NO-ESTIMATION | NO-ESTIMATION | CAPACITY-FACTOR-V1
CZE | Czech Republic | Rataje Solar Power Plant |  | WRI1029429 | 2.2 | 49.3521 | 14.4400 | Solar |  |  |  |  | Happy Sun | Elektrarny | http://www.elektrarny.pro/detail.php?id=2169 | Industry About | [10 empty] | 3.09 | 3.06 | 2.99 | 3.12 | 3.08 | SOLAR-V1-NO-AGE | SOLAR-V1-NO-AGE | SOLAR-V1-NO-AGE | SOLAR-V1-NO-AGE | SOLAR-V1-NO-AGE
CZE | Czech Republic | BÅ™est Solar Power Plant |  | WRI1029542 | 1.6 | 49.3538 | 17.4258 | Solar |  |  |  |  | BÅ™est Solar Plant | Nobility | http://www.nobility.cz | Industry About | [10 empty] | 2.01 | 2.19 | 2.21 | 2.13 | 2.1 | NO-ESTIMATION | NO-ESTIMATION | NO-ESTIMATION | NO-ESTIMATION | CAPACITY-FACTOR-V1
CZE | Czech Republic | BÅ™est |  | WKS0060341 | 5.1 | 49.3540 | 17.4260 | Solar | [5 empty] | Wiki-Solar | https://www.wiki-solar.org | Wiki-Solar | [10 empty] | 6.91 | 7.71 | 7.72 | 7.38 | 7.22 | SOLAR-V1-NO-AGE | SOLAR-V1-NO-AGE | SOLAR-V1-NO-AGE | SOLAR-V1-NO-AGE | SOLAR-V1-NO-AGE
CZE | Czech Republic | ChropynÄ› Solar Power Plant |  | WRI1029748 | 1.1 | 49.3571 | 17.3795 | Solar |  |  |  |  | Energy 21 as | Energy 21 | http://www.energy21.cz | Industry About | [10 empty] | 1.32 | 1.47 | 1.46 | 1.39 | 1.38 | HYDRO-V1 | HYDRO-V1 | HYDRO-V1 | HYDRO-V1 | HYDRO-V1
CZE | Czech Republic | VelkÃ© MeziÅ™Ã­ÄÃ­ - Kerberos Solar Power Plant |  | WRI1029415 | 2 | 49.3615 | 15.9929 | Solar |  |  |  |  | Kerberos Power | Elektrarny | http://www.elektrarny.pro/detail.php?id=6893 | Industry About | [10 empty] | 2.73 | 2.78 | 2.79 | 2.80 | 2.76 | SOLAR-V1-NO-AGE | SOLAR-V1-NO-AGE | SOLAR-V1-NO-AGE | SOLAR-V1-NO-AGE | SOLAR-V1-NO-AGE
CZE | Czech Republic | Bernartice Solar Power Plant |  | WRI1029426 | 1.1 | 49.3719 | 14.3771 | Solar |  |  |  |  | Sunni Energo Alfa | Elektrarny | http://www.elektrarny.pro/detail.php?id=11561 | Industry About | [10 empty] | 1.37 | 1.45 | 1.41 | 1.39 | 1.38 | NO-ESTIMATION | NO-ESTIMATION | NO-ESTIMATION | NO-ESTIMATION | CAPACITY-FACTOR-V1
CZE | Czech Republic | VÅ™esovice Solar Power Plant |  | WRI1029781 | 3.4 | 49.3931 | 17.1442 | Solar |  |  |  |  | Solar Global as | Solar Global | http://www.solarglobal.cz/sgfve/ | Industry About | [10 empty] | 4.50 | 4.93 | 4.92 | 4.74 | 4.78 | SOLAR-V1-NO-AGE | SOLAR-V1-NO-AGE | SOLAR-V1-NO-AGE | SOLAR-V1-NO-AGE | SOLAR-V1-NO-AGE
CZE | Czech Republic | BystÅ™ice pod HostÃ½nem Solar Power Plant |  | WRI1029795 | 1.3 | 49.3953 | 17.6636 | Solar |  |  |  |  | SJUKO | Elektrarny | http://www.elektrarny.pro/detail.php?id=11077 | Industry About | [10 empty] | 1.60 | 1.74 | 1.74 | 1.69 | 1.65 | HYDRO-V1 | HYDRO-V1 | HYDRO-V1 | HYDRO-V1 | HYDRO-V1
CZE | Czech Republic | ChvalÄov Solar Power Plant |  | WRI1029790 | 1.8 | 49.3981 | 17.7058 | Solar |  |  |  |  | FVE 6 | Elektrarny | http://www.elektrarny.pro/detail.php?id=1875 | Industry About | [10 empty] | 2.18 | 2.39 | 2.40 | 2.32 | 2.26 | SOLAR-V1-NO-AGE | SOLAR-V1-NO-AGE | SOLAR-V1-NO-AGE | SOLAR-V1-NO-AGE | SOLAR-V1-NO-AGE
CZE | Czech Republic | KÅ™iÅ¾anov Solar Power Plant |  | WRI1029414 | 1 | 49.3990 | 16.1174 | Solar |  |  |  |  | Stylstav | Elektrarny | http://www.elektrarny.pro/detail.php?id=11522 | Industry About | [10 empty] | 1.26 | 1.35 | 1.36 | 1.29 | 1.28 | SOLAR-V1-NO-AGE | SOLAR-V1-NO-AGE | SOLAR-V1-NO-AGE | SOLAR-V1-NO-AGE | SOLAR-V1-NO-AGE
CZE | Czech Republic | HornÃ­ MoÅ¡tÄ›nice Solar Power Plant |  | WRI1029493 | 1 | 49.4039 | 17.4609 | Solar |  |  |  |  | Manisa as | Elektrarny | http://www.elektrarny.pro/detail.php?id=7564 | Industry About | [10 empty] | 1.22 | 1.37 | 1.36 | 1.29 | 1.27 | SOLAR-V1-NO-AGE | SOLAR-V1-NO-AGE | SOLAR-V1-NO-AGE | SOLAR-V1-NO-AGE | SOLAR-V1-NO-AGE
CZE | Czech Republic | BoleÅ¡iny Solar Power Plant |  | WRI1029590 | 2 | 49.4044 | 13.3687 | Solar |  |  |  |  | Sky Solar BoleÅ¡iny | Elektrarny | http://www.elektrarny.pro/detail.php?id=11095 | Industry About | [10 empty] | 3.06 | 2.81 | 2.75 | 2.74 | 2.66 | SOLAR-V1-NO-AGE | SOLAR-V1-NO-AGE | SOLAR-V1-NO-AGE | SOLAR-V1-NO-AGE | SOLAR-V1-NO-AGE
CZE | Czech Republic | MyslÃ­v Beta Solar Power Plant |  | WRI1029556 | 2 | 49.4122 | 13.5827 | Solar |  |  |  |  | CNE Projekt FVE Beta | Elektrarny | http://www.elektrarny.pro/detail.php?id=885 | Industry About | [10 empty] | 3.02 | 2.81 | 2.80 | 2.75 | 2.72 | SOLAR-V1-NO-AGE | SOLAR-V1-NO-AGE | SOLAR-V1-NO-AGE | SOLAR-V1-NO-AGE | SOLAR-V1-NO-AGE
CZE | Czech Republic | ChÃ½nov Solar Power Plant |  | WRI1029600 | 2 | 49.4172 | 14.8110 | Solar |  |  |  |  | ÄŒEZ as | Elektrarny | http://www.cez.cz | Industry About | [10 empty] | 2.76 | 2.79 | 2.78 | 2.79 | 2.76 | SOLAR-V1-NO-AGE | SOLAR-V1-NO-AGE | SOLAR-V1-NO-AGE | SOLAR-V1-NO-AGE | SOLAR-V1-NO-AGE
CZE | Czech Republic | BlatnÃ¡ Solar Power Plant |  | WRI1029424 | 2.7 | 49.4202 | 13.8531 | Solar |  |  |  |  | Solar 2 | Elektrarny | http://www.elektrarny.pro/detail.php?id=11153 | Industry About | [10 empty] | 4.04 | 3.83 | 3.81 | 3.77 | 3.74 | SOLAR-V1-NO-AGE | SOLAR-V1-NO-AGE | SOLAR-V1-NO-AGE | SOLAR-V1-NO-AGE | SOLAR-V1-NO-AGE
CZE | Czech Republic | ToÄnÃ­k Solar Power Plant |  | WRI1029555 | 2 | 49.4209 | 13.3036 | Solar |  |  |  |  | PV ToÄnÃ­k | Elektrarny | http://www.elektrarny.pro/detail.php?id=10396 | Industry About | [10 empty] | 3.06 | 2.81 | 2.75 | 2.74 | 2.66 | SOLAR-V1-NO-AGE | SOLAR-V1-NO-AGE | SOLAR-V1-NO-AGE | SOLAR-V1-NO-AGE | SOLAR-V1-NO-AGE
CZE | Czech Republic | VÃ½Å¡ovice Solar Power Plant |  | WRI1029492 | 1.2 | 49.4231 | 17.1326 | Solar |  |  |  |  | Arazona Plus | Elektrarny | http://www.elektrarny.pro/detail.php?id=376 | Industry About | [10 empty] | 1.47 | 1.62 | 1.60 | 1.53 | 1.55 | SOLAR-V1-NO-AGE | SOLAR-V1-NO-AGE | SOLAR-V1-NO-AGE | SOLAR-V1-NO-AGE | SOLAR-V1-NO-AGE
CZE | Czech Republic | ÄŒehovice Solar Power Plant |  | WRI1029489 | 2.3 | 49.4234 | 17.1913 | Solar |  |  |  |  | Buzzing Yellow Lines | Elektrarny | http://www.elektrarny.pro/detail.php?id=798 | Industry About | [10 empty] | 3.09 | 3.22 | 3.24 | 3.24 | 3.2 | SOLAR-V1-NO-AGE | SOLAR-V1-NO-AGE | SOLAR-V1-NO-AGE | SOLAR-V1-NO-AGE | SOLAR-V1-NO-AGE
CZE | Czech Republic | MrlÃ­nek Solar Power Plant |  | WRI1029794 | 2 | 49.4259 | 17.6749 | Solar |  |  |  |  | FVE 28 | Elektrarny | http://www.elektrarny.pro/detail.php?id=1867 | Industry About | [10 empty] | 2.66 | 2.79 | 2.82 | 2.80 | 2.74 | SOLAR-V1-NO-AGE | SOLAR-V1-NO-AGE | SOLAR-V1-NO-AGE | SOLAR-V1-NO-AGE | SOLAR-V1-NO-AGE
CZE | Czech Republic | DomaÅ¾elice Solar Power Plant |  | WRI1029799 | 1 | 49.4280 | 17.5515 | Solar |  |  |  |  | Tatanka | Elektrarny | http://www.elektrarny.pro/detail.php?id=11627 | Industry About | [10 empty] | 1.22 | 1.36 | 1.36 | 1.29 | 1.27 | SOLAR-V1-NO-AGE | SOLAR-V1-NO-AGE | SOLAR-V1-NO-AGE | SOLAR-V1-NO-AGE | SOLAR-V1-NO-AGE
CZE | Czech Republic | ÄŒekanice 2 Solar Power Plant |  | WRI1029430 | 1.6 | 49.4305 | 14.6835 | Solar |  |  |  |  | PV ÄŒekanice | Elektrarny | http://www.elektrarny.pro/detail.php?id=10387 | Industry About | [10 empty] | 2.09 | 2.20 | 2.16 | 2.13 | 2.11 | SOLAR-V1-NO-AGE | SOLAR-V1-NO-AGE | SOLAR-V1-NO-AGE | SOLAR-V1-NO-AGE | SOLAR-V1-NO-AGE
CZE | Czech Republic | NovÃ© Dvory Solar Power Plant |  | WRI1029428 | 3.3 | 49.4317 | 14.4881 | Solar |  |  |  |  | NASAP | Elektrarny | http://www.elektrarny.pro/detail.php?id=9221 | Industry About | [10 empty] | 4.54 | 4.80 | 4.78 | 4.60 | 4.53 | SOLAR-V1-NO-AGE | SOLAR-V1-NO-AGE | SOLAR-V1-NO-AGE | SOLAR-V1-NO-AGE | SOLAR-V1-NO-AGE
CZE | Czech Republic | ÄŒekanice 1 Solar Power Plant |  | WRI1029598 | 4.5 | 49.4330 | 14.6789 | Solar |  |  |  |  | ÄŒEZ as | Elektrarny | http://www.cez.cz | Industry About | [10 empty] | 6.22 | 6.59 | 6.51 | 6.33 | 6.21 | SOLAR-V1-NO-AGE | SOLAR-V1-NO-AGE | SOLAR-V1-NO-AGE | SOLAR-V1-NO-AGE | SOLAR-V1-NO-AGE
CZE | Czech Republic | ProstÄ›jov - Meridian Solar Power Plant |  | WRI1029452 | 2.2 | 49.4388 | 17.0963 | Solar |  |  |  |  | Meridian SolÃ¡rnÃ­ Park II | Elektrarny | http://www.elektrarny.pro/detail.php?id=7982 | Industry About | [10 empty] | 2.98 | 3.08 | 3.03 | 3.08 | 3.12 | SOLAR-V1-NO-AGE | SOLAR-V1-NO-AGE | SOLAR-V1-NO-AGE | SOLAR-V1-NO-AGE | SOLAR-V1-NO-AGE
CZE | Czech Republic | Boudy Solar Power Plant |  | WRI1029427 | 2.2 | 49.4433 | 14.0290 | Solar |  |  |  |  | BudskÃ¡ solÃ¡rnÃ­ | Elektrarny | http://www.elektrarny.pro/detail.php?id=779 | Industry About | [10 empty] | 3.15 | 3.11 | 3.10 | 3.09 | 3.06 | SOLAR-V1-NO-AGE | SOLAR-V1-NO-AGE | SOLAR-V1-NO-AGE | SOLAR-V1-NO-AGE | SOLAR-V1-NO-AGE
CZE | Czech Republic | Kralice na HanÃ© Solar Power Plant |  | WRI1029490 | 3 | 49.4552 | 17.2100 | Solar |  |  |  |  | Solaris Tech | Elektrarny | http://www.elektrarny.pro/detail.php?id=11241 | Industry About | [10 empty] | 4.03 | 4.36 | 4.37 | 4.28 | 4.17 | SOLAR-V1-NO-AGE | SOLAR-V1-NO-AGE | SOLAR-V1-NO-AGE | SOLAR-V1-NO-AGE | SOLAR-V1-NO-AGE
CZE | Czech Republic | Å½Ã¡kovice Solar Power Plant |  | WRI1029736 | 1.1 | 49.4565 | 17.6558 | Solar |  |  |  |  | PV Energy | Elektrarny | http://www.elektrarny.pro/detail.php?id=10389 | Industry About | [10 empty] | 1.32 | 1.45 | 1.46 | 1.40 | 1.37 | SOLAR-V1-NO-AGE | SOLAR-V1-NO-AGE | SOLAR-V1-NO-AGE | SOLAR-V1-NO-AGE | SOLAR-V1-NO-AGE
CZE | Czech Republic | Pacov Solar Power Plant |  | WRI1029418 | 1.9 | 49.4618 | 14.9943 | Solar |  |  |  |  | Desire Invest | Elektrarny | http://www.elektrarny.pro/detail.php?id=1112 | Industry About | [10 empty] | 2.41 | 2.53 | 2.55 | 2.46 | 2.39 | SOLAR-V1-NO-AGE | SOLAR-V1-NO-AGE | SOLAR-V1-NO-AGE | SOLAR-V1-NO-AGE | SOLAR-V1-NO-AGE
CZE | Czech Republic | ProstÄ›jov - Dulwich Trade Solar Power Plant |  | WRI1029487 | 2.4 | 49.4627 | 17.1507 | Solar |  |  |  |  | Dulwich Trade as | Elektrarny | http://www.elektrarny.pro/detail.php?id=1202 | Industry About | [10 empty] | 3.23 | 3.35 | 3.26 | 3.35 | 3.36 | SOLAR-V1-NO-AGE | SOLAR-V1-NO-AGE | SOLAR-V1-NO-AGE | SOLAR-V1-NO-AGE | SOLAR-V1-NO-AGE
CZE | Czech Republic | PodolÃ­ Solar Power Plant |  | WRI1029431 | 1.4 | 49.4637 | 14.7275 | Solar |  |  |  |  | PodolÃ­ Energy | Elektrarny | http://www.elektrarny.pro/detail.php?id=10270 | Industry About | [10 empty] | 1.78 | 1.87 | 1.87 | 1.79 | 1.79 | NO-ESTIMATION | NO-ESTIMATION | NO-ESTIMATION | NO-ESTIMATION | CAPACITY-FACTOR-V1
CZE | Czech Republic | DrÅ¾ovice Solar Power Plant |  | WRI1029810 | 1.6 | 49.4826 | 17.1345 | Solar |  |  |  |  | Tower of Power Alfa | Elektrarny | http://www.elektrarny.pro/detail.php?id=11835 | Industry About | [10 empty] | 2.01 | 2.19 | 2.17 | 2.13 | 2.11 | NO-ESTIMATION | NO-ESTIMATION | NO-ESTIMATION | NO-ESTIMATION | CAPACITY-FACTOR-V1
CZE | Czech Republic | RoÅ¾nÃ¡ Solar Power Plant |  | WRI1029552 | 4.3 | 49.4921 | 16.2241 | Solar |  |  |  |  | Chiloe as | Elektrarny | http://www.elektrarny.pro/detail.php?id=861 | Industry About | [10 empty] | 6.01 | 6.19 | 6.19 | 5.86 | 5.83 | HYDRO-V1 | HYDRO-V1 | HYDRO-V1 | HYDRO-V1 | HYDRO-V1
CZE | Czech Republic | KunÅ¡tÃ¡t Solar Power Plant |  | WRI1029650 | 1.7 | 49.4935 | 16.5201 | Solar |  |  |  |  | CTT | Elektrarny | http://www.elektrarny.pro/detail.php?id=919 | Industry About | [10 empty] | 2.15 | 2.26 | 2.27 | 2.22 | 2.18 | NO-ESTIMATION | NO-ESTIMATION | NO-ESTIMATION | NO-ESTIMATION | CAPACITY-FACTOR-V1
CZE | Czech Republic | KÃ¡men Solar Power Plant |  | WRI1029561 | 1.4 | 49.4944 | 13.2100 | Solar |  |  |  |  | Solar KÃ¡men | Elektrarny | http://www.elektrarny.pro/detail.php?id=11196 | Industry About | [10 empty] | 1.99 | 1.85 | 1.79 | 1.77 | 1.72 | SOLAR-V1-NO-AGE | SOLAR-V1-NO-AGE | SOLAR-V1-NO-AGE | SOLAR-V1-NO-AGE | SOLAR-V1-NO-AGE
CZE | Czech Republic | Boskovice Solar Power Plant |  | WRI1029649 | 1.5 | 49.4981 | 16.6384 | Solar |  |  |  |  | CTT | Elektrarny | http://www.elektrarny.pro/detail.php?id=114 | Industry About | [10 empty] | 1.89 | 2.06 | 2.04 | 1.99 | 1.97 | SOLAR-V1-NO-AGE | SOLAR-V1-NO-AGE | SOLAR-V1-NO-AGE | SOLAR-V1-NO-AGE | SOLAR-V1-NO-AGE
CZE | Czech Republic | MraÄnice Solar Power Plant |  | WRI1029624 | 3.4 | 49.4996 | 12.8909 | Solar |  |  |  |  | MMB Solar Partners vos | Elektrarny | http://www.elektrarny.pro/detail.php?id=7534 | Industry About | [10 empty] | 5.13 | 4.95 | 4.73 | 4.62 | 4.5 | SOLAR-V1-NO-AGE | SOLAR-V1-NO-AGE | SOLAR-V1-NO-AGE | SOLAR-V1-NO-AGE | SOLAR-V1-NO-AGE
CZE | Czech Republic | Lhotka Solar Power Plant |  | WRI1029551 | 1 | 49.5005 | 17.4138 | Solar |  |  |  |  | FVE Lhotka | Elektrarny | http://www.elektrarny.pro/detail.php?id=1933 | Industry About | [10 empty] | 1.22 | 1.36 | 1.36 | 1.29 | 1.27 | NO-ESTIMATION | NO-ESTIMATION | NO-ESTIMATION | NO-ESTIMATION | CAPACITY-FACTOR-V1
CZE | Czech Republic | SmrÅ¾ice Solar Power Plant |  | WRI1029486 | 1 | 49.5029 | 17.1081 | Solar |  |  |  |  | PV SmrÅ¾ice | Elektrarny | http://www.elektrarny.pro/detail.php?id=10394 | Industry About | [10 empty] | 1.22 | 1.37 | 1.35 | 1.29 | 1.28 | NO-ESTIMATION | NO-ESTIMATION | NO-ESTIMATION | NO-ESTIMATION | CAPACITY-FACTOR-V1
CZE | Czech Republic | Chrudichromy Solar Power Plant |  | WRI1029469 | 10 | 49.5078 | 16.6362 | Solar |  |  |  |  | Stand-by Europe | Standby-Europe | https://web.archive.org/web/20111013032819/http://www.standby-europe.com/ | Industry About | [10 empty] | 13.43 | 15.07 | 14.91 | 14.46 | 14.15 | NO-ESTIMATION | NO-ESTIMATION | NO-ESTIMATION | NO-ESTIMATION | CAPACITY-FACTOR-V1
CZE | Czech Republic | Komorovice Solar Power Plant |  | WRI1029441 | 2.3 | 49.5127 | 15.3408 | Solar |  |  |  |  | Photon Energy Operations CZ | http://www.photonenergyoperations.cz/provoz-a-servis-fve | http://www.photonenergyoperations.cz | Industry About | 1102337 | [9 empty] | 3.21 | 3.21 | 3.22 | 3.25 | 3.19 | NO-ESTIMATION | NO-ESTIMATION | NO-ESTIMATION | NO-ESTIMATION | CAPACITY-FACTOR-V1
CZE | Czech Republic | BystÅ™ice nad PerÅ¡tejnem Solar Power Plant |  | WRI1029553 | 2.4 | 49.5143 | 16.2377 | Solar |  |  |  |  | Elvolt | Elektrarny | http://www.elektrarny.pro/detail.php?id=1397 | Industry About | [10 empty] | 3.54 | 3.36 | 3.36 | 3.31 | 3.3 | NO-ESTIMATION | NO-ESTIMATION | NO-ESTIMATION | NO-ESTIMATION | CAPACITY-FACTOR-V1
CZE | Czech Republic | Radvanice Solar Power Plant |  | WRI1029440 | 2.3 | 49.5169 | 17.4855 | Solar |  |  |  |  | Photon Energy Operations CZ | http://www.photonenergyoperations.cz/provoz-a-servis-fve | http://www.photonenergyoperations.cz | Industry About | 1102338 | [9 empty] | 3.17 | 3.19 | 3.23 | 3.25 | 3.18 | NO-ESTIMATION | NO-ESTIMATION | NO-ESTIMATION | NO-ESTIMATION | CAPACITY-FACTOR-V1
CZE | Czech Republic | HustopeÄe nad BeÄvou Solar Power Plant |  | WRI1029803 | 1.3 | 49.5259 | 17.8835 | Solar |  |  |  |  | Sunpema Energy | Elektrarny | http://www.elektrarny.pro/detail.php?id=11567 | Industry About | [10 empty] | 1.65 | 1.73 | 1.71 | 1.66 | 1.59 | NO-ESTIMATION | NO-ESTIMATION | NO-ESTIMATION | NO-ESTIMATION | CAPACITY-FACTOR-V1
CZE | Czech Republic | BystroÄice Solar Power Plant |  | WRI1029488 | 2.3 | 49.5435 | 17.1807 | Solar |  |  |  |  | Despopolo | Elektrarny | http://www.elektrarny.pro/detail.php?id=1115 | Industry About | [10 empty] | 3.09 | 3.22 | 3.21 | 3.24 | 3.2 | NO-ESTIMATION | NO-ESTIMATION | NO-ESTIMATION | NO-ESTIMATION | CAPACITY-FACTOR-V1
CZE | Czech Republic | TichÃ¡ Solar Power Plant |  | WRI1029702 | 1 | 49.5552 | 18.2327 | Solar |  |  |  |  | Panorama FVE | Elektrarny | http://www.elektrarny.pro/detail.php?id=9479 | Industry About | [10 empty] | 1.29 | 1.33 | 1.28 | 1.26 | 1.22 | SOLAR-V1-NO-AGE | SOLAR-V1-NO-AGE | SOLAR-V1-NO-AGE | SOLAR-V1-NO-AGE | SOLAR-V1-NO-AGE
CZE | Czech Republic | HostouÅˆ Solar Power Plant |  | WRI1029764 | 2.6 | 49.5563 | 12.7717 | Solar |  |  |  |  | Solarpower GmbH | Solar Power GMBH | http://www.solar-power-gmbh.de | Industry About | [10 empty] | 3.86 | 3.65 | 3.59 | 3.58 | 3.47 | SOLAR-V1-NO-AGE | SOLAR-V1-NO-AGE | SOLAR-V1-NO-AGE | SOLAR-V1-NO-AGE | SOLAR-V1-NO-AGE
CZE | Czech Republic | ÄŒeladnÃ¡ Solar Power Plant |  | WRI1029412 | 1.4 | 49.5599 | 18.3439 | Solar |  |  |  |  | FVE ÄŒeladnÃ¡ | Elektrarny | http://www.elektrarny.pro/detail.php?id=1888 | Industry About | [10 empty] | 1.81 | 1.85 | 1.79 | 1.77 | 1.72 | SOLAR-V1-NO-AGE | SOLAR-V1-NO-AGE | SOLAR-V1-NO-AGE | SOLAR-V1-NO-AGE | SOLAR-V1-NO-AGE
CZE | Czech Republic | VelkÃ½ TÃ½nec Solar Power Plant |  | WRI1029800 | 1.4 | 49.5637 | 17.3410 | Solar |  |  |  |  | MJM - Agro | Elektrarny | http://www.elektrarny.pro/detail.php?id=8938 | Industry About | [10 empty] | 1.76 | 1.86 | 1.87 | 1.82 | 1.78 | HYDRO-V1 | HYDRO-V1 | HYDRO-V1 | HYDRO-V1 | HYDRO-V1
CZE | Czech Republic | StarojickÃ¡ Lhota Solar Power Plant |  | WRI1029760 | 1.1 | 49.5653 | 17.9129 | Solar |  |  |  |  | REN Power CZ as | Ren Power | http://www.renpower.eu | Industry About | [10 empty] | 1.37 | 1.44 | 1.42 | 1.37 | 1.32 | NO-ESTIMATION | NO-ESTIMATION | NO-ESTIMATION | NO-ESTIMATION | CAPACITY-FACTOR-V1
CZE | Czech Republic | ZaÅ¡ovÃ¡ Solar Power Plant |  | WRI1029780 | 9.3 | 49.5653 | 17.9129 | Solar |  |  |  |  | REN Power CZ as | Ren Power | http://www.renpower.eu | Industry About | [10 empty] | 12.89 | 13.98 | 13.47 | 13.13 | 12.75 | SOLAR-V1-NO-AGE | SOLAR-V1-NO-AGE | SOLAR-V1-NO-AGE | SOLAR-V1-NO-AGE | SOLAR-V1-NO-AGE
CZE | Czech Republic | PÅ™eÅ¡tice Solar Power Plant |  | WRI1029558 | 1 | 49.5698 | 13.3224 | Solar |  |  |  |  | Solar PÅ™eÅ¡tice | Elektrarny | http://www.elektrarny.pro/detail.php?id=11214 | Industry About | [10 empty] | 1.40 | 1.33 | 1.30 | 1.26 | 1.22 | NO-ESTIMATION | NO-ESTIMATION | NO-ESTIMATION | NO-ESTIMATION | CAPACITY-FACTOR-V1
CZE | Czech Republic | VelkÃ½ Ãšjezd Solar Power Plant |  | WRI1029801 | 1.9 | 49.5704 | 17.4758 | Solar |  |  |  |  | Rolas FVE | Elektrarny | http://www.elektrarny.pro/detail.php?id=10758 | Industry About | [10 empty] | 2.38 | 2.51 | 2.54 | 2.46 | 2.39 | NO-ESTIMATION | NO-ESTIMATION | NO-ESTIMATION | NO-ESTIMATION | CAPACITY-FACTOR-V1
CZE | Czech Republic | Polom Solar Power Plant |  | WRI1029802 | 1.5 | 49.5748 | 17.8608 | Solar |  |  |  |  | FVE Polom | Elektrarny | http://www.elektrarny.pro/detail.php?id=1950 | Industry About | [10 empty] | 1.95 | 2.05 | 2.03 | 1.96 | 1.88 | NO-ESTIMATION | NO-ESTIMATION | NO-ESTIMATION | NO-ESTIMATION | CAPACITY-FACTOR-V1
CZE | Czech Republic | HolÃ½Å¡ov Solar Power Plant |  | WRI1029509 | 4.2 | 49.5868 | 13.0879 | Solar |  |  |  |  | Antaris Solar GmbH & Co KG | Antaris Solar | http://www.antaris-solar.com | Industry About | [10 empty] | 6.34 | 6.04 | 5.84 | 5.71 | 5.56 | NO-ESTIMATION | NO-ESTIMATION | NO-ESTIMATION | NO-ESTIMATION | CAPACITY-FACTOR-V1
CZE | Czech Republic | Vodokrty Solar Power Plant |  | WRI1029559 | 1 | 49.5910 | 13.3847 | Solar |  |  |  |  | V Solar as | Elektrarny | http://www.elektrarny.pro/detail.php?id=11903 | Industry About | [10 empty] | 1.40 | 1.34 | 1.30 | 1.26 | 1.22 | NO-ESTIMATION | NO-ESTIMATION | NO-ESTIMATION | NO-ESTIMATION | CAPACITY-FACTOR-V1
CZE | Czech Republic | BÄ›lÃ¡ nad Radbuzou Solar Power Plant |  | WRI1029623 | 5.1 | 49.5949 | 12.7220 | Solar |  |  |  |  | NC Services as Bio Solar sro | Elektrarny | http://www.elektrarny.pro/detail.php?id=6595 | Industry About | [10 empty] | 7.47 | 7.72 | 7.37 | 7.19 | 6.98 | NO-ESTIMATION | NO-ESTIMATION | NO-ESTIMATION | NO-ESTIMATION | CAPACITY-FACTOR-V1
CZE | Czech Republic | Ochoz Solar Power Plant |  | WRI1029779 | 3.5 | 49.5975 | 16.9064 | Solar |  |  |  |  | FVK Global as | FVK | http://www.fvk.cz | Industry About | [10 empty] | 4.79 | 5.09 | 5.14 | 4.97 | 4.84 | NO-ESTIMATION | NO-ESTIMATION | NO-ESTIMATION | NO-ESTIMATION | CAPACITY-FACTOR-V1
CZE | Czech Republic | VÃ­cov Solar Power Plant |  | WRI1029782 | 1.7 | 49.5975 | 16.9064 | Solar |  |  |  |  | Solar Global as | Solar Global | http://www.solarglobal.cz/sgfve/ | Industry About | [10 empty] | 2.14 | 2.26 | 2.30 | 2.22 | 2.18 | NO-ESTIMATION | NO-ESTIMATION | NO-ESTIMATION | NO-ESTIMATION | CAPACITY-FACTOR-V1
CZE | Czech Republic | RakovÃ¡ u Konice Solar Power Plant |  | WRI1029454 | 6.5 | 49.5992 | 16.9441 | Solar |  |  |  |  | Rekman | Elektrarny | http://www.elektrarny.pro/detail.php?id=10578 | Industry About | [10 empty] | 8.75 | 9.65 | 9.70 | 9.29 | 9.06 | NO-ESTIMATION | NO-ESTIMATION | NO-ESTIMATION | NO-ESTIMATION | CAPACITY-FACTOR-V1
CZE | Czech Republic | Jesenec Solar Power Plant |  | WRI1029784 | 1.4 | 49.6043 | 16.8675 | Solar |  |  |  |  | Solar Global as | Solar Global | http://www.solarglobal.cz/sgfve/ | Industry About | [10 empty] | 1.76 | 1.86 | 1.88 | 1.82 | 1.79 | HYDRO-V1 | HYDRO-V1 | HYDRO-V1 | HYDRO-V1 | HYDRO-V1
CZE | Czech Republic | PÅ™edboÅ™ice Solar Power Plant |  | WRI1029758 | 1.5 | 49.6090 | 14.8302 | Solar |  |  |  |  | SunField | Elektrarny | http://www.elektrarny.pro/detail.php?id=11547 | Industry About | [10 empty] | 1.95 | 2.06 | 2.06 | 1.97 | 1.97 | NO-ESTIMATION | NO-ESTIMATION | NO-ESTIMATION | NO-ESTIMATION | CAPACITY-FACTOR-V1
CZE | Czech Republic | Mozolov Solar Power Plant |  | WRI1029798 | 1.6 | 49.6106 | 15.4647 | Solar |  |  |  |  | FVE Mozolov | Elektrarny | http://www.elektrarny.pro/detail.php?id=1941 | Industry About | [10 empty] | 2.09 | 2.21 | 2.21 | 2.12 | 2.09 | SOLAR-V1-NO-AGE | SOLAR-V1-NO-AGE | SOLAR-V1-NO-AGE | SOLAR-V1-NO-AGE | SOLAR-V1-NO-AGE
CZE | Czech Republic | VlÄtejn Solar Power Plant |  | WRI1029659 | 1.4 | 49.6126 | 13.4931 | Solar |  |  |  |  | SPVN | Elektrarny | http://www.elektrarny.pro/detail.php?id=11330 | Industry About | [10 empty] | 1.94 | 1.87 | 1.85 | 1.79 | 1.76 | HYDRO-V1 | HYDRO-V1 | HYDRO-V1 | HYDRO-V1 | HYDRO-V1
CZE | Czech Republic | PrÅ¾no Solar Power Plant |  | WRI1029703 | 3 | 49.6181 | 18.3604 | Solar |  |  |  |  | Mevra Energy | Elektrarny | http://www.elektrarny.pro/detail.php?id=8007 | Industry About | [10 empty] | 4.24 | 4.31 | 4.24 | 4.14 | 4.03 | SOLAR-V1-NO-AGE | SOLAR-V1-NO-AGE | SOLAR-V1-NO-AGE | SOLAR-V1-NO-AGE | SOLAR-V1-NO-AGE
CZE | Czech Republic | BrnÄ›nec Solar Power Plant |  | WRI1029632 | 1.3 | 49.6202 | 16.5464 | Solar |  |  |  |  | RR-Energo | Elektrarny | http://www.elektrarny.pro/detail.php?id=10890 | Industry About | [10 empty] | 1.65 | 1.72 | 1.74 | 1.69 | 1.67 | NO-ESTIMATION | NO-ESTIMATION | NO-ESTIMATION | NO-ESTIMATION | CAPACITY-FACTOR-V1
CZE | Czech Republic | PÅ™Ã­kazy u Olomouce Solar Power Plant |  | WRI1029453 | 1.6 | 49.6361 | 17.1538 | Solar |  |  |  |  | Erinome as | Elektrarny | http://www.elektrarny.pro/detail.php?id=1476 | Industry About | [10 empty] | 2.06 | 2.18 | 2.21 | 2.14 | 2.11 | NO-ESTIMATION | NO-ESTIMATION | NO-ESTIMATION | NO-ESTIMATION | CAPACITY-FACTOR-V1
CZE | Czech Republic | VstiÅ¡ - Gastop Solar Power Plant |  | WRI1029560 | 1 | 49.6452 | 13.2549 | Solar |  |  |  |  | Gastop Energie as | Elektrarny | http://www.elektrarny.pro/detail.php?id=2011 | Industry About | [10 empty] | 1.40 | 1.34 | 1.30 | 1.26 | 1.22 | HYDRO-V1 | HYDRO-V1 | HYDRO-V1 | HYDRO-V1 | HYDRO-V1
CZE | Czech Republic | VstiÅ¡ - Integral Solar Power Plant |  | WRI1029563 | 1.2 | 49.6465 | 13.2536 | Solar |  |  |  |  | FVE Integral | Elektrarny | http://www.elektrarny.pro/detail.php?id=1915 | Industry About | [10 empty] | 1.70 | 1.59 | 1.55 | 1.52 | 1.47 | HYDRO-V1 | HYDRO-V1 | HYDRO-V1 | HYDRO-V1 | HYDRO-V1
CZE | Czech Republic | LipniÄka Solar Power Plant |  | WRI1029797 | 3.7 | 49.6551 | 15.3976 | Solar |  |  |  |  | JSW Solar (Zwei) ks | Elektrarny | http://www.elektrarny.pro/detail.php?id=6599 | Industry About | [10 empty] | 5.12 | 5.33 | 5.36 | 5.26 | 5.1 | HYDRO-V1 | HYDRO-V1 | HYDRO-V1 | HYDRO-V1 | HYDRO-V1
CZE | Czech Republic | Chornice Solar Power Plant |  | WRI1029630 | 1.2 | 49.6574 | 16.7539 | Solar |  |  |  |  | Alt Chornice | Elektrarny | http://www.elektrarny.pro/detail.php?id=232 | Industry About | [10 empty] | 1.50 | 1.56 | 1.61 | 1.56 | 1.53 | NO-ESTIMATION | NO-ESTIMATION | NO-ESTIMATION | NO-ESTIMATION | CAPACITY-FACTOR-V1
CZE | Czech Republic | Rozvadov 1 Solar Power Plant |  | WRI1029747 | 2.3 | 49.6725 | 12.5873 | Solar |  |  |  |  | Energy 21 as | Energy 21 | http://www.energy21.cz | Industry About | [10 empty] | 3.43 | 3.23 | 3.18 | 3.18 | 3.08 | NO-ESTIMATION | NO-ESTIMATION | NO-ESTIMATION | NO-ESTIMATION | CAPACITY-FACTOR-V1
CZE | Czech Republic | Rozvadov 2 Solar Power Plant |  | WRI1029746 | 1.7 | 49.6765 | 12.5921 | Solar |  |  |  |  | Energy 21 as | Energy 21 | http://www.energy21.cz | Industry About | [10 empty] | 2.34 | 2.29 | 2.22 | 2.17 | 2.09 | NO-ESTIMATION | NO-ESTIMATION | NO-ESTIMATION | NO-ESTIMATION | CAPACITY-FACTOR-V1
CZE | Czech Republic | FrÃ½dek-MÃ­stek - BeskydskÃ¡ Solar Power Plant |  | WRI1029404 | 2.3 | 49.6803 | 18.3909 | Solar |  |  |  |  | BeskydskÃ¡ Fotovoltaika | Elektrarny | http://www.elektrarny.pro/detail.php?id=619 | Industry About | [10 empty] | 3.26 | 3.22 | 3.17 | 3.18 | 3.09 | SOLAR-V1-NO-AGE | SOLAR-V1-NO-AGE | SOLAR-V1-NO-AGE | SOLAR-V1-NO-AGE | SOLAR-V1-NO-AGE
CZE | Czech Republic | LedeÄ nad SÃ¡zavou Solar Power Plant |  | WRI1029473 | 2 | 49.6829 | 15.2750 | Solar |  |  |  |  | Stand-by Europe | Standby-Europe | https://web.archive.org/web/20111013032819/http://www.standby-europe.com/ | Industry About | [10 empty] | 2.76 | 2.79 | 2.79 | 2.76 | 2.76 | SOLAR-V1-NO-AGE | SOLAR-V1-NO-AGE | SOLAR-V1-NO-AGE | SOLAR-V1-NO-AGE | SOLAR-V1-NO-AGE
CZE | Czech Republic | FrÃ½dek-MÃ­stek - ClearEnergy Solar Power Plant |  | WRI1029405 | 1 | 49.6830 | 18.3825 | Solar |  |  |  |  | ClearEnergy | Elektrarny | http://www.elektrarny.pro/detail.php?id=880 | Industry About | [10 empty] | 1.29 | 1.33 | 1.28 | 1.26 | 1.22 | NO-ESTIMATION | NO-ESTIMATION | NO-ESTIMATION | NO-ESTIMATION | CAPACITY-FACTOR-V1
CZE | Czech Republic | MiroÅ¡ov Solar Power Plant |  | WRI1029419 | 1 | 49.6833 | 13.6701 | Solar |  |  |  |  | Rosso Investment as | Elektrarny | http://www.elektrarny.pro/detail.php?id=10866 | Industry About | [10 empty] | 1.35 | 1.36 | 1.33 | 1.28 | 1.26 | SOLAR-V1-NO-AGE | SOLAR-V1-NO-AGE | SOLAR-V1-NO-AGE | SOLAR-V1-NO-AGE | SOLAR-V1-NO-AGE
CZE | Czech Republic | Pohledy Solar Power Plant |  | WRI1029631 | 5.8 | 49.6906 | 16.5473 | Solar |  |  |  |  | Alt Pohledy | Elektrarny | http://www.elektrarny.pro/detail.php?id=235 | Industry About | [10 empty] | 7.88 | 8.54 | 8.65 | 8.29 | 8.06 | HYDRO-V1 | HYDRO-V1 | HYDRO-V1 | HYDRO-V1 | HYDRO-V1
CZE | Czech Republic | Kondrac Solar Power Plant |  | WRI1029756 | 1 | 49.6913 | 14.8787 | Solar |  |  |  |  | Forbes Praha | Elektrarny | http://www.elektrarny.pro/detail.php?id=1632 | Industry About | [10 empty] | 1.25 | 1.37 | 1.37 | 1.28 | 1.28 | SOLAR-V1-NO-AGE | SOLAR-V1-NO-AGE | SOLAR-V1-NO-AGE | SOLAR-V1-NO-AGE | SOLAR-V1-NO-AGE
CZE | Czech Republic | Ostrov u StÅ™Ã­bra Solar Power Plant |  | WRI1029662 | 2.5 | 49.6982 | 13.0326 | Solar |  |  |  |  | Sky Solar Ostrov | Elektrarny | http://www.elektrarny.pro/detail.php?id=11096 | Industry About | [10 empty] | 3.84 | 3.52 | 3.46 | 3.46 | 3.37 | SOLAR-V1-NO-AGE | SOLAR-V1-NO-AGE | SOLAR-V1-NO-AGE | SOLAR-V1-NO-AGE | SOLAR-V1-NO-AGE
CZE | Czech Republic | Pozorka u Kladrub Solar Power Plant |  | WRI1029653 | 4 | 49.7012 | 12.9933 | Solar |  |  |  |  | MBF Czech | Elektrarny | http://www.elektrarny.pro/detail.php?id=7963 | Industry About | [10 empty] | 6.08 | 5.82 | 5.61 | 5.48 | 5.34 | SOLAR-V1-NO-AGE | SOLAR-V1-NO-AGE | SOLAR-V1-NO-AGE | SOLAR-V1-NO-AGE | SOLAR-V1-NO-AGE
CZE | Czech Republic | MlÃ½nec Solar Power Plant |  | WRI1029618 | 1 | 49.7014 | 12.7073 | Solar |  |  |  |  | Photogrupe | Elektrarny | http://www.elektrarny.pro/detail.php?id=10220 | Industry About | [10 empty] | 1.38 | 1.36 | 1.29 | 1.26 | 1.22 | SOLAR-V1-NO-AGE | SOLAR-V1-NO-AGE | SOLAR-V1-NO-AGE | SOLAR-V1-NO-AGE | SOLAR-V1-NO-AGE
CZE | Czech Republic | Sulkov Solar Power Plant |  | WRI1029740 | 20 | 49.7050 | 13.2962 | Solar |  |  |  |  | Sulkov Solar Power Project | Scatec Solar | http://www.scatecsolar.com | Industry About | 1083920 | [9 empty] | 30.99 | 30.64 | 29.82 | 29.44 | 28.6 | SOLAR-V1-NO-AGE | SOLAR-V1-NO-AGE | SOLAR-V1-NO-AGE | SOLAR-V1-NO-AGE | SOLAR-V1-NO-AGE
CZE | Czech Republic | PÅ™Ã­bram Solar Power Plant |  | WRI1029773 | 1.5 | 49.7061 | 13.9976 | Solar |  |  |  |  | Lucis PB | Elektrarny | http://www.elektrarny.pro/detail.php?id=7438 | Industry About | [10 empty] | 1.99 | 2.06 | 2.07 | 1.98 | 1.95 | SOLAR-V1-NO-AGE | SOLAR-V1-NO-AGE | SOLAR-V1-NO-AGE | SOLAR-V1-NO-AGE | SOLAR-V1-NO-AGE
CZE | Czech Republic | AlbrechtiÄky Solar Power Plant |  | WRI1029413 | 1 | 49.7088 | 18.1182 | Solar |  |  |  |  | OAS Estate | Elektrarny | http://www.elektrarny.pro/detail.php?id=9280 | Industry About | [10 empty] | 1.26 | 1.34 | 1.32 | 1.27 | 1.22 | NO-ESTIMATION | NO-ESTIMATION | NO-ESTIMATION | NO-ESTIMATION | CAPACITY-FACTOR-V1
CZE | Czech Republic | Bruzovice Solar Power Plant |  | WRI1029406 | 1.9 | 49.7100 | 18.3852 | Solar |  |  |  |  | Febrex as | Elektrarny | http://www.elektrarny.pro/detail.php?id=11574 | Industry About | [10 empty] | 2.46 | 2.50 | 2.43 | 2.40 | 2.31 | HYDRO-V1 | HYDRO-V1 | HYDRO-V1 | HYDRO-V1 | HYDRO-V1
CZE | Czech Republic | TrhovÃ½ Å tÄ›pÃ¡nov Solar Power Plant |  | WRI1029757 | 2 | 49.7105 | 15.0051 | Solar |  |  |  |  | MWE | Elektrarny | http://www.elektrarny.pro/detail.php?id=9200 | Industry About | [10 empty] | 2.73 | 2.78 | 2.79 | 2.75 | 2.76 | HYDRO-V1 | HYDRO-V1 | HYDRO-V1 | HYDRO-V1 | HYDRO-V1
CZE | Czech Republic | DomaÅ¡Ã­n Solar Power Plant |  | WRI1029755 | 1.5 | 49.7143 | 14.8384 | Solar |  |  |  |  | EVE Rohenice | Elektrarny | http://www.elektrarny.pro/detail.php?id=1542 | Industry About | [10 empty] | 1.93 | 2.05 | 2.05 | 1.97 | 1.97 | HYDRO-V1 | HYDRO-V1 | HYDRO-V1 | HYDRO-V1 | HYDRO-V1
CZE | Czech Republic | DrÃ¡sov - StÅ™edoÄeskÃ½ Solar Power Plant |  | WRI1029772 | 3.9 | 49.7144 | 14.0958 | Solar |  |  |  |  | Cofely Ren | Elektrarny | http://www.elektrarny.pro/detail.php?id=886 | Industry About | [10 empty] | 5.38 | 5.67 | 5.65 | 5.45 | 5.37 | NO-ESTIMATION | NO-ESTIMATION | NO-ESTIMATION | NO-ESTIMATION | CAPACITY-FACTOR-V1
CZE | Czech Republic | PlzeÅˆ UniverzitnÃ­ Solar Power Plant |  | WRI1029562 | 1 | 49.7262 | 13.3256 | Solar |  |  |  |  | Arcus Media | Elektrarny | http://www.elektrarny.pro/detail.php?id=379 | Industry About | [10 empty] | 1.40 | 1.34 | 1.30 | 1.26 | 1.22 | HYDRO-V1 | HYDRO-V1 | HYDRO-V1 | HYDRO-V1 | HYDRO-V1
CZE | Czech Republic | KamennÃ½ Ãšjezd Solar Power Plant |  | WRI1029518 | 1.4 | 49.7265 | 13.6299 | Solar |  |  |  |  | Slunce KomaÅ™ice | Elektrarny | http://www.elektrarny.pro/detail.php?id=9255 | Industry About | [10 empty] | 1.83 | 1.87 | 1.85 | 1.80 | 1.77 | NO-ESTIMATION | NO-ESTIMATION | NO-ESTIMATION | NO-ESTIMATION | CAPACITY-FACTOR-V1
CZE | Czech Republic | StraÅ¡ice Solar Power Plant |  | WRI1029808 | 3.3 | 49.7285 | 13.7612 | Solar |  |  |  |  | SluneÄnÃ­ Park as | Elektrarny | http://www.elektrarny.pro/detail.php?id=11112 | Industry About | [10 empty] | 4.62 | 4.81 | 4.80 | 4.54 | 4.49 | NO-ESTIMATION | NO-ESTIMATION | NO-ESTIMATION | NO-ESTIMATION | CAPACITY-FACTOR-V1
CZE | Czech Republic | Letkov Solar Power Plant |  | WRI1029709 | 10 | 49.7294 | 13.4807 | Solar |  |  |  |  | Letkov Solar Plant | Nobility | http://www.nobility.cz | Industry About | [10 empty] | 14.59 | 15.05 | 14.88 | 14.16 | 14.01 | NO-ESTIMATION | NO-ESTIMATION | NO-ESTIMATION | NO-ESTIMATION | CAPACITY-FACTOR-V1
CZE | Czech Republic | KrmelÃ­n Solar Power Plant |  | WRI1029468 | 2 | 49.7366 | 18.2319 | Solar |  |  |  |  | Stand-by Europe | Standby-Europe | https://web.archive.org/web/20111013032819/http://www.standby-europe.com/ | Industry About | [10 empty] | 2.76 | 2.81 | 2.80 | 2.74 | 2.66 | NO-ESTIMATION | NO-ESTIMATION | NO-ESTIMATION | NO-ESTIMATION | CAPACITY-FACTOR-V1
CZE | Czech Republic | RozstÃ¡nÃ­ Solar Power Plant |  | WRI1029451 | 2 | 49.7428 | 16.7226 | Solar |  |  |  |  | Alt Energie | Elektrarny | http://www.elektrarny.pro/detail.php?id=234 | Industry About | [10 empty] | 2.76 | 2.79 | 2.82 | 2.78 | 2.74 | NO-ESTIMATION | NO-ESTIMATION | NO-ESTIMATION | NO-ESTIMATION | CAPACITY-FACTOR-V1
CZE | Czech Republic | StÅ™Ã­bro - Antaris Solar Power Plant |  | WRI1029511 | 1 | 49.7476 | 13.0027 | Solar |  |  |  |  | Antaris Solar GmbH & Co KG | Antaris Solar | http://www.antaris-solar.com | Industry About | [10 empty] | 1.40 | 1.34 | 1.28 | 1.26 | 1.22 | NO-ESTIMATION | NO-ESTIMATION | NO-ESTIMATION | NO-ESTIMATION | CAPACITY-FACTOR-V1
CZE | Czech Republic | StÅ™Ã­bro - SAG Solarstrom Solar Power Plant |  | WRI1029510 | 13.6 | 49.7491 | 12.9765 | Solar |  |  |  |  | Solar Stribro | SAG Solar | http://www.sagsolar.com | Industry About | [10 empty] | 20.76 | 20.72 | 19.91 | 19.58 | 19.07 | NO-ESTIMATION | NO-ESTIMATION | NO-ESTIMATION | NO-ESTIMATION | CAPACITY-FACTOR-V1
CZE | Czech Republic | PlzeÅˆ KÅ™imice B Solar Power Plant |  | WRI1029655 | 1.2 | 49.7495 | 13.3249 | Solar |  |  |  |  | Amesbury - Solar Investors 1 | Elektrarny | http://www.elektrarny.pro/detail.php?id=254 | Industry About | [10 empty] | 1.70 | 1.59 | 1.56 | 1.52 | 1.47 | NO-ESTIMATION | NO-ESTIMATION | NO-ESTIMATION | NO-ESTIMATION | CAPACITY-FACTOR-V1
CZE | Czech Republic | RybnÃ­ky Solar Power Plant |  | WRI1029771 | 1 | 49.7525 | 14.2006 | Solar |  |  |  |  | Harmonie Beta | Elektrarny | http://www.elektrarny.pro/detail.php?id=2172 | Industry About | [10 empty] | 1.26 | 1.37 | 1.37 | 1.28 | 1.28 | NO-ESTIMATION | NO-ESTIMATION | NO-ESTIMATION | NO-ESTIMATION | CAPACITY-FACTOR-V1
CZE | Czech Republic | ÄŒÃ¡stkov Solar Power Plant |  | WRI1029617 | 2 | 49.7597 | 12.6738 | Solar |  |  |  |  | BA Helios spol. | Elektrarny | http://www.elektrarny.pro/detail.php?id=469 | Industry About | [10 empty] | 2.97 | 2.80 | 2.75 | 2.73 | 2.66 | NO-ESTIMATION | NO-ESTIMATION | NO-ESTIMATION | NO-ESTIMATION | CAPACITY-FACTOR-V1
CZE | Czech Republic | StruhaÅ™ov Solar Power Plant |  | WRI1029769 | 1.7 | 49.7617 | 14.7530 | Solar |  |  |  |  | JSW Solar vos | Elektrarny | http://www.elektrarny.pro/detail.php?id=6600 | Industry About | [10 empty] | 2.15 | 2.27 | 2.27 | 2.20 | 2.18 | SOLAR-V1-NO-AGE | SOLAR-V1-NO-AGE | SOLAR-V1-NO-AGE | SOLAR-V1-NO-AGE | SOLAR-V1-NO-AGE
CZE | Czech Republic | Svitavy Solar Power Plant |  | WRI1029629 | 4 | 49.7689 | 16.4884 | Solar |  |  |  |  | FVE Svitavy | Elektrarny | http://www.elektrarny.pro/detail.php?id=1961 | Industry About | 1099534 | [9 empty] | 5.97 | 5.77 | 5.77 | 5.49 | 5.32 | HYDRO-V1 | HYDRO-V1 | HYDRO-V1 | HYDRO-V1 | HYDRO-V1
CZE | Czech Republic | Tachov 3 Solar Power Plant |  | WRI1029616 | 3.7 | 49.7912 | 12.6686 | Solar |  |  |  |  | Sameco | Elektrarny | http://www.elektrarny.pro/detail.php?id=10965 | Industry About | [10 empty] | 5.46 | 5.35 | 5.17 | 5.06 | 4.94 | HYDRO-V1 | HYDRO-V1 | HYDRO-V1 | HYDRO-V1 | HYDRO-V1
CZE | Czech Republic | Vickovice Solar Power Plant |  | WRI1029751 | 1 | 49.7933 | 15.2707 | Solar |  |  |  |  | Drinky | Elektrarny | http://www.elektrarny.pro/detail.php?id=1190 | Industry About | [10 empty] | 1.26 | 1.37 | 1.36 | 1.28 | 1.27 | SOLAR-V1-NO-AGE | SOLAR-V1-NO-AGE | SOLAR-V1-NO-AGE | SOLAR-V1-NO-AGE | SOLAR-V1-NO-AGE
CZE | Czech Republic | Jince Solar Power Plant |  | WRI1029774 | 1.2 | 49.7940 | 13.9756 | Solar |  |  |  |  | Energy Investment | Elektrarny | http://www.elektrarny.pro/detail.php?id=1445 | Industry About | [10 empty] | 1.55 | 1.60 | 1.61 | 1.53 | 1.53 | SOLAR-V1-NO-AGE | SOLAR-V1-NO-AGE | SOLAR-V1-NO-AGE | SOLAR-V1-NO-AGE | SOLAR-V1-NO-AGE
CZE | Czech Republic | VÅ¡etice Solar Power Plant |  | WRI1029391 | 1 | 49.7959 | 14.5200 | Solar |  |  |  |  | Solar Liglass | Solar Liglass | http://www.solar-liglass.cz/images/stories/obrazky/pdf_13.jpg | Industry About | [10 empty] | 1.25 | 1.37 | 1.37 | 1.28 | 1.29 | SOLAR-V1-NO-AGE | SOLAR-V1-NO-AGE | SOLAR-V1-NO-AGE | SOLAR-V1-NO-AGE | SOLAR-V1-NO-AGE
CZE | Czech Republic | Tachov 1 Solar Power Plant |  | WRI1029615 | 2.2 | 49.8063 | 12.6564 | Solar |  |  |  |  | Three P section | Elektrarny | http://www.elektrarny.pro/detail.php?id=11690 | Industry About | [10 empty] | 3.31 | 3.10 | 3.07 | 3.05 | 2.98 | SOLAR-V1-NO-AGE | SOLAR-V1-NO-AGE | SOLAR-V1-NO-AGE | SOLAR-V1-NO-AGE | SOLAR-V1-NO-AGE
CZE | Czech Republic | ÄŒernoÅ¡Ã­n Solar Power Plant |  | WRI1029654 | 2.9 | 49.8153 | 12.8763 | Solar |  |  |  |  | Garnet VRX | Elektrarny | http://www.elektrarny.pro/detail.php?id=2009 | Industry About | [10 empty] | 4.31 | 4.13 | 4.06 | 4.01 | 3.91 | SOLAR-V1-NO-AGE | SOLAR-V1-NO-AGE | SOLAR-V1-NO-AGE | SOLAR-V1-NO-AGE | SOLAR-V1-NO-AGE
CZE | Czech Republic | Brod 2 Solar Power Plant |  | WRI1029622 | 1.9 | 49.8264 | 12.7407 | Solar |  |  |  |  | Wat - Energi | Elektrarny | http://www.elektrarny.pro/detail.php?id=12566 | Industry About | [10 empty] | 2.60 | 2.50 | 2.41 | 2.38 | 2.31 | SOLAR-V1-NO-AGE | SOLAR-V1-NO-AGE | SOLAR-V1-NO-AGE | SOLAR-V1-NO-AGE | SOLAR-V1-NO-AGE
CZE | Czech Republic | BÅ™asy Solar Power Plant |  | WRI1029658 | 2.2 | 49.8353 | 13.5903 | Solar |  |  |  |  | FVE BÅ™asy as | Elektrarny | http://www.elektrarny.pro/detail.php?id=1886 | Industry About | [10 empty] | 3.15 | 3.09 | 3.11 | 3.13 | 3.05 | SOLAR-V1-NO-AGE | SOLAR-V1-NO-AGE | SOLAR-V1-NO-AGE | SOLAR-V1-NO-AGE | SOLAR-V1-NO-AGE
CZE | Czech Republic | Cerhovice Solar Power Plant |  | WRI1029775 | 1.6 | 49.8482 | 13.8418 | Solar |  |  |  |  | Transiwatt | Elektrarny | http://www.elektrarny.pro/detail.php?id=11849 | Industry About | [10 empty] | 2.12 | 2.18 | 2.21 | 2.11 | 2.09 | NO-ESTIMATION | NO-ESTIMATION | NO-ESTIMATION | NO-ESTIMATION | CAPACITY-FACTOR-V1
CZE | Czech Republic | Nasavrky Solar Power Plant |  | WRI1029671 | 3 | 49.8531 | 15.8260 | Solar |  |  |  |  | Easywatt | Elektrarny | http://www.elektrarny.pro/detail.php?id=1244 | Industry About | [10 empty] | 4.24 | 4.37 | 4.37 | 4.18 | 4.12 | HYDRO-V1 | HYDRO-V1 | HYDRO-V1 | HYDRO-V1 | HYDRO-V1
CZE | Czech Republic | Krhanice Solar Power Plant |  | WRI1029770 | 1.3 | 49.8549 | 14.5662 | Solar |  |  |  |  | Solar Power Energy Eta vos | Elektrarny | http://www.elektrarny.pro/detail.php?id=11209 | Industry About | [10 empty] | 1.64 | 1.74 | 1.74 | 1.68 | 1.68 | SOLAR-V1-NO-AGE | SOLAR-V1-NO-AGE | SOLAR-V1-NO-AGE | SOLAR-V1-NO-AGE | SOLAR-V1-NO-AGE
CZE | Czech Republic | SemanÃ­n Solar Power Plant |  | WRI1029626 | 2 | 49.8598 | 16.4587 | Solar |  |  |  |  | FVE SemanÃ­n Czech Republic | Elektrarny | http://www.elektrarny.pro/detail.php?id=1953 | Industry About | [10 empty] | 2.97 | 2.80 | 2.80 | 2.75 | 2.66 | HYDRO-V1 | HYDRO-V1 | HYDRO-V1 | HYDRO-V1 | HYDRO-V1
CZE | Czech Republic | Trebovice Solar Power Plant |  | WRI1029572 | 1 | 49.8603 | 16.5133 | Solar |  |  |  |  | Plain Energy CZ | Plain Energy | http://www.plain-energy.com | Industry About | 1088260 | [9 empty] | 1.37 | 1.33 | 1.33 | 1.26 | 1.22 | SOLAR-V1-NO-AGE | SOLAR-V1-NO-AGE | SOLAR-V1-NO-AGE | SOLAR-V1-NO-AGE | SOLAR-V1-NO-AGE
CZE | Czech Republic | Å½ebrÃ¡k Solar Power Plant |  | WRI1029776 | 1.2 | 49.8686 | 13.9002 | Solar |  |  |  |  | MZ Solar | Elektrarny | http://www.elektrarny.pro/detail.php?id=9203 | Industry About | [10 empty] | 1.55 | 1.60 | 1.61 | 1.53 | 1.53 | SOLAR-V1-NO-AGE | SOLAR-V1-NO-AGE | SOLAR-V1-NO-AGE | SOLAR-V1-NO-AGE | SOLAR-V1-NO-AGE
CZE | Czech Republic | PlanÃ¡ Solar Power Plant |  | WRI1029621 | 1 | 49.8693 | 12.7281 | Solar |  |  |  |  | Sunbeam | Elektrarny | http://www.elektrarny.pro/detail.php?id=11543 | Industry About | [10 empty] | 1.36 | 1.33 | 1.28 | 1.24 | 1.22 | SOLAR-V1-NO-AGE | SOLAR-V1-NO-AGE | SOLAR-V1-NO-AGE | SOLAR-V1-NO-AGE | SOLAR-V1-NO-AGE
CZE | Czech Republic | Horky Solar Power Plant |  | WRI1029754 | 1.5 | 49.8749 | 15.4423 | Solar |  |  |  |  | Sluneta FVE | Elektrarny | http://www.elektrarny.pro/detail.php?id=11119 | Industry About | [10 empty] | 1.95 | 2.06 | 2.07 | 1.99 | 1.94 | SOLAR-V1-NO-AGE | SOLAR-V1-NO-AGE | SOLAR-V1-NO-AGE | SOLAR-V1-NO-AGE | SOLAR-V1-NO-AGE
CZE | Czech Republic | KaznÄ›jov Solar Power Plant |  | WRI1029657 | 4 | 49.8851 | 13.3731 | Solar |  |  |  |  | OMGD | Elektrarny | http://www.elektrarny.pro/detail.php?id=9381 | Industry About | [10 empty] | 6.08 | 5.78 | 5.64 | 5.49 | 5.32 | SOLAR-V1-NO-AGE | SOLAR-V1-NO-AGE | SOLAR-V1-NO-AGE | SOLAR-V1-NO-AGE | SOLAR-V1-NO-AGE
CZE | Czech Republic | UhlÃ­Å™skÃ© Janovice Solar Power Plant |  | WRI1029752 | 2.5 | 49.8909 | 15.0644 | Solar |  |  |  |  | VavÅ™inec UJ as | Elektrarny | http://www.elektrarny.pro/detail.php?id=12129 | Industry About | 1097282 | [9 empty] | 3.37 | 3.52 | 3.52 | 3.47 | 3.49 | SOLAR-V1-NO-AGE | SOLAR-V1-NO-AGE | SOLAR-V1-NO-AGE | SOLAR-V1-NO-AGE | SOLAR-V1-NO-AGE
CZE | Czech Republic | Rudoltice - Will Solar Power Plant |  | WRI1029627 | 1.4 | 49.8922 | 16.5690 | Solar |  |  |  |  | Will as | Elektrarny | http://www.elektrarny.pro/detail.php?id=12574 | Industry About | [10 empty] | 1.93 | 1.85 | 1.85 | 1.78 | 1.72 | SOLAR-V1-NO-AGE | SOLAR-V1-NO-AGE | SOLAR-V1-NO-AGE | SOLAR-V1-NO-AGE | SOLAR-V1-NO-AGE
CZE | Czech Republic | Rudoltice - Steal Solar Power Plant |  | WRI1029628 | 1 | 49.8981 | 16.5822 | Solar |  |  |  |  | Steal | Elektrarny | http://www.elektrarny.pro/detail.php?id=11335 | Industry About | [10 empty] | 1.36 | 1.33 | 1.33 | 1.27 | 1.22 | SOLAR-V1-NO-AGE | SOLAR-V1-NO-AGE | SOLAR-V1-NO-AGE | SOLAR-V1-NO-AGE | SOLAR-V1-NO-AGE
CZE | Czech Republic | BohuÅˆovice Solar Power Plant |  | WRI1029576 | 3 | 49.9044 | 16.2569 | Solar | [5 empty] | Juwi | http://www.juwi.com/Corporate_Publishing | Industry About | [10 empty] | 4.24 | 4.36 | 4.36 | 4.15 | 4.02 | SOLAR-V1-NO-AGE | SOLAR-V1-NO-AGE | SOLAR-V1-NO-AGE | SOLAR-V1-NO-AGE | SOLAR-V1-NO-AGE
CZE | Czech Republic | Otice Solar Power Plant |  | WRI1029411 | 2.5 | 49.9072 | 17.8824 | Solar |  |  |  |  | Kurka - Ekozdroje | Elektrarny | http://www.elektrarny.pro/detail.php?id=7006 | Industry About | [10 empty] | 3.46 | 3.49 | 3.51 | 3.53 | 3.46 | HYDRO-V1 | HYDRO-V1 | HYDRO-V1 | HYDRO-V1 | HYDRO-V1
CZE | Czech Republic | Å½Ã­Å¡ov Solar Power Plant |  | WRI1029753 | 2.8 | 49.9092 | 15.0648 | Solar |  |  |  |  | VavÅ™inec Energy as | Elektrarny | http://www.elektrarny.pro/detail.php?id=12128 | Industry About | [10 empty] | 3.80 | 4.00 | 3.99 | 3.91 | 3.92 | NO-ESTIMATION | NO-ESTIMATION | NO-ESTIMATION | NO-ESTIMATION | CAPACITY-FACTOR-V1
CZE | Czech Republic | Rybnice Solar Power Plant |  | WRI1029656 | 1.2 | 49.9120 | 13.3699 | Solar |  |  |  |  | BCP SolÃ¡rnÃ­ | Elektrarny | http://www.elektrarny.pro/detail.php?id=585 | Industry About | [10 empty] | 1.70 | 1.59 | 1.55 | 1.52 | 1.47 | NO-ESTIMATION | NO-ESTIMATION | NO-ESTIMATION | NO-ESTIMATION | CAPACITY-FACTOR-V1
CZE | Czech Republic | KomÃ¡rov - Suntrax Solar Power Plant |  | WRI1029407 | 1 | 49.9173 | 17.9515 | Solar |  |  |  |  | Suntrax | Elektrarny | http://www.elektrarny.pro/detail.php?id=11574 | Industry About | [10 empty] | 1.25 | 1.36 | 1.34 | 1.28 | 1.26 | NO-ESTIMATION | NO-ESTIMATION | NO-ESTIMATION | NO-ESTIMATION | CAPACITY-FACTOR-V1
CZE | Czech Republic | KomÃ¡rov - Al Trax Solar Power Plant |  | WRI1029408 | 1 | 49.9174 | 17.9485 | Solar |  |  |  |  | Al Trax | Elektrarny | http://www.elektrarny.pro/detail.php?id=239 | Industry About | [10 empty] | 1.25 | 1.36 | 1.34 | 1.28 | 1.26 | NO-ESTIMATION | NO-ESTIMATION | NO-ESTIMATION | NO-ESTIMATION | CAPACITY-FACTOR-V1
CZE | Czech Republic | Onyx Solar Power Plant |  | WRI1029438 | 3 | 49.9261 | 13.9909 | Solar |  |  |  |  | Photon Energy Operations CZ | http://www.photonenergyoperations.cz/provoz-a-servis-fve | http://www.photonenergyoperations.cz | Industry About | [10 empty] | 4.18 | 4.36 | 4.34 | 4.24 | 4.16 | SOLAR-V1-NO-AGE | SOLAR-V1-NO-AGE | SOLAR-V1-NO-AGE | SOLAR-V1-NO-AGE | SOLAR-V1-NO-AGE
CZE | Czech Republic | Kalabousek Solar Power Plant |  | WRI1029749 | 4 | 49.9273 | 15.3729 | Solar |  |  |  |  | Paryba | Elektrarny | http://www.elektrarny.pro/detail.php?id=9484 | Industry About | [10 empty] | 5.53 | 5.80 | 5.87 | 5.68 | 5.46 | SOLAR-V1-NO-AGE | SOLAR-V1-NO-AGE | SOLAR-V1-NO-AGE | SOLAR-V1-NO-AGE | SOLAR-V1-NO-AGE
CZE | Czech Republic | MoraÅ¡ice Solar Power Plant |  | WRI1029666 | 1 | 49.9321 | 15.7121 | Solar |  |  |  |  | FVE Klenovka | Elektrarny | http://www.elektrarny.pro/detail.php?id=6664 | Industry About | [10 empty] | 1.26 | 1.35 | 1.34 | 1.29 | 1.26 | NO-ESTIMATION | NO-ESTIMATION | NO-ESTIMATION | NO-ESTIMATION | CAPACITY-FACTOR-V1
CZE | Czech Republic | Chlum Solar Power Plant |  | WRI1029434 | 1 | 49.9352 | 13.6627 | Solar |  |  |  |  | Photon Energy Operations CZ | http://www.photonenergyoperations.cz/provoz-a-servis-fve | http://www.photonenergyoperations.cz | Industry About | [10 empty] | 1.29 | 1.35 | 1.36 | 1.28 | 1.27 | SOLAR-V1-NO-AGE | SOLAR-V1-NO-AGE | SOLAR-V1-NO-AGE | SOLAR-V1-NO-AGE | SOLAR-V1-NO-AGE
CZE | Czech Republic | KutnÃ¡ Hora Solar Power Plant |  | WRI1029750 | 5.6 | 49.9375 | 15.2806 | Solar |  |  |  |  | EC Heat as | Elektrarny | http://www.elektrarny.pro/detail.php?id=1246 | Industry About | [10 empty] | 7.69 | 8.41 | 8.42 | 7.98 | 7.86 | NO-ESTIMATION | NO-ESTIMATION | NO-ESTIMATION | NO-ESTIMATION | CAPACITY-FACTOR-V1
CZE | Czech Republic | RÃ½maÅ™ov Solar Power Plant |  | WRI1029737 | 1.1 | 49.9381 | 17.2771 | Solar |  |  |  |  | Osona Solar | Elektrarny | http://www.elektrarny.pro/detail.php?id=9409 | Industry About | [10 empty] | 1.39 | 1.46 | 1.45 | 1.38 | 1.36 | NO-ESTIMATION | NO-ESTIMATION | NO-ESTIMATION | NO-ESTIMATION | CAPACITY-FACTOR-V1
CZE | Czech Republic | VodÄ›rady Solar Power Plant |  | WRI1029625 | 4 | 49.9448 | 16.2896 | Solar |  |  |  |  | Preference Energy | Elektrarny | http://www.elektrarny.pro/detail.php?id=10308 | Industry About | [10 empty] | 5.63 | 5.85 | 5.85 | 5.52 | 5.45 | SOLAR-V1-NO-AGE | SOLAR-V1-NO-AGE | SOLAR-V1-NO-AGE | SOLAR-V1-NO-AGE | SOLAR-V1-NO-AGE
CZE | Czech Republic | Opava Solar Power Plant |  | WRI1029410 | 1 | 49.9521 | 17.9158 | Solar |  |  |  |  | FotovoltaickÃ© projekty | Elektrarny | http://www.elektrarny.pro/detail.php?id=1656 | Industry About | [10 empty] | 1.25 | 1.36 | 1.31 | 1.28 | 1.26 | NO-ESTIMATION | NO-ESTIMATION | NO-ESTIMATION | NO-ESTIMATION | CAPACITY-FACTOR-V1
CZE | Czech Republic | ChlebiÄov Solar Power Plant |  | WRI1029409 | 1 | 49.9565 | 17.9760 | Solar |  |  |  |  | JSC Power | Elektrarny | http://www.elektrarny.pro/detail.php?id=6597 | Industry About | [10 empty] | 1.22 | 1.37 | 1.35 | 1.28 | 1.27 | NO-ESTIMATION | NO-ESTIMATION | NO-ESTIMATION | NO-ESTIMATION | CAPACITY-FACTOR-V1
CZE | Czech Republic | MrÃ¡zov Solar Power Plant |  | WRI1029620 | 1 | 49.9576 | 12.8396 | Solar |  |  |  |  | Kowiso | Elektrarny | http://www.elektrarny.pro/detail.php?id=6978 | Industry About | [10 empty] | 1.36 | 1.33 | 1.28 | 1.26 | 1.22 | NO-ESTIMATION | NO-ESTIMATION | NO-ESTIMATION | NO-ESTIMATION | CAPACITY-FACTOR-V1
CZE | Czech Republic | Chrudim Solar Power Plant |  | WRI1029665 | 1 | 49.9620 | 15.8044 | Solar |  |  |  |  | ISE | Elektrarny | http://www.elektrarny.pro/detail.php?id=4854 | Industry About | [10 empty] | 1.28 | 1.36 | 1.36 | 1.28 | 1.26 | SOLAR-V1-NO-AGE | SOLAR-V1-NO-AGE | SOLAR-V1-NO-AGE | SOLAR-V1-NO-AGE | SOLAR-V1-NO-AGE
CZE | Czech Republic | KosoÅ™Ã­n 1 Solar Power Plant |  | WRI1029664 | 2 | 49.9797 | 16.2381 | Solar |  |  |  |  | Environmental Invest | Elektrarny | http://www.elektrarny.pro/detail.php?id=1463 | Industry About | [10 empty] | 2.76 | 2.79 | 2.79 | 2.77 | 2.73 | SOLAR-V1-NO-AGE | SOLAR-V1-NO-AGE | SOLAR-V1-NO-AGE | SOLAR-V1-NO-AGE | SOLAR-V1-NO-AGE
CZE | Czech Republic | KosoÅ™Ã­n - Stand-by Europe Solar Power Plant |  | WRI1029471 | 1.9 | 49.9810 | 16.2294 | Solar |  |  |  |  | Stand-by Europe | Standby-Europe | https://web.archive.org/web/20111013032819/http://www.standby-europe.com/ | Industry About | [10 empty] | 2.41 | 2.53 | 2.52 | 2.42 | 2.38 | SOLAR-V1-NO-AGE | SOLAR-V1-NO-AGE | SOLAR-V1-NO-AGE | SOLAR-V1-NO-AGE | SOLAR-V1-NO-AGE
CZE | Czech Republic | KosoÅ™Ã­n 2 Solar Power Plant |  | WRI1029663 | 1.9 | 49.9813 | 16.2406 | Solar |  |  |  |  | Teneres | Elektrarny | http://www.elektrarny.pro/detail.php?id=11660 | Industry About | [10 empty] | 2.41 | 2.52 | 2.51 | 2.42 | 2.38 | SOLAR-V1-NO-AGE | SOLAR-V1-NO-AGE | SOLAR-V1-NO-AGE | SOLAR-V1-NO-AGE | SOLAR-V1-NO-AGE
CZE | Czech Republic | Kralovice Solar Power Plant |  | WRI1029661 | 1.6 | 49.9871 | 13.4933 | Solar |  |  |  |  | Gocar Solar System | Elektrarny | http://www.elektrarny.pro/detail.php?id=2040 | Industry About | [10 empty] | 2.13 | 2.21 | 2.20 | 2.14 | 2.08 | SOLAR-V1-NO-AGE | SOLAR-V1-NO-AGE | SOLAR-V1-NO-AGE | SOLAR-V1-NO-AGE | SOLAR-V1-NO-AGE
CZE | Czech Republic | ÄŒervenÃ© PeÄky Solar Power Plant |  | WRI1029398 | 1 | 49.9906 | 15.2088 | Solar |  |  |  |  | Stachema Kolin spol. | Elektrarny | http://www.elektrarny.pro/detail.php?id=11334 | Industry About | [10 empty] | 1.25 | 1.37 | 1.37 | 1.28 | 1.27 | SOLAR-V1-NO-AGE | SOLAR-V1-NO-AGE | SOLAR-V1-NO-AGE | SOLAR-V1-NO-AGE | SOLAR-V1-NO-AGE
CZE | Czech Republic | KoÅ¾lany Solar Power Plant |  | WRI1029660 | 4 | 49.9940 | 13.5243 | Solar |  |  |  |  | WISO PlzeÅˆ CZ | Elektrarny | http://www.elektrarny.pro/detail.php?id=12582 | Industry About | [10 empty] | 5.63 | 5.86 | 5.84 | 5.68 | 5.49 | SOLAR-V1-NO-AGE | SOLAR-V1-NO-AGE | SOLAR-V1-NO-AGE | SOLAR-V1-NO-AGE | SOLAR-V1-NO-AGE
CZE | Czech Republic | Krychnov Solar Power Plant |  | WRI1029402 | 1.1 | 50.0040 | 15.0548 | Solar |  |  |  |  | BM Consulting as | Elektrarny | http://www.elektrarny.pro/detail.php?id=673 | Industry About | [10 empty] | 1.32 | 1.46 | 1.47 | 1.44 | 1.39 | SOLAR-V1-NO-AGE | SOLAR-V1-NO-AGE | SOLAR-V1-NO-AGE | SOLAR-V1-NO-AGE | SOLAR-V1-NO-AGE
CZE | Czech Republic | Hostovice Solar Power Plant |  | WRI1029571 | 4.8 | 50.0107 | 15.8853 | Solar |  |  |  |  | Plain Energy CZ | Plain Energy | http://www.plain-energy.com | Industry About | 1084623 | [9 empty] | 7.36 | 7.87 | 7.87 | 7.41 | 7.3 | SOLAR-V1-NO-AGE | SOLAR-V1-NO-AGE | SOLAR-V1-NO-AGE | SOLAR-V1-NO-AGE | SOLAR-V1-NO-AGE
CZE | Czech Republic | NuÄice Solar Power Plant |  | WRI1029778 | 2 | 50.0176 | 14.2201 | Solar |  |  |  |  | Fox Solar | Elektrarny | http://www.elektrarny.pro/detail.php?id=1666 | Industry About | [10 empty] | 2.66 | 2.79 | 2.79 | 2.77 | 2.8 | SOLAR-V1-NO-AGE | SOLAR-V1-NO-AGE | SOLAR-V1-NO-AGE | SOLAR-V1-NO-AGE | SOLAR-V1-NO-AGE
CZE | Czech Republic | Klenovka Solar Power Plant |  | WRI1029667 | 8.4 | 50.0209 | 15.5919 | Solar |  |  |  |  | FVE Klenovka | Elektrarny | http://www.elektrarny.pro/detail.php?id=1927 | Industry About | [10 empty] | 10.91 | 12.31 | 12.31 | 11.69 | 11.53 | SOLAR-V1-NO-AGE | SOLAR-V1-NO-AGE | SOLAR-V1-NO-AGE | SOLAR-V1-NO-AGE | SOLAR-V1-NO-AGE
CZE | Czech Republic | Doubek Solar Power Plant |  | WRI1029401 | 1.1 | 50.0232 | 14.7495 | Solar |  |  |  |  | Solar Power Energy Epsilon vos | Elektrarny | http://www.elektrarny.pro/detail.php?id=11208 | Industry About | [10 empty] | 1.32 | 1.47 | 1.47 | 1.38 | 1.38 | SOLAR-V1-NO-AGE | SOLAR-V1-NO-AGE | SOLAR-V1-NO-AGE | SOLAR-V1-NO-AGE | SOLAR-V1-NO-AGE
CZE | Czech Republic | Sudslava Solar Power Plant |  | WRI1029668 | 2.9 | 50.0347 | 16.2932 | Solar |  |  |  |  | Fotovoltaika | Elektrarny | http://www.elektrarny.pro/detail.php?id=1658 | Industry About | [10 empty] | 4.12 | 4.16 | 4.16 | 4.04 | 3.99 | SOLAR-V1-NO-AGE | SOLAR-V1-NO-AGE | SOLAR-V1-NO-AGE | SOLAR-V1-NO-AGE | SOLAR-V1-NO-AGE
CZE | Czech Republic | ChrÃ¡Å¡Å¥any Solar Power Plant |  | WRI1029777 | 3.5 | 50.0412 | 14.2654 | Solar |  |  |  |  | Amesbury - R1 Chrastany | Elektrarny | http://www.elektrarny.pro/detail.php?id=252 | Industry About | [10 empty] | 4.68 | 5.13 | 5.14 | 5.01 | 4.96 | SOLAR-V1-NO-AGE | SOLAR-V1-NO-AGE | SOLAR-V1-NO-AGE | SOLAR-V1-NO-AGE | SOLAR-V1-NO-AGE
CZE | Czech Republic | PavlÃ­kov Solar Power Plant |  | WRI1029698 | 1.3 | 50.0580 | 13.7475 | Solar |  |  |  |  | GPS Energy | Elektrarny | http://www.elektrarny.pro/detail.php?id=2055 | Industry About | [10 empty] | 1.65 | 1.74 | 1.73 | 1.66 | 1.66 | SOLAR-V1-NO-AGE | SOLAR-V1-NO-AGE | SOLAR-V1-NO-AGE | SOLAR-V1-NO-AGE | SOLAR-V1-NO-AGE
CZE | Czech Republic | Lukavice Solar Power Plant |  | WRI1029389 | 1.6 | 50.0589 | 16.4938 | Solar |  |  |  |  | Lukavice Solar Power Plant | Juwi | http://www.juwi.com | Industry About | 1079060 | [9 empty] | 2.29 | 2.18 | 2.18 | 2.09 | 2.01 | SOLAR-V1-NO-AGE | SOLAR-V1-NO-AGE | SOLAR-V1-NO-AGE | SOLAR-V1-NO-AGE | SOLAR-V1-NO-AGE
CZE | Czech Republic | Kolin Solar Power Plant |  | WRI1029397 | 1 | 50.0618 | 15.2234 | Solar |  |  |  |  | Bully Real Estate as | Elektrarny | http://www.elektrarny.pro/detail.php?id=783 | Industry About | [10 empty] | 1.26 | 1.37 | 1.37 | 1.28 | 1.27 | SOLAR-V1-NO-AGE | SOLAR-V1-NO-AGE | SOLAR-V1-NO-AGE | SOLAR-V1-NO-AGE | SOLAR-V1-NO-AGE
CZE | Czech Republic | Liblice Solar Power Plant |  | WRI1029403 | 1.1 | 50.0771 | 14.8775 | Solar |  |  |  |  | FV Energy as | Elektrarny | http://www.elektrarny.pro/detail.php?id=1847 | Industry About | [10 empty] | 1.32 | 1.47 | 1.47 | 1.38 | 1.38 | SOLAR-V1-NO-AGE | SOLAR-V1-NO-AGE | SOLAR-V1-NO-AGE | SOLAR-V1-NO-AGE | SOLAR-V1-NO-AGE
CZE | Czech Republic | Å½amberk Solar Power Plant |  | WRI1029669 | 1.1 | 50.0906 | 16.4822 | Solar |  |  |  |  | FVS Å½amberk | Elektrarny | http://www.elektrarny.pro/detail.php?id=1983 | Industry About | [10 empty] | 1.50 | 1.43 | 1.43 | 1.37 | 1.32 | NO-ESTIMATION | NO-ESTIMATION | NO-ESTIMATION | NO-ESTIMATION | CAPACITY-FACTOR-V1
CZE | Czech Republic | UnhoÅ¡Å¥ Solar Power Plant |  | WRI1029690 | 1.6 | 50.0924 | 14.1335 | Solar |  |  |  |  | Solar - efekt | Elektrarny | http://www.elektrarny.pro/detail.php?id=11138 | Industry About | [10 empty] | 2.06 | 2.19 | 2.19 | 2.11 | 2.12 | NO-ESTIMATION | NO-ESTIMATION | NO-ESTIMATION | NO-ESTIMATION | CAPACITY-FACTOR-V1
CZE | Czech Republic | OseÄek Solar Power Plant |  | WRI1029399 | 1 | 50.1039 | 15.1449 | Solar |  |  |  |  | Energohit | Elektrarny | http://www.elektrarny.pro/detail.php?id=1437 | Industry About | [10 empty] | 1.25 | 1.37 | 1.37 | 1.28 | 1.28 | NO-ESTIMATION | NO-ESTIMATION | NO-ESTIMATION | NO-ESTIMATION | CAPACITY-FACTOR-V1
CZE | Czech Republic | KameniÄnÃ¡ Solar Power Plant |  | WRI1029507 | 5.1 | 50.1124 | 16.4260 | Solar |  |  |  |  | SAG Solarstrom AG | SAG Solar | http://www.sagsolar.com | Industry About | [10 empty] | 7.58 | 7.60 | 7.60 | 7.20 | 6.98 | NO-ESTIMATION | NO-ESTIMATION | NO-ESTIMATION | NO-ESTIMATION | CAPACITY-FACTOR-V1
CZE | Czech Republic | Tuchlovice Solar Power Plant |  | WRI1029691 | 7.7 | 50.1276 | 13.9928 | Solar |  |  |  |  | FVE Tuchlovice | Elektrarny | http://www.elektrarny.pro/detail.php?id=1967 | Industry About | [10 empty] | 10.51 | 11.50 | 11.47 | 10.92 | 10.74 | HYDRO-V1 | HYDRO-V1 | HYDRO-V1 | HYDRO-V1 | HYDRO-V1
CZE | Czech Republic | BuÅ¡tÄ›hrad Solar Power Plant |  | WRI1029599 | 2.4 | 50.1534 | 14.1729 | Solar |  |  |  |  | ÄŒEZ as | Elektrarny | http://www.cez.cz | Industry About | [10 empty] | 3.31 | 3.36 | 3.35 | 3.32 | 3.39 | NO-ESTIMATION | NO-ESTIMATION | NO-ESTIMATION | NO-ESTIMATION | CAPACITY-FACTOR-V1
CZE | Czech Republic | KaÄice Solar Power Plant |  | WRI1029713 | 2 | 50.1587 | 13.9951 | Solar |  |  |  |  | Phono Solar Technology Co Ltd | Phono Solar | http://www.phonosolar.com | Industry About | [10 empty] | 2.76 | 2.79 | 2.81 | 2.76 | 2.75 | HYDRO-V1 | HYDRO-V1 | HYDRO-V1 | HYDRO-V1 | HYDRO-V1
CZE | Czech Republic | Vrapice Solar Power Plant |  | WRI1029692 | 1 | 50.1600 | 14.1747 | Solar |  |  |  |  | StÅ™edoÄeskÃ¡ energetika | Elektrarny | http://www.elektrarny.pro/detail.php?id=11505 | Industry About | [10 empty] | 1.25 | 1.37 | 1.37 | 1.29 | 1.29 | HYDRO-V1 | HYDRO-V1 | HYDRO-V1 | HYDRO-V1 | HYDRO-V1
CZE | Czech Republic | KrupÃ¡ 2 Solar Power Plant |  | WRI1029697 | 1.1 | 50.1697 | 13.7329 | Solar |  |  |  |  | ÄŒST EnergetickÃ¡ | Elektrarny | http://www.elektrarny.pro/detail.php?id=908 | Industry About | [10 empty] | 1.40 | 1.45 | 1.46 | 1.39 | 1.37 | NO-ESTIMATION | NO-ESTIMATION | NO-ESTIMATION | NO-ESTIMATION | CAPACITY-FACTOR-V1
CZE | Czech Republic | Hradec KrÃ¡lovÃ© - TÅ™ebeÅ¡ Solar Power Plant |  | WRI1029529 | 2.2 | 50.1794 | 15.8212 | Solar |  |  |  |  | Yellow Energy | Elektrarny | http://www.elektrarny.pro/detail.php?id=12590 | Industry About | [10 empty] | 3.15 | 3.11 | 3.11 | 3.08 | 3.01 | SOLAR-V1-NO-AGE | SOLAR-V1-NO-AGE | SOLAR-V1-NO-AGE | SOLAR-V1-NO-AGE | SOLAR-V1-NO-AGE
CZE | Czech Republic | Lipovka Solar Power Plant |  | WRI1029538 | 1.1 | 50.1834 | 16.2629 | Solar |  |  |  |  | Solarpark Lipovka | Elektrarny | http://www.elektrarny.pro/detail.php?id=11258 | Industry About | 1097564 | [9 empty] | 1.50 | 1.43 | 1.43 | 1.37 | 1.32 | SOLAR-V1-NO-AGE | SOLAR-V1-NO-AGE | SOLAR-V1-NO-AGE | SOLAR-V1-NO-AGE | SOLAR-V1-NO-AGE
CZE | Czech Republic | Solnice Solar Power Plant |  | WRI1029539 | 2.7 | 50.1909 | 16.2548 | Solar |  |  |  |  | FVE Solnice | Elektrarny | http://www.elektrarny.pro/detail.php?id=1957 | Industry About | 1092542 | [9 empty] | 4.11 | 3.81 | 3.81 | 3.76 | 3.65 | SOLAR-V1-NO-AGE | SOLAR-V1-NO-AGE | SOLAR-V1-NO-AGE | SOLAR-V1-NO-AGE | SOLAR-V1-NO-AGE
CZE | Czech Republic | Hory Solar Power Plant |  | WRI1029763 | 3.8 | 50.2091 | 12.7928 | Solar |  |  |  |  | FVE Hory | Elektrarny | http://www.elektrarny.pro/detail.php?id=1910 | Industry About | [10 empty] | 5.59 | 5.44 | 5.34 | 5.05 | 5.06 | SOLAR-V1-NO-AGE | SOLAR-V1-NO-AGE | SOLAR-V1-NO-AGE | SOLAR-V1-NO-AGE | SOLAR-V1-NO-AGE
CZE | Czech Republic | Dvory Solar Power Plant |  | WRI1029733 | 1.6 | 50.2098 | 15.0035 | Solar |  |  |  |  | Dvory | Elektrarny | http://www.elektrarny.pro/detail.php?id=1239 | Industry About | [10 empty] | 2.06 | 2.19 | 2.19 | 2.11 | 2.1 | NO-ESTIMATION | NO-ESTIMATION | NO-ESTIMATION | NO-ESTIMATION | CAPACITY-FACTOR-V1
CZE | Czech Republic | ZlonÃ­n Solar Power Plant |  | WRI1029693 | 2.2 | 50.2109 | 14.5049 | Solar |  |  |  |  | Solazo | Elektrarny | http://www.elektrarny.pro/detail.php?id=11265 | Industry About | [10 empty] | 2.98 | 3.09 | 3.08 | 3.07 | 3.12 | NO-ESTIMATION | NO-ESTIMATION | NO-ESTIMATION | NO-ESTIMATION | CAPACITY-FACTOR-V1
CZE | Czech Republic | Veleliby Solar Power Plant |  | WRI1029732 | 1.5 | 50.2115 | 15.0300 | Solar |  |  |  |  | Energiepark Alpha | Elektrarny | http://www.elektrarny.pro/detail.php?id=1427 | Industry About | [10 empty] | 1.94 | 2.05 | 2.05 | 1.98 | 1.96 | NO-ESTIMATION | NO-ESTIMATION | NO-ESTIMATION | NO-ESTIMATION | CAPACITY-FACTOR-V1
CZE | Czech Republic | TÅ™emeÅ¡nÃ¡ Solar Power Plant |  | WRI1029589 | 1 | 50.2187 | 17.5594 | Solar |  |  |  |  | Buzzing Red Lines | Elektrarny | http://www.elektrarny.pro/detail.php?id=795 | Industry About | [10 empty] | 1.26 | 1.36 | 1.35 | 1.29 | 1.26 | HYDRO-V1 | HYDRO-V1 | HYDRO-V1 | HYDRO-V1 | HYDRO-V1
CZE | Czech Republic | StarÃ© Nechanice Solar Power Plant |  | WRI1029527 | 3 | 50.2372 | 15.6218 | Solar |  |  |  |  | BydÅ¾ov | Elektrarny | http://www.elektrarny.pro/detail.php?id=803 | Industry About | [10 empty] | 4.24 | 4.37 | 4.36 | 4.19 | 4.07 | HYDRO-V1 | HYDRO-V1 | HYDRO-V1 | HYDRO-V1 | HYDRO-V1
CZE | Czech Republic | StÄ›Å¾Ã­rky Solar Power Plant |  | WRI1029528 | 1.4 | 50.2372 | 15.7324 | Solar |  |  |  |  | SV StÄ›Å¾Ã­rky | Elektrarny | http://www.elektrarny.pro/detail.php?id=11581 | Industry About | [10 empty] | 1.81 | 1.87 | 1.86 | 1.79 | 1.72 | NO-ESTIMATION | NO-ESTIMATION | NO-ESTIMATION | NO-ESTIMATION | CAPACITY-FACTOR-V1
CZE | Czech Republic | Å˜ehoty Solar Power Plant |  | WRI1029526 | 1 | 50.2562 | 15.5511 | Solar |  |  |  |  | Amos Energo | Elektrarny | http://www.elektrarny.pro/detail.php?id=259 | Industry About | [10 empty] | 1.29 | 1.36 | 1.36 | 1.28 | 1.25 | HYDRO-V1 | HYDRO-V1 | HYDRO-V1 | HYDRO-V1 | HYDRO-V1
CZE | Czech Republic | ÄŒernilov Solar Power Plant |  | WRI1029530 | 1.9 | 50.2641 | 15.9450 | Solar |  |  |  |  | Solar ÄŒernilov | Elektrarny | http://www.elektrarny.pro/detail.php?id=11175 | Industry About | [10 empty] | 2.60 | 2.51 | 2.52 | 2.40 | 2.31 | NO-ESTIMATION | NO-ESTIMATION | NO-ESTIMATION | NO-ESTIMATION | CAPACITY-FACTOR-V1
CZE | Czech Republic | BenÃ¡tky nad Jizerou Solar Power Plant |  | WRI1029730 | 4.5 | 50.2710 | 14.8520 | Solar |  |  |  |  | Sudero | Elektrarny | http://www.elektrarny.pro/detail.php?id=11525 | Industry About | [10 empty] | 6.16 | 6.58 | 6.59 | 6.29 | 6.19 | NO-ESTIMATION | NO-ESTIMATION | NO-ESTIMATION | NO-ESTIMATION | CAPACITY-FACTOR-V1
CZE | Czech Republic | Vojkovice Solar Power Plant |  | WRI1029390 | 4.1 | 50.2844 | 14.3696 | Solar |  |  |  |  | Solar Liglass | Solar Liglass | http://www.solar-liglass.cz/images/stories/obrazky/pdf_13.jpg | Industry About | 1077362 | [9 empty] | 5.44 | 5.99 | 5.98 | 5.82 | 5.76 | NO-ESTIMATION | NO-ESTIMATION | NO-ESTIMATION | NO-ESTIMATION | CAPACITY-FACTOR-V1
CZE | Czech Republic | DobruÅ¡ka Solar Power Plant |  | WRI1029540 | 1.8 | 50.2845 | 16.1252 | Solar |  |  |  |  | FVE DobruÅ¡ka | Elektrarny | http://www.elektrarny.pro/detail.php?id=1899 | Industry About | [10 empty] | 2.50 | 2.36 | 2.37 | 2.26 | 2.18 | NO-ESTIMATION | NO-ESTIMATION | NO-ESTIMATION | NO-ESTIMATION | CAPACITY-FACTOR-V1
CZE | Czech Republic | Simirice Solar Power Plant |  | WRI1029711 | 6.1 | 50.2965 | 15.8455 | Solar |  |  |  |  | Phono Solar Technology Co Ltd | Phono Solar | http://www.phonosolar.com | Industry About | [10 empty] | 8.42 | 9.09 | 9.09 | 8.55 | 8.21 | HYDRO-V1 | HYDRO-V1 | HYDRO-V1 | HYDRO-V1 | HYDRO-V1
CZE | Czech Republic | Senkov Solar Power Plant |  | WRI1029619 | 1.1 | 50.2971 | 13.7805 | Solar |  |  |  |  | PT EnergetickÃ¡ spol. | Elektrarny | http://www.elektrarny.pro/detail.php?id=10255 | Industry About | [10 empty] | 1.39 | 1.45 | 1.46 | 1.38 | 1.37 | SOLAR-V1-NO-AGE | SOLAR-V1-NO-AGE | SOLAR-V1-NO-AGE | SOLAR-V1-NO-AGE | SOLAR-V1-NO-AGE
CZE | Czech Republic | ZbraÅ¡Ã­n Solar Power Plant |  | WRI1029734 | 4.4 | 50.2991 | 13.7777 | Solar |  |  |  |  | PT EnergetickÃ¡ spol. | Elektrarny | http://www.elektrarny.pro/detail.php?id=10381 | Industry About | [10 empty] | 6.16 | 6.41 | 6.45 | 6.16 | 6.04 | SOLAR-V1-NO-AGE | SOLAR-V1-NO-AGE | SOLAR-V1-NO-AGE | SOLAR-V1-NO-AGE | SOLAR-V1-NO-AGE
CZE | Czech Republic | MyÅ¡tÄ›ves Solar Power Plant |  | WRI1029525 | 2.8 | 50.3012 | 15.5613 | Solar |  |  |  |  | Amos Energo | Elektrarny | http://www.elektrarny.pro/detail.php?id=368 | Industry About | [10 empty] | 3.99 | 4.00 | 4.00 | 3.93 | 3.78 | SOLAR-V1-NO-AGE | SOLAR-V1-NO-AGE | SOLAR-V1-NO-AGE | SOLAR-V1-NO-AGE | SOLAR-V1-NO-AGE
CZE | Czech Republic | PÃ¡leÄ Solar Power Plant |  | WRI1029694 | 1 | 50.3104 | 14.0551 | Solar |  |  |  |  | FV elektrÃ¡rna PÃ¡leÄ | Elektrarny | http://www.elektrarny.pro/detail.php?id=1843 | Industry About | [10 empty] | 1.26 | 1.37 | 1.32 | 1.28 | 1.28 | NO-ESTIMATION | NO-ESTIMATION | NO-ESTIMATION | NO-ESTIMATION | CAPACITY-FACTOR-V1
CZE | Czech Republic | Roudnice |  | WKS0060231 | 7 | 50.3170 | 14.3200 | Solar | [5 empty] | Wiki-Solar | https://www.wiki-solar.org | Wiki-Solar | [10 empty] | 9.35 | 10.47 | 10.45 | 10.08 | 9.99 | NO-ESTIMATION | NO-ESTIMATION | NO-ESTIMATION | NO-ESTIMATION | CAPACITY-FACTOR-V1
CZE | Czech Republic | VepÅ™ek Solar Power Plant |  | WRI1029712 | 35 | 50.3173 | 14.3214 | Solar |  |  |  |  | Phono Solar Technology Co Ltd | Phono Solar | http://www.phonosolar.com | Industry About | [10 empty] | 47.30 | 51.17 | 51.08 | 50.10 | 50.12 | NO-ESTIMATION | NO-ESTIMATION | NO-ESTIMATION | NO-ESTIMATION | CAPACITY-FACTOR-V1
CZE | Czech Republic | VranÃ½ Solar Power Plant |  | WRI1029796 | 1.4 | 50.3290 | 14.0260 | Solar |  |  |  |  | PrvnÃ­ ÄeskÃ¡ solÃ¡rnÃ­ | Elektrarny | http://www.elektrarny.pro/detail.php?id=10365 | Industry About | [10 empty] | 1.78 | 1.87 | 1.86 | 1.79 | 1.79 | NO-ESTIMATION | NO-ESTIMATION | NO-ESTIMATION | NO-ESTIMATION | CAPACITY-FACTOR-V1
CZE | Czech Republic | VysokÃ¡ LibÄ›Åˆ Solar Power Plant |  | WRI1029731 | 2.2 | 50.3332 | 14.6422 | Solar |  |  |  |  | FVE plus - VysokÃ¡ LibÄ›Åˆ | Elektrarny | http://www.elektrarny.pro/detail.php?id=1949 | Industry About | [10 empty] | 2.98 | 3.09 | 3.07 | 3.06 | 3.1 | SOLAR-V1-NO-AGE | SOLAR-V1-NO-AGE | SOLAR-V1-NO-AGE | SOLAR-V1-NO-AGE | SOLAR-V1-NO-AGE
CZE | Czech Republic | LuÅ¾any Solar Power Plant |  | WRI1029531 | 1 | 50.3345 | 15.7903 | Solar |  |  |  |  | Profit Energy Beta | Elektrarny | http://www.elektrarny.pro/detail.php?id=10342 | Industry About | [10 empty] | 1.36 | 1.35 | 1.34 | 1.28 | 1.22 | NO-ESTIMATION | NO-ESTIMATION | NO-ESTIMATION | NO-ESTIMATION | CAPACITY-FACTOR-V1
CZE | Czech Republic | Kopidlno Solar Power Plant |  | WRI1029524 | 2.8 | 50.3356 | 15.2490 | Solar |  |  |  |  | Kopidlno FVE | Elektrarny | http://www.elektrarny.pro/detail.php?id=6952 | Industry About | [10 empty] | 3.94 | 3.99 | 3.93 | 3.93 | 3.9 | NO-ESTIMATION | NO-ESTIMATION | NO-ESTIMATION | NO-ESTIMATION | CAPACITY-FACTOR-V1
CZE | Czech Republic | NeznÃ¡Å¡ov Solar Power Plant |  | WRI1029522 | 1.2 | 50.3361 | 15.8404 | Solar |  |  |  |  | Greton | Elektrarny | http://www.elektrarny.pro/detail.php?id=2069 | Industry About | [10 empty] | 1.65 | 1.59 | 1.59 | 1.53 | 1.47 | SOLAR-V1-NO-AGE | SOLAR-V1-NO-AGE | SOLAR-V1-NO-AGE | SOLAR-V1-NO-AGE | SOLAR-V1-NO-AGE
CZE | Czech Republic | HostÃ­n Solar Power Plant |  | WRI1029729 | 1.6 | 50.3369 | 14.5974 | Solar |  |  |  |  | EN09 | Elektrarny | http://www.elektrarny.pro/detail.php?id=1414 | Industry About | [10 empty] | 2.01 | 2.20 | 2.19 | 2.14 | 2.13 | NO-ESTIMATION | NO-ESTIMATION | NO-ESTIMATION | NO-ESTIMATION | CAPACITY-FACTOR-V1
CZE | Czech Republic | Peruc Solar Power Plant |  | WRI1029564 | 1.6 | 50.3428 | 13.9721 | Solar |  |  |  |  | FVE Peruc | Elektrarny | http://www.elektrarny.pro/detail.php?id=1947 | Industry About | [10 empty] | 2.09 | 2.19 | 2.20 | 2.11 | 2.1 | NO-ESTIMATION | NO-ESTIMATION | NO-ESTIMATION | NO-ESTIMATION | CAPACITY-FACTOR-V1
CZE | Czech Republic | BlÅ¡any u Loun Solar Power Plant |  | WRI1029706 | 1 | 50.3435 | 13.8468 | Solar |  |  |  |  | Danoni LN | Elektrarny | http://www.elektrarny.pro/detail.php?id=1947 | Industry About | [10 empty] | 1.28 | 1.35 | 1.36 | 1.28 | 1.27 | NO-ESTIMATION | NO-ESTIMATION | NO-ESTIMATION | NO-ESTIMATION | CAPACITY-FACTOR-V1
CZE | Czech Republic | ChlumÄany Solar Power Plant |  | WRI1029735 | 2 | 50.3474 | 13.8309 | Solar |  |  |  |  | LMP Solar | Elektrarny | http://www.elektrarny.pro/detail.php?id=7321 | Industry About | [10 empty] | 2.80 | 2.72 | 2.82 | 2.76 | 2.74 | NO-ESTIMATION | NO-ESTIMATION | NO-ESTIMATION | NO-ESTIMATION | CAPACITY-FACTOR-V1
CZE | Czech Republic | Louny Solar Power Plant |  | WRI1029566 | 1 | 50.3495 | 13.8187 | Solar |  |  |  |  | M2 Solar | Elektrarny | http://www.elektrarny.pro/detail.php?id=7540 | Industry About | 1083114 | [9 empty] | 1.28 | 1.31 | 1.36 | 1.28 | 1.27 | NO-ESTIMATION | NO-ESTIMATION | NO-ESTIMATION | NO-ESTIMATION | CAPACITY-FACTOR-V1
CZE | Czech Republic | Å½atec Solar Power Plant |  | WRI1029635 | 1.3 | 50.3500 | 13.5438 | Solar |  |  |  |  | GBC Renesys | Elektrarny | http://www.gbc-renesys.cz | Industry About | [10 empty] | 1.69 | 1.73 | 1.73 | 1.68 | 1.65 | NO-ESTIMATION | NO-ESTIMATION | NO-ESTIMATION | NO-ESTIMATION | CAPACITY-FACTOR-V1
CZE | Czech Republic | HleÄsebskÃ¡ Solar Power Plant |  | WRI1029728 | 1 | 50.3548 | 14.5096 | Solar |  |  |  |  | Coriumtex Blata | Elektrarny | http://www.elektrarny.pro/detail.php?id=900 | Industry About | [10 empty] | 1.22 | 1.37 | 1.37 | 1.31 | 1.29 | NO-ESTIMATION | NO-ESTIMATION | NO-ESTIMATION | NO-ESTIMATION | CAPACITY-FACTOR-V1
CZE | Czech Republic | KrÄÃ­n Solar Power Plant |  | WRI1029577 | 1.8 | 50.3555 | 16.1312 | Solar |  |  |  |  | IBV Solar | Elektrarny | http://www.elektrarny.pro/detail.php?id=4942 | Industry About | [10 empty] | 2.54 | 2.36 | 2.36 | 2.26 | 2.18 | NO-ESTIMATION | NO-ESTIMATION | NO-ESTIMATION | NO-ESTIMATION | CAPACITY-FACTOR-V1
CZE | Czech Republic | ÄŒeskÃ¡ Skalice Solar Power Plant |  | WRI1029535 | 2.8 | 50.3870 | 16.0309 | Solar |  |  |  |  | Stamp Energy | Elektrarny | http://www.elektrarny.pro/detail.php?id=1422 | Industry About | [10 empty] | 4.28 | 3.97 | 3.97 | 3.90 | 3.79 | SOLAR-V1-NO-AGE | SOLAR-V1-NO-AGE | SOLAR-V1-NO-AGE | SOLAR-V1-NO-AGE | SOLAR-V1-NO-AGE
CZE | Czech Republic | BraÅ¾ec Solar Power Plant |  | WRI1029541 | 1 | 50.3968 | 16.1614 | Solar |  |  |  |  | FV ElektrÃ¡rna BraÅ¾ec | Elektrarny | http://www.elektrarny.pro/detail.php?id=1842 | Industry About | [10 empty] | 1.40 | 1.33 | 1.33 | 1.26 | 1.22 | SOLAR-V1-NO-AGE | SOLAR-V1-NO-AGE | SOLAR-V1-NO-AGE | SOLAR-V1-NO-AGE | SOLAR-V1-NO-AGE
CZE | Czech Republic | VelkÃ½ TÅ™ebeÅ¡ov Solar Power Plant |  | WRI1029536 | 2.7 | 50.3974 | 16.0001 | Solar |  |  |  |  | Stamp Energy | Elektrarny | http://www.elektrarny.pro/detail.php?id=11343 | Industry About | [10 empty] | 4.11 | 3.81 | 3.81 | 3.76 | 3.65 | SOLAR-V1-NO-AGE | SOLAR-V1-NO-AGE | SOLAR-V1-NO-AGE | SOLAR-V1-NO-AGE | SOLAR-V1-NO-AGE
CZE | Czech Republic | Dubany Solar Power Plant |  | WRI1029580 | 1 | 50.3979 | 14.0090 | Solar |  |  |  |  | Ad Solar | Elektrarny | http://www.elektrarny.pro/detail.php?id=71 | Industry About | [10 empty] | 1.26 | 1.37 | 1.35 | 1.28 | 1.28 | SOLAR-V1-NO-AGE | SOLAR-V1-NO-AGE | SOLAR-V1-NO-AGE | SOLAR-V1-NO-AGE | SOLAR-V1-NO-AGE
CZE | Czech Republic | Vysokov Solar Power Plant |  | WRI1029534 | 1.9 | 50.3983 | 16.0990 | Solar |  |  |  |  | Photon Power | Elektrarny | http://www.elektrarny.pro/detail.php?id=1422 | Industry About | [10 empty] | 2.69 | 2.50 | 2.50 | 2.40 | 2.31 | SOLAR-V1-NO-AGE | SOLAR-V1-NO-AGE | SOLAR-V1-NO-AGE | SOLAR-V1-NO-AGE | SOLAR-V1-NO-AGE
CZE | Czech Republic | Libochovice - FEL3 Solar Power Plant |  | WRI1029579 | 1.5 | 50.4007 | 14.0267 | Solar |  |  |  |  | FEL3 | Elektrarny | http://www.elektrarny.pro/detail.php?id=1586 | Industry About | [10 empty] | 1.95 | 2.05 | 2.05 | 1.98 | 1.97 | SOLAR-V1-NO-AGE | SOLAR-V1-NO-AGE | SOLAR-V1-NO-AGE | SOLAR-V1-NO-AGE | SOLAR-V1-NO-AGE
CZE | Czech Republic | Libochovice - AX Trade Solar Power Plant |  | WRI1029565 | 1 | 50.4013 | 14.0244 | Solar |  |  |  |  | AX Trade | Elektrarny | http://www.elektrarny.pro/detail.php?id=463 | Industry About | [10 empty] | 1.26 | 1.37 | 1.35 | 1.28 | 1.28 | NO-ESTIMATION | NO-ESTIMATION | NO-ESTIMATION | NO-ESTIMATION | CAPACITY-FACTOR-V1
CZE | Czech Republic | Verne Solar Power Plant |  | WRI1029637 | 4.3 | 50.4016 | 13.2112 | Solar |  |  |  |  | FVE Verne | Elektrarny | http://www.elektrarny.pro/detail.php?id=1971 | Industry About | [10 empty] | 6.30 | 6.19 | 5.96 | 5.86 | 5.68 | HYDRO-V1 | HYDRO-V1 | HYDRO-V1 | HYDRO-V1 | HYDRO-V1
CZE | Czech Republic | VeliÅ¡ Solar Power Plant |  | WRI1029597 | 1.5 | 50.4041 | 15.3248 | Solar |  |  |  |  | FVE VeliÅ¡ | Elektrarny | http://www.elektrarny.pro/detail.php?id=1970 | Industry About | [10 empty] | 1.99 | 2.07 | 2.07 | 1.98 | 1.91 | HYDRO-V1 | HYDRO-V1 | HYDRO-V1 | HYDRO-V1 | HYDRO-V1
CZE | Czech Republic | Petkovy Solar Power Plant |  | WRI1029726 | 3 | 50.4182 | 14.9132 | Solar |  |  |  |  | Forza Sole | Elektrarny | http://www.elektrarny.pro/detail.php?id=1641 | Industry About | [10 empty] | 4.18 | 4.36 | 4.34 | 4.24 | 4.15 | SOLAR-V1-NO-AGE | SOLAR-V1-NO-AGE | SOLAR-V1-NO-AGE | SOLAR-V1-NO-AGE | SOLAR-V1-NO-AGE
CZE | Czech Republic | ChoustnÃ­kovo HradiÅ¡tÄ› 2 Solar Power Plant |  | WRI1029537 | 3 | 50.4211 | 15.8907 | Solar |  |  |  |  | Beas Energy | Elektrarny | http://www.elektrarny.pro/detail.php?id=590 | Industry About | [10 empty] | 4.50 | 4.31 | 4.35 | 4.17 | 4.03 | SOLAR-V1-NO-AGE | SOLAR-V1-NO-AGE | SOLAR-V1-NO-AGE | SOLAR-V1-NO-AGE | SOLAR-V1-NO-AGE
CZE | Czech Republic | ChoustnÃ­kovo HradiÅ¡tÄ› 1 Solar Power Plant |  | WRI1029523 | 3 | 50.4240 | 15.8841 | Solar |  |  |  |  | Beas Energy | Elektrarny | http://www.elektrarny.pro/detail.php?id=589 | Industry About | [10 empty] | 4.50 | 4.31 | 4.31 | 4.17 | 4.03 | SOLAR-V1-NO-AGE | SOLAR-V1-NO-AGE | SOLAR-V1-NO-AGE | SOLAR-V1-NO-AGE | SOLAR-V1-NO-AGE
CZE | Czech Republic | MladÃ¡ Boleslav Solar Power Plant |  | WRI1029727 | 1 | 50.4352 | 14.9132 | Solar |  |  |  |  | Ing. Bohuslav OttomanskÃ½ | Elektrarny | http://www.elektrarny.pro/detail.php?id=2456 | Industry About | [10 empty] | 1.26 | 1.35 | 1.35 | 1.28 | 1.26 | NO-ESTIMATION | NO-ESTIMATION | NO-ESTIMATION | NO-ESTIMATION | CAPACITY-FACTOR-V1
CZE | Czech Republic | DolnÃ­ Bousov Solar Power Plant |  | WRI1029739 | 3.2 | 50.4402 | 15.1454 | Solar |  |  |  |  | UNO NS spol. | Elektrarny | http://www.elektrarny.pro/detail.php?id=11891 | Industry About | [10 empty] | 4.44 | 4.57 | 4.71 | 4.52 | 4.39 | NO-ESTIMATION | NO-ESTIMATION | NO-ESTIMATION | NO-ESTIMATION | CAPACITY-FACTOR-V1
CZE | Czech Republic | Brozany nad OhÅ™Ã­ Solar Power Plant |  | WRI1029575 | 1 | 50.4488 | 14.1163 | Solar |  |  |  |  | Amarela & Maraska | Elektrarny | http://www.elektrarny.pro/detail.php?id=247 | Industry About | [10 empty] | 1.25 | 1.37 | 1.37 | 1.29 | 1.28 | HYDRO-V1 | HYDRO-V1 | HYDRO-V1 | HYDRO-V1 | HYDRO-V1
CZE | Czech Republic | Chomutov Solar Power Plant |  | WRI1029641 | 13 | 50.4570 | 13.4416 | Solar |  |  |  |  | Å½V â€“ SUN | Elektrarny | http://www.elektrarny.pro/seznam-elektraren.php | Industry About | [10 empty] | 18.66 | 19.94 | 19.75 | 19.22 | 18.72 | NO-ESTIMATION | NO-ESTIMATION | NO-ESTIMATION | NO-ESTIMATION | CAPACITY-FACTOR-V1
CZE | Czech Republic | KoprnÃ­k 2 Solar Power Plant |  | WRI1029696 | 1.9 | 50.4715 | 15.0134 | Solar |  |  |  |  | Artefa | Elektrarny | http://www.elektrarny.pro/detail.php?id=395 | Industry About | [10 empty] | 2.46 | 2.54 | 2.52 | 2.43 | 2.38 | SOLAR-V1-NO-AGE | SOLAR-V1-NO-AGE | SOLAR-V1-NO-AGE | SOLAR-V1-NO-AGE | SOLAR-V1-NO-AGE
CZE | Czech Republic | KoprnÃ­k 1 Solar Power Plant |  | WRI1029695 | 1 | 50.4720 | 15.0096 | Solar |  |  |  |  | FVE KnÄ›Å¾most | Elektrarny | http://www.elektrarny.pro/detail.php?id=1928 | Industry About | [10 empty] | 1.29 | 1.36 | 1.35 | 1.29 | 1.25 | SOLAR-V1-NO-AGE | SOLAR-V1-NO-AGE | SOLAR-V1-NO-AGE | SOLAR-V1-NO-AGE | SOLAR-V1-NO-AGE
CZE | Czech Republic | Most Solar Power Plant |  | WRI1029768 | 2.1 | 50.4824 | 13.6783 | Solar |  |  |  |  | Ring Energy | EP Energy | http://www.epenergy.cz | Industry About | [10 empty] | 3.00 | 2.98 | 2.97 | 3.00 | 2.92 | NO-ESTIMATION | NO-ESTIMATION | NO-ESTIMATION | NO-ESTIMATION | CAPACITY-FACTOR-V1
CZE | Czech Republic | MastÃ­Å™ovice 1 South Solar Power Plant |  | WRI1029578 | 2 | 50.4838 | 14.3060 | Solar |  |  |  |  | Bello spol. | Elektrarny | http://www.elektrarny.pro/detail.php?id=6922 | Industry About | [10 empty] | 2.66 | 2.79 | 2.79 | 2.81 | 2.76 | NO-ESTIMATION | NO-ESTIMATION | NO-ESTIMATION | NO-ESTIMATION | CAPACITY-FACTOR-V1
CZE | Czech Republic | Sedlec Solar Power Plant |  | WRI1029638 | 1.5 | 50.4839 | 13.7154 | Solar |  |  |  |  | FVE Sedlec | Elektrarny | http://www.elektrarny.pro/detail.php?id=1952 | Industry About | [10 empty] | 1.99 | 2.07 | 2.04 | 2.00 | 1.95 | NO-ESTIMATION | NO-ESTIMATION | NO-ESTIMATION | NO-ESTIMATION | CAPACITY-FACTOR-V1
CZE | Czech Republic | MastÃ­Å™ovice 1 North Solar Power Plant |  | WRI1029699 | 4.9 | 50.4921 | 14.3112 | Solar |  |  |  |  | Bello spol. | Elektrarny | http://www.elektrarny.pro/detail.php?id=607 | Industry About | [10 empty] | 6.40 | 7.18 | 7.20 | 7.06 | 6.77 | SOLAR-V1-NO-AGE | SOLAR-V1-NO-AGE | SOLAR-V1-NO-AGE | SOLAR-V1-NO-AGE | SOLAR-V1-NO-AGE
CZE | Czech Republic | DubÃ¡ Solar Power Plant |  | WRI1029592 | 1.2 | 50.5360 | 14.5403 | Solar |  |  |  |  | Desol | Elektrarny | http://www.elektrarny.pro/detail.php?id=1114 | Industry About | [10 empty] | 1.47 | 1.62 | 1.61 | 1.56 | 1.55 | NO-ESTIMATION | NO-ESTIMATION | NO-ESTIMATION | NO-ESTIMATION | CAPACITY-FACTOR-V1
CZE | Czech Republic | Sychrov Solar Power Plant |  | WRI1029435 | 1 | 50.5502 | 14.9848 | Solar |  |  |  |  | Photon Energy Operations CZ | http://www.photonenergyoperations.cz/provoz-a-servis-fve | http://www.photonenergyoperations.cz | Industry About | 1102348 | [9 empty] | 1.28 | 1.36 | 1.36 | 1.29 | 1.25 | NO-ESTIMATION | NO-ESTIMATION | NO-ESTIMATION | NO-ESTIMATION | CAPACITY-FACTOR-V1
CZE | Czech Republic | BÃ­lina Solar Power Plant |  | WRI1029633 | 3.2 | 50.5535 | 13.7572 | Solar |  |  |  |  | Energosun as | Elektrarny | http://www.elektrarny.pro/detail.php?id=1440 | Industry About | [10 empty] | 4.52 | 4.70 | 4.63 | 4.55 | 4.4 | HYDRO-V1 | HYDRO-V1 | HYDRO-V1 | HYDRO-V1 | HYDRO-V1
CZE | Czech Republic | Ralsko 3 Solar Power Plant |  | WRI1029570 | 6.6 | 50.5747 | 14.8465 | Solar |  |  |  |  | ÄŒEZ as | CEZ Group | https://www.cez.cz/en/power-plants-and-environment/solar-power-plants.html | Industry About | [10 empty] | 8.97 | 9.82 | 9.71 | 9.33 | 9.12 | HYDRO-V1 | HYDRO-V1 | HYDRO-V1 | HYDRO-V1 | HYDRO-V1
CZE | Czech Republic | SvÄ›tec Solar Power Plant |  | WRI1029634 | 4.9 | 50.5784 | 13.8175 | Solar |  |  |  |  | PM Solar as | Elektrarny | http://www.elektrarny.pro/detail.php?id=10261 | Industry About | [10 empty] | 6.68 | 7.13 | 7.18 | 6.84 | 6.66 | SOLAR-V1-NO-AGE | SOLAR-V1-NO-AGE | SOLAR-V1-NO-AGE | SOLAR-V1-NO-AGE | SOLAR-V1-NO-AGE
CZE | Czech Republic | Ralsko 2 Solar Power Plant |  | WRI1029569 | 12.8 | 50.5787 | 14.7917 | Solar |  |  |  |  | ÄŒEZ as | CEZ Group | https://www.cez.cz/en/power-plants-and-environment/solar-power-plants.html | Industry About | [10 empty] | 18.18 | 19.66 | 19.60 | 18.77 | 18.49 | SOLAR-V1-NO-AGE | SOLAR-V1-NO-AGE | SOLAR-V1-NO-AGE | SOLAR-V1-NO-AGE | SOLAR-V1-NO-AGE
CZE | Czech Republic | BÅ¾any Solar Power Plant |  | WRI1029682 | 1.9 | 50.5945 | 13.8885 | Solar |  |  |  |  | Kont Energy as | Elektrarny | http://www.elektrarny.pro/detail.php?id=6946 | Industry About | [10 empty] | 2.45 | 2.51 | 2.54 | 2.42 | 2.4 | SOLAR-V1-NO-AGE | SOLAR-V1-NO-AGE | SOLAR-V1-NO-AGE | SOLAR-V1-NO-AGE | SOLAR-V1-NO-AGE
CZE | Czech Republic | Ralsko 1 Solar Power Plant |  | WRI1029567 | 14.2 | 50.5998 | 14.8878 | Solar |  |  |  |  | ÄŒEZ as | CEZ Group | https://www.cez.cz/en/power-plants-and-environment/solar-power-plants.html | Industry About | [10 empty] | 20.24 | 21.73 | 21.60 | 20.87 | 20.59 | SOLAR-V1-NO-AGE | SOLAR-V1-NO-AGE | SOLAR-V1-NO-AGE | SOLAR-V1-NO-AGE | SOLAR-V1-NO-AGE
CZE | Czech Republic | Ralsko 4 Solar Power Plant |  | WRI1029568 | 4.5 | 50.6080 | 14.8848 | Solar |  |  |  |  | ÄŒEZ as | CEZ Group | https://www.cez.cz/en/power-plants-and-environment/solar-power-plants.html | Industry About | [10 empty] | 6.22 | 6.56 | 6.55 | 6.30 | 6.17 | NO-ESTIMATION | NO-ESTIMATION | NO-ESTIMATION | NO-ESTIMATION | CAPACITY-FACTOR-V1
CZE | Czech Republic | LahoÅ¡Å¥ Solar Power Plant |  | WRI1029680 | 1 | 50.6209 | 13.7634 | Solar |  |  |  |  | FVE LahoÅ¡Å¥ | Elektrarny | http://www.elektrarny.pro/detail.php?id=1931 | Industry About | [10 empty] | 1.29 | 1.35 | 1.35 | 1.29 | 1.27 | NO-ESTIMATION | NO-ESTIMATION | NO-ESTIMATION | NO-ESTIMATION | CAPACITY-FACTOR-V1
CZE | Czech Republic | JenÃ­kov Solar Power Plant |  | WRI1029681 | 5 | 50.6251 | 13.7460 | Solar |  |  |  |  | Fine Decorating as | Elektrarny | http://www.elektrarny.pro/detail.php?id=1611 | Industry About | [10 empty] | 7.02 | 7.51 | 7.57 | 7.22 | 7.04 | HYDRO-V1 | HYDRO-V1 | HYDRO-V1 | HYDRO-V1 | HYDRO-V1
CZE | Czech Republic | Hudcov Solar Power Plant |  | WRI1029679 | 2 | 50.6314 | 13.7806 | Solar |  |  |  |  | MC Solar | Elektrarny | http://www.elektrarny.pro/detail.php?id=7966 | Industry About | [10 empty] | 2.80 | 2.78 | 2.82 | 2.77 | 2.74 | SOLAR-V1-NO-AGE | SOLAR-V1-NO-AGE | SOLAR-V1-NO-AGE | SOLAR-V1-NO-AGE | SOLAR-V1-NO-AGE
CZE | Czech Republic | MimoÅˆ - ÄŒEZ Solar Power Plant |  | WRI1029604 | 17.5 | 50.6386 | 14.7309 | Solar |  |  |  |  | ÄŒEZ as | Elektrarny | http://www.cez.cz | Industry About | [10 empty] | 24.98 | 26.99 | 26.98 | 25.89 | 25.55 | NO-ESTIMATION | NO-ESTIMATION | NO-ESTIMATION | NO-ESTIMATION | CAPACITY-FACTOR-V1
CZE | Czech Republic | ÃšjezdeÄek Solar Power Plant |  | WRI1029678 | 1.6 | 50.6507 | 13.7838 | Solar |  |  |  |  | Viamont as | Elektrarny | http://www.elektrarny.pro/detail.php?id=12192 | Industry About | [10 empty] | 2.12 | 2.17 | 2.21 | 2.11 | 2.09 | SOLAR-V1-NO-AGE | SOLAR-V1-NO-AGE | SOLAR-V1-NO-AGE | SOLAR-V1-NO-AGE | SOLAR-V1-NO-AGE
CZE | Czech Republic | MimoÅˆ - Solar Liglass Solar Power Plant |  | WRI1029387 | 5 | 50.6512 | 14.7433 | Solar |  |  |  |  | Solar Liglass | Solar Liglass | http://www.solar-liglass.cz/images/stories/obrazky/pdf_13.jpg | Industry About | [10 empty] | 6.91 | 7.56 | 7.56 | 7.17 | 7.04 | SOLAR-V1-NO-AGE | SOLAR-V1-NO-AGE | SOLAR-V1-NO-AGE | SOLAR-V1-NO-AGE | SOLAR-V1-NO-AGE
CZE | Czech Republic | Novosedlice Solar Power Plant |  | WRI1029676 | 1 | 50.6579 | 13.8116 | Solar |  |  |  |  | Karelita as | Elektrarny | http://www.elektrarny.pro/detail.php?id=6855 | Industry About | [10 empty] | 1.28 | 1.33 | 1.36 | 1.28 | 1.27 | SOLAR-V1-NO-AGE | SOLAR-V1-NO-AGE | SOLAR-V1-NO-AGE | SOLAR-V1-NO-AGE | SOLAR-V1-NO-AGE
CZE | Czech Republic | DubÃ­ - SluneÄnÃ­ park DubÃ­ Solar Power Plant |  | WRI1029675 | 1 | 50.6643 | 13.8096 | Solar |  |  |  |  | SluneÄnÃ­ park DubÃ­ | Elektrarny | http://www.elektrarny.pro/detail.php?id=11113 | Industry About | [10 empty] | 1.28 | 1.34 | 1.36 | 1.28 | 1.27 | SOLAR-V1-NO-AGE | SOLAR-V1-NO-AGE | SOLAR-V1-NO-AGE | SOLAR-V1-NO-AGE | SOLAR-V1-NO-AGE
CZE | Czech Republic | ChabaÅ™ovice-Vyklice 2 Solar Power Plant |  | WRI1029715 | 4.2 | 50.6644 | 13.9159 | Solar |  |  |  |  | RAY-ON | Ray ON | http://ray-on.cz | Industry About | 1089823 | [9 empty] | 5.76 | 6.10 | 6.12 | 5.83 | 5.74 | SOLAR-V1-NO-AGE | SOLAR-V1-NO-AGE | SOLAR-V1-NO-AGE | SOLAR-V1-NO-AGE | SOLAR-V1-NO-AGE
CZE | Czech Republic | ChabaÅ™ovice-Vyklice 1 Solar Power Plant |  | WRI1029714 | 1 | 50.6644 | 13.9193 | Solar |  |  |  |  | RAY-ON | Ray ON | http://ray-on.cz | Industry About | 1089823 | [9 empty] | 1.26 | 1.36 | 1.36 | 1.28 | 1.27 | SOLAR-V1-NO-AGE | SOLAR-V1-NO-AGE | SOLAR-V1-NO-AGE | SOLAR-V1-NO-AGE | SOLAR-V1-NO-AGE
CZE | Czech Republic | DubÃ­ - SPR Solar Power Plant |  | WRI1029677 | 4.9 | 50.6664 | 13.7924 | Solar |  |  |  |  | SPR as | Elektrarny | http://www.elektrarny.pro/detail.php?id=11324 | Industry About | [10 empty] | 6.65 | 7.04 | 7.18 | 6.81 | 6.68 | SOLAR-V1-NO-AGE | SOLAR-V1-NO-AGE | SOLAR-V1-NO-AGE | SOLAR-V1-NO-AGE | SOLAR-V1-NO-AGE
CZE | Czech Republic | ChabaÅ™ovice-Vyklice 7 Solar Power Plant |  | WRI1029708 | 2.3 | 50.6689 | 13.9142 | Solar |  |  |  |  | RAY-ON | Ray ON | http://ray-on.cz | Industry About | 1089823 | [9 empty] | 3.21 | 3.21 | 3.23 | 3.19 | 3.19 | SOLAR-V1-NO-AGE | SOLAR-V1-NO-AGE | SOLAR-V1-NO-AGE | SOLAR-V1-NO-AGE | SOLAR-V1-NO-AGE
CZE | Czech Republic | ÄŒeskÃ½ Dub Solar Power Plant |  | WRI1029593 | 3 | 50.6696 | 14.9990 | Solar |  |  |  |  | Solar CD | Elektrarny | http://www.elektrarny.pro/detail.php?id=11172 | Industry About | [10 empty] | 4.18 | 4.26 | 4.38 | 4.26 | 4.14 | NO-ESTIMATION | NO-ESTIMATION | NO-ESTIMATION | NO-ESTIMATION | CAPACITY-FACTOR-V1
CZE | Czech Republic | ÄŒeskÃ¡ LÃ­pa - LÃ­pa Solar Power Plant |  | WRI1029594 | 1.3 | 50.6707 | 14.5327 | Solar |  |  |  |  | FVE LÃ­pa | Elektrarny | http://www.elektrarny.pro/detail.php?id=1934 | Industry About | [10 empty] | 1.60 | 1.74 | 1.74 | 1.67 | 1.67 | SOLAR-V1-NO-AGE | SOLAR-V1-NO-AGE | SOLAR-V1-NO-AGE | SOLAR-V1-NO-AGE | SOLAR-V1-NO-AGE
CZE | Czech Republic | ChabaÅ™ovice-Vyklice 3 Solar Power Plant |  | WRI1029707 | 2.8 | 50.6732 | 13.9138 | Solar |  |  |  |  | RAY-ON | Ray ON | http://ray-on.cz | Industry About | 1089823 | [9 empty] | 3.94 | 3.98 | 4.00 | 3.91 | 3.91 | SOLAR-V1-NO-AGE | SOLAR-V1-NO-AGE | SOLAR-V1-NO-AGE | SOLAR-V1-NO-AGE | SOLAR-V1-NO-AGE
CZE | Czech Republic | ÄŒeskÃ¡ LÃ­pa - Solar Celi Solar Power Plant |  | WRI1029591 | 1 | 50.6744 | 14.5232 | Solar |  |  |  |  | Solar Celi | Elektrarny | http://www.elektrarny.pro/detail.php?id=11173 | Industry About | [10 empty] | 1.22 | 1.37 | 1.37 | 1.28 | 1.28 | SOLAR-V1-NO-AGE | SOLAR-V1-NO-AGE | SOLAR-V1-NO-AGE | SOLAR-V1-NO-AGE | SOLAR-V1-NO-AGE
CZE | Czech Republic | StrÃ¡Å¾ pod Ralskem Solar Power Plant |  | WRI1029392 | 5 | 50.6890 | 14.8055 | Solar |  |  |  |  | Solar Liglass | Solar Liglass | http://www.solar-liglass.cz/images/stories/obrazky/pdf_13.jpg | Industry About | [10 empty] | 6.91 | 7.56 | 7.54 | 7.19 | 7.02 | SOLAR-V1-NO-AGE | SOLAR-V1-NO-AGE | SOLAR-V1-NO-AGE | SOLAR-V1-NO-AGE | SOLAR-V1-NO-AGE
CZE | Czech Republic | HornÃ­ Libchava Solar Power Plant |  | WRI1029385 | 2 | 50.7117 | 14.4848 | Solar |  |  |  |  | Solar Liglass | Solar Liglass | http://www.solar-liglass.cz/images/stories/obrazky/pdf_13.jpg | Industry About | [10 empty] | 2.66 | 2.79 | 2.78 | 2.75 | 2.76 | SOLAR-V1-NO-AGE | SOLAR-V1-NO-AGE | SOLAR-V1-NO-AGE | SOLAR-V1-NO-AGE | SOLAR-V1-NO-AGE
CZE | Czech Republic | OseÄnÃ¡ Solar Power Plant |  | WRI1029596 | 3 | 50.7236 | 14.9176 | Solar |  |  |  |  | FVE OseÄnÃ¡ | Elektrarny | http://www.elektrarny.pro/detail.php?id=1944 | Industry About | [10 empty] | 4.18 | 4.36 | 4.34 | 4.24 | 4.15 | SOLAR-V1-NO-AGE | SOLAR-V1-NO-AGE | SOLAR-V1-NO-AGE | SOLAR-V1-NO-AGE | SOLAR-V1-NO-AGE
CZE | Czech Republic | Boletice Solar Power Plant |  | WRI1029673 | 1.5 | 50.7381 | 14.1889 | Solar |  |  |  |  | FVE Boletice spol. | Elektrarny | http://www.elektrarny.pro/detail.php?id=1884 | Industry About | [10 empty] | 1.93 | 2.06 | 2.05 | 1.97 | 1.97 | SOLAR-V1-NO-AGE | SOLAR-V1-NO-AGE | SOLAR-V1-NO-AGE | SOLAR-V1-NO-AGE | SOLAR-V1-NO-AGE
CZE | Czech Republic | Skalice u ÄŒeskÃ© LÃ­py Solar Power Plant |  | WRI1029639 | 2 | 50.7435 | 14.5215 | Solar | [5 empty] | Elektrarny | http://www.elektrarny.pro/seznam-elektraren.php | Industry About | [10 empty] | 2.73 | 2.79 | 2.78 | 2.75 | 2.76 | SOLAR-V1-NO-AGE | SOLAR-V1-NO-AGE | SOLAR-V1-NO-AGE | SOLAR-V1-NO-AGE | SOLAR-V1-NO-AGE
CZE | Czech Republic | Libouchec Solar Power Plant |  | WRI1029674 | 1.2 | 50.7618 | 14.0523 | Solar |  |  |  |  | Lasta Sun | Elektrarny | http://www.elektrarny.pro/detail.php?id=7138 | Industry About | 1098301 | [9 empty] | 1.47 | 1.62 | 1.61 | 1.58 | 1.53 | SOLAR-V1-NO-AGE | SOLAR-V1-NO-AGE | SOLAR-V1-NO-AGE | SOLAR-V1-NO-AGE | SOLAR-V1-NO-AGE
CZE | Czech Republic | Kerhartice Solar Power Plant |  | WRI1029396 | 2 | 50.7693 | 14.4093 | Solar |  |  |  |  | WIS Energo Kerhartice | Elektrarny | http://www.elektrarny.pro/detail.php?id=12580 | Industry About | [10 empty] | 2.66 | 2.79 | 2.79 | 2.80 | 2.78 | SOLAR-V1-NO-AGE | SOLAR-V1-NO-AGE | SOLAR-V1-NO-AGE | SOLAR-V1-NO-AGE | SOLAR-V1-NO-AGE
CZE | Czech Republic | Markvartice - Photon Energy Solar Power Plant |  | WRI1029442 | 1 | 50.7749 | 14.7738 | Solar |  |  |  |  | Photon Energy Operations CZ | http://www.photonenergyoperations.cz/provoz-a-servis-fve | http://www.photonenergyoperations.cz | Industry About | [10 empty] | 1.22 | 1.37 | 1.37 | 1.28 | 1.28 | SOLAR-V1-NO-AGE | SOLAR-V1-NO-AGE | SOLAR-V1-NO-AGE | SOLAR-V1-NO-AGE | SOLAR-V1-NO-AGE
CZE | Czech Republic | LuÅ¾ickÃ¡ Solar Power Plant |  | WRI1029395 | 2 | 50.7978 | 14.4503 | Solar |  |  |  |  | FVE ÄŒK | Elektrarny | http://www.elektrarny.pro/detail.php?id=1895 | Industry About | [10 empty] | 2.66 | 2.79 | 2.79 | 2.80 | 2.79 | NO-ESTIMATION | NO-ESTIMATION | NO-ESTIMATION | NO-ESTIMATION | CAPACITY-FACTOR-V1
CZE | Czech Republic | Arnoltice Solar Power Plant |  | WRI1029393 | 1.5 | 50.8349 | 14.2653 | Solar |  |  |  |  | Solaris elektro | Elektrarny | http://www.elektrarny.pro/detail.php?id=11240 | Industry About | [10 empty] | 1.88 | 2.06 | 2.06 | 2.03 | 1.99 | SOLAR-V1-NO-AGE | SOLAR-V1-NO-AGE | SOLAR-V1-NO-AGE | SOLAR-V1-NO-AGE | SOLAR-V1-NO-AGE
CZE | Czech Republic | Varnsdorf - Business Vision Solar Power Plant |  | WRI1029700 | 1.5 | 50.8913 | 14.6284 | Solar |  |  |  |  | Business Vision | Elektrarny | http://www.elektrarny.pro/detail.php?id=786 | Industry About | [10 empty] | 1.88 | 2.06 | 2.06 | 2.03 | 1.99 | NO-ESTIMATION | NO-ESTIMATION | NO-ESTIMATION | NO-ESTIMATION | CAPACITY-FACTOR-V1
CZE | Czech Republic | Varnsdorf - TM-Solar Solar Power Plant |  | WRI1029701 | 3.9 | 50.9126 | 14.6073 | Solar |  |  |  |  | TM-Solar | Elektrarny | http://www.elektrarny.pro/detail.php?id=11706 | Industry About | [10 empty] | 5.18 | 5.65 | 5.70 | 5.56 | 5.5 | HYDRO-V1 | HYDRO-V1 | HYDRO-V1 | HYDRO-V1 | HYDRO-V1
CZE | Czech Republic | HornÃ­ Poustevna Solar Power Plant |  | WRI1029394 | 1.6 | 50.9950 | 14.2953 | Solar |  |  |  |  | Hefra Solarpark Development | Elektrarny | http://www.elektrarny.pro/detail.php?id=2187 | Industry About | [10 empty] | 2.01 | 2.19 | 2.19 | 2.14 | 2.13 | HYDRO-V1 | HYDRO-V1 | HYDRO-V1 | HYDRO-V1 | HYDRO-V1
DEU | Germany | Bodelsberg |  | WKS0066190 | 4.5 | 47.6698 | 10.4116 | Solar | [5 empty] | Wiki-Solar | https://www.wiki-solar.org | Wiki-Solar | [10 empty] | 6.93 | 6.81 | 6.83 | 6.85 | 6.83 | NO-ESTIMATION | NO-ESTIMATION | NO-ESTIMATION | NO-ESTIMATION | CAPACITY-FACTOR-V1
DEU | Germany | Schlechtenberg |  | WKS0063257 | 8.2 | 47.6799 | 10.3928 | Solar | [5 empty] | Wiki-Solar | https://www.wiki-solar.org | Wiki-Solar | [10 empty] | 12.13 | 12.04 | 12.08 | 12.11 | 12.08 | SOLAR-V1-NO-AGE | SOLAR-V1-NO-AGE | SOLAR-V1-NO-AGE | SOLAR-V1-NO-AGE | SOLAR-V1-NO-AGE
DEU | Germany | Rickelshausen Solar Power Plant |  | WRI1030391 | 6 | 47.7438 | 8.9224 | Solar | [5 empty] | Solarcomplex AG | http://www.solarcomplex.de | Industry About | [10 empty] | 8.57 | 8.29 | 7.99 | 8.18 | 8.24 | NO-ESTIMATION | NO-ESTIMATION | NO-ESTIMATION | NO-ESTIMATION | CAPACITY-FACTOR-V1
DEU | Germany | Unterwengen |  | WKS0061907 | 5.9 | 47.7900 | 10.3230 | Solar | [5 empty] | Wiki-Solar | https://www.wiki-solar.org | Wiki-Solar | [10 empty] | 8.64 | 8.12 | 7.79 | 8.16 | 8.62 | HYDRO-V1 | HYDRO-V1 | HYDRO-V1 | HYDRO-V1 | HYDRO-V1
DEU | Germany | Mooshof Solar Power Plant |  | WRI1030390 | 4.7 | 47.8134 | 8.9887 | Solar | [5 empty] | Solarcomplex AG | http://www.solarcomplex.de | Industry About | [10 empty] | 7.03 | 7.31 | 7.09 | 6.98 | 6.93 | SOLAR-V1-NO-AGE | SOLAR-V1-NO-AGE | SOLAR-V1-NO-AGE | SOLAR-V1-NO-AGE | SOLAR-V1-NO-AGE
DEU | Germany | Bad Aibling Solar Power Plant |  | WRI1030389 | 2.3 | 47.8798 | 11.9799 | Solar | [5 empty] | Conecon GmbH | http://www.conecon.com | Industry About | [10 empty] | 3.50 | 3.17 | 3.09 | 3.22 | 3.44 | SOLAR-V1-NO-AGE | SOLAR-V1-NO-AGE | SOLAR-V1-NO-AGE | SOLAR-V1-NO-AGE | SOLAR-V1-NO-AGE
DEU | Germany | Darast Nord Solar Power Plant |  | WRI1030388 | 3.6 | 47.9185 | 10.2164 | Solar | [5 empty] | Solar-Konzept GmbH | http://www.solar-konzept.de | Industry About | [10 empty] | 5.46 | 4.97 | 4.92 | 4.82 | 4.99 | NO-ESTIMATION | NO-ESTIMATION | NO-ESTIMATION | NO-ESTIMATION | CAPACITY-FACTOR-V1
DEU | Germany | Boms |  | WKS0068344 | 4.5 | 47.9283 | 9.5207 | Solar | [5 empty] | Wiki-Solar | https://www.wiki-solar.org | Wiki-Solar | [10 empty] | 6.46 | 6.31 | 6.36 | 6.18 | 6.12 | SOLAR-V1-NO-AGE | SOLAR-V1-NO-AGE | SOLAR-V1-NO-AGE | SOLAR-V1-NO-AGE | SOLAR-V1-NO-AGE
DEU | Germany | Oberostendorf Solar Power Plant |  | WRI1030387 | 2.6 | 47.9485 | 10.7634 | Solar | [5 empty] | Conecon GmbH | http://www.conecon.com | Industry About | 1090070 | [9 empty] | 3.88 | 3.58 | 3.47 | 3.59 | 3.61 | SOLAR-V1-NO-AGE | SOLAR-V1-NO-AGE | SOLAR-V1-NO-AGE | SOLAR-V1-NO-AGE | SOLAR-V1-NO-AGE
DEU | Germany | DieÃŸen am Ammersee A |  | WKS0067726 | 4 | 47.9727 | 11.0300 | Solar | [5 empty] | Wiki-Solar | https://www.wiki-solar.org | Wiki-Solar | [10 empty] | 5.92 | 5.49 | 5.32 | 5.55 | 5.61 | SOLAR-V1-NO-AGE | SOLAR-V1-NO-AGE | SOLAR-V1-NO-AGE | SOLAR-V1-NO-AGE | SOLAR-V1-NO-AGE
DEU | Germany | Dettenhofen 2 |  | WKS0067743 | 10 | 47.9750 | 11.0420 | Solar | [5 empty] | Wiki-Solar | https://www.wiki-solar.org | Wiki-Solar | [10 empty] | 14.36 | 14.10 | 13.67 | 13.80 | 13.96 | HYDRO-V1 | HYDRO-V1 | HYDRO-V1 | HYDRO-V1 | HYDRO-V1
DEU | Germany | Meï¿½kirch Solar Power Plant |  | WRI1030386 | 1 | 47.9760 | 9.1071 | Solar | [5 empty] | Solarcomplex AG | http://www.solarcomplex.de | Industry About | [10 empty] | 1.35 | 1.30 | 1.29 | 1.26 | 1.25 | NO-ESTIMATION | NO-ESTIMATION | NO-ESTIMATION | NO-ESTIMATION | CAPACITY-FACTOR-V1
DEU | Germany | Bad Dï¿½rrheim Solar Power Plant |  | WRI1030385 | 1.6 | 47.9933 | 8.6037 | Solar | [5 empty] | Gehrlicher Solar AG | http://www.gehrlicher.com | Industry About | [10 empty] | 2.20 | 2.16 | 2.13 | 2.08 | 2.07 | NO-ESTIMATION | NO-ESTIMATION | NO-ESTIMATION | NO-ESTIMATION | CAPACITY-FACTOR-V1
DEU | Germany | Ellighofen Solar Power Plant |  | WRI1030384 | 3.5 | 48.0038 | 10.8571 | Solar | [5 empty] | Solar-Konzept GmbH | http://www.solar-konzept.de | Industry About | [10 empty] | 5.19 | 4.82 | 4.66 | 4.80 | 4.85 | HYDRO-V1 | HYDRO-V1 | HYDRO-V1 | HYDRO-V1 | HYDRO-V1
DEU | Germany | Frauental Solar Power Plant |  | WRI1030383 | 3.3 | 48.0058 | 10.2413 | Solar | [5 empty] | Solarpark Frauental | https://www.enovos.de | Industry About | [10 empty] | 4.98 | 4.64 | 4.48 | 4.39 | 4.49 | HYDRO-V1 | HYDRO-V1 | HYDRO-V1 | HYDRO-V1 | HYDRO-V1
DEU | Germany | Holzgï¿½nz Solar Power Plant |  | WRI1030382 | 4.7 | 48.0228 | 10.2692 | Solar | [5 empty] | Juwi Solar GmbH | http://www.juwi.com | Industry About | [10 empty] | 7.36 | 7.17 | 6.93 | 6.71 | 6.8 | NO-ESTIMATION | NO-ESTIMATION | NO-ESTIMATION | NO-ESTIMATION | CAPACITY-FACTOR-V1
DEU | Germany | Igling-Buchloe |  | WKS0060291 | 5.9 | 48.0372 | 10.7811 | Solar | [5 empty] | Wiki-Solar | https://www.wiki-solar.org | Wiki-Solar | [10 empty] | 8.43 | 8.22 | 8.10 | 7.81 | 8.02 | NO-ESTIMATION | NO-ESTIMATION | NO-ESTIMATION | NO-ESTIMATION | CAPACITY-FACTOR-V1
DEU | Germany | DÃ¼rbheim |  | WKS0060339 | 5.1 | 48.0720 | 8.7970 | Solar | [5 empty] | Wiki-Solar | https://www.wiki-solar.org | Wiki-Solar | [10 empty] | 7.24 | 7.34 | 7.22 | 7.17 | 6.98 | HYDRO-V1 | HYDRO-V1 | HYDRO-V1 | HYDRO-V1 | HYDRO-V1
DEU | Germany | Vogtsburg Solar Power Plant |  | WRI1030381 | 7.8 | 48.0730 | 7.6065 | Solar | [5 empty] | F&S Solar Concept GmbH | http://www.fs-sun.com | Industry About | 1108093 | [9 empty] | 10.92 | 11.65 | 11.70 | 11.54 | 11.69 | NO-ESTIMATION | NO-ESTIMATION | NO-ESTIMATION | NO-ESTIMATION | CAPACITY-FACTOR-V1
DEU | Germany | Penzing Solar Power Plant |  | WRI1030380 | 3.7 | 48.0822 | 10.8953 | Solar | [5 empty] | GP Joule GmbH | http://www.gp-joule.eu | Industry About | [10 empty] | 5.49 | 5.11 | 5.04 | 4.96 | 5.12 | NO-ESTIMATION | NO-ESTIMATION | NO-ESTIMATION | NO-ESTIMATION | CAPACITY-FACTOR-V1
DEU | Germany | Amberg A1 |  | WKS0066109 | 7.6 | 48.0860 | 10.7000 | Solar | [5 empty] | Wiki-Solar | https://www.wiki-solar.org | Wiki-Solar | [10 empty] | 11.08 | 10.78 | 10.52 | 10.19 | 10.37 | NO-ESTIMATION | NO-ESTIMATION | NO-ESTIMATION | NO-ESTIMATION | CAPACITY-FACTOR-V1
DEU | Germany | Pisterhof |  | WKS0066124 | 15 | 48.0930 | 10.6970 | Solar | [5 empty] | Wiki-Solar | https://www.wiki-solar.org | Wiki-Solar | [10 empty] | 22.50 | 22.30 | 21.75 | 21.10 | 21.43 | NO-ESTIMATION | NO-ESTIMATION | NO-ESTIMATION | NO-ESTIMATION | CAPACITY-FACTOR-V1
DEU | Germany | Langerringen A1 |  | WKS0066108 | 7.6 | 48.0950 | 10.6960 | Solar | [5 empty] | Wiki-Solar | https://www.wiki-solar.org | Wiki-Solar | [10 empty] | 11.08 | 10.87 | 10.52 | 10.19 | 10.37 | NO-ESTIMATION | NO-ESTIMATION | NO-ESTIMATION | NO-ESTIMATION | CAPACITY-FACTOR-V1
DEU | Germany | Hurlach Solar Power Plant |  | WRI1030379 | 4.3 | 48.1074 | 10.8538 | Solar | [5 empty] | Solarparc GmbH | http://www.solarparc.de | Industry About | 1098060 | [9 empty] | 6.45 | 5.89 | 5.82 | 5.71 | 5.91 | NO-ESTIMATION | NO-ESTIMATION | NO-ESTIMATION | NO-ESTIMATION | CAPACITY-FACTOR-V1
DEU | Germany | Salmdorf Solar Power Plant |  | WRI1030377 | 1 | 48.1315 | 11.7225 | Solar | [5 empty] | Gehrlicher Solar AG | http://www.gehrlicher.com | Industry About | 1080945 | [9 empty] | 1.43 | 1.28 | 1.26 | 1.22 | 1.26 | HYDRO-V1 | HYDRO-V1 | HYDRO-V1 | HYDRO-V1 | HYDRO-V1
DEU | Germany | Schwabstadl Solar Power Plant |  | WRI1030376 | 10 | 48.1501 | 10.8514 | Solar | [5 empty] | Enerparc AG | http://www.enerparc.de | Industry About | [10 empty] | 14.66 | 14.36 | 14.01 | 13.58 | 13.82 | HYDRO-V1 | HYDRO-V1 | HYDRO-V1 | HYDRO-V1 | HYDRO-V1
DEU | Germany | Moorenweis |  | WKS0060287 | 6 | 48.1720 | 11.0610 | Solar | [5 empty] | Wiki-Solar | https://www.wiki-solar.org | Wiki-Solar | [10 empty] | 8.75 | 8.55 | 8.27 | 8.01 | 8.16 | NO-ESTIMATION | NO-ESTIMATION | NO-ESTIMATION | NO-ESTIMATION | CAPACITY-FACTOR-V1
DEU | Germany | Puchheim Solar Power Plant |  | WRI1030375 | 1.1 | 48.1756 | 11.3434 | Solar | [5 empty] | Gehrlicher Solar AG | http://www.gehrlicher.com | Industry About | 1088413 | [9 empty] | 1.55 | 1.39 | 1.37 | 1.33 | 1.35 | HYDRO-V1 | HYDRO-V1 | HYDRO-V1 | HYDRO-V1 | HYDRO-V1
DEU | Germany | Egling Solar Power Plant |  | WRI1030374 | 6.2 | 48.1828 | 11.0063 | Solar | [5 empty] | GP Joule GmbH | http://www.gp-joule.eu | Industry About | 1089698 | [9 empty] | 9.05 | 8.77 | 8.56 | 8.29 | 8.44 | HYDRO-V1 | HYDRO-V1 | HYDRO-V1 | HYDRO-V1 | HYDRO-V1
DEU | Germany | Aschheim Solar Power Plant |  | WRI1030373 | 1 | 48.1862 | 11.7140 | Solar | [5 empty] | Gehrlicher Solar AG | http://www.gehrlicher.com | Industry About | [10 empty] | 1.43 | 1.28 | 1.26 | 1.22 | 1.26 | SOLAR-V1-NO-AGE | SOLAR-V1-NO-AGE | SOLAR-V1-NO-AGE | SOLAR-V1-NO-AGE | SOLAR-V1-NO-AGE
DEU | Germany | Kleinaitingen Solar Power Plant |  | WRI1030372 | 5 | 48.2145 | 10.8664 | Solar | Gas |  |  |  |  | Juwi Solar GmbH | http://www.juwi.com | Industry About | 1096829 | [9 empty] | 7.41 | 7.24 | 7.03 | 6.79 | 6.83 | SOLAR-V1-NO-AGE | SOLAR-V1-NO-AGE | SOLAR-V1-NO-AGE | SOLAR-V1-NO-AGE | SOLAR-V1-NO-AGE
DEU | Germany | Lefchfeld Nord Solar Park |  | WRI1030371 | 24.9 | 48.2205 | 10.8935 | Solar | [5 empty] | Juwi Solar GmbH | http://www.juwi.com | Industry About | [10 empty] | 35.63 | 35.56 | 34.72 | 33.62 | 33.82 | SOLAR-V1-NO-AGE | SOLAR-V1-NO-AGE | SOLAR-V1-NO-AGE | SOLAR-V1-NO-AGE | SOLAR-V1-NO-AGE
DEU | Germany | Oberottmarshausen Solar Power Plant |  | WRI1030370 | 5.6 | 48.2205 | 10.8935 | Solar | [5 empty] | Juwi Solar GmbH | http://www.juwi.com | Industry About | [10 empty] | 8.26 | 8.06 | 7.82 | 7.56 | 7.62 | SOLAR-V1-NO-AGE | SOLAR-V1-NO-AGE | SOLAR-V1-NO-AGE | SOLAR-V1-NO-AGE | SOLAR-V1-NO-AGE
DEU | Germany | Kleinaitigen EP |  | WKS0066650 | 4.9 | 48.2221 | 10.8779 | Solar | [5 empty] | Wiki-Solar | https://www.wiki-solar.org | Wiki-Solar | [10 empty] | 7.11 | 6.86 | 6.65 | 6.42 | 6.49 | HYDRO-V1 | HYDRO-V1 | HYDRO-V1 | HYDRO-V1 | HYDRO-V1
DEU | Germany | Krumbach Solar Power Plant |  | WRI1030369 | 5.2 | 48.2289 | 10.3431 | Solar | [5 empty] | Krumbach Photovoltaik GmbH | http://www.cs-solarservice.com | Industry About | 1083917 | [9 empty] | 7.72 | 7.54 | 7.32 | 7.07 | 7.12 | HYDRO-V1 | HYDRO-V1 | HYDRO-V1 | HYDRO-V1 | HYDRO-V1
DEU | Germany | Althegnenberg A |  | WKS0073643 | 4 | 48.2297 | 11.0854 | Solar | [5 empty] | Wiki-Solar | https://www.wiki-solar.org | Wiki-Solar | [10 empty] | 6.05 | 5.66 | 5.48 | 5.35 | 5.48 | NO-ESTIMATION | NO-ESTIMATION | NO-ESTIMATION | NO-ESTIMATION | CAPACITY-FACTOR-V1
DEU | Germany | Hï¿½rlkofen Solar Power Plant |  | WRI1030368 | 3.7 | 48.2391 | 11.9467 | Solar | [5 empty] | Gehrlicher Solar AG | http://www.gehrlicher.com | Industry About | [10 empty] | 5.61 | 5.24 | 5.07 | 4.95 | 5.12 | HYDRO-V1 | HYDRO-V1 | HYDRO-V1 | HYDRO-V1 | HYDRO-V1
DEU | Germany | Stefanskirchen Solar Power Plant |  | WRI1030367 | 1.2 | 48.2710 | 12.3414 | Solar | Coal |  |  |  |  | Carpevigo AG | http://www.carpevigo.de | Industry About | [10 empty] | 1.58 | 1.61 | 1.59 | 1.55 | 1.52 | HYDRO-V1 | HYDRO-V1 | HYDRO-V1 | HYDRO-V1 | HYDRO-V1
DEU | Germany | Humlangen Solar Power Plant |  | WRI1030366 | 2.5 | 48.2943 | 9.9562 | Solar | [5 empty] | Solar-Konzept GmbH | http://www.solar-konzept.de | Industry About | [10 empty] | 3.60 | 3.53 | 3.50 | 3.50 | 3.49 | HYDRO-V1 | HYDRO-V1 | HYDRO-V1 | HYDRO-V1 | HYDRO-V1
DEU | Germany | Malching |  | WKS0060378 | 4.8 | 48.2965 | 13.1589 | Solar | [5 empty] | Wiki-Solar | https://www.wiki-solar.org | Wiki-Solar | [10 empty] | 7.31 | 7.87 | 7.53 | 7.36 | 7.27 | HYDRO-V1 | HYDRO-V1 | HYDRO-V1 | HYDRO-V1 | HYDRO-V1
DEU | Germany | Staig Solar Power Plant |  | WRI1030365 | 4.5 | 48.3092 | 9.9753 | Solar | [5 empty] | GP Joule GmbH | http://www.gp-joule.eu | Industry About | 1089699 | [9 empty] | 6.32 | 6.60 | 6.40 | 6.22 | 6.21 | HYDRO-V1 | HYDRO-V1 | HYDRO-V1 | HYDRO-V1 | HYDRO-V1
DEU | Germany | Miegersbach Solar Power Plant |  | WRI1030364 | 5.2 | 48.3232 | 11.2014 | Solar | [5 empty] | Phoenix Solar AG | http://www.phoenixsolar-group.com | Industry About | 1063751 | [9 empty] | 7.13 | 7.84 | 7.75 | 7.51 | 7.48 | NO-ESTIMATION | NO-ESTIMATION | NO-ESTIMATION | NO-ESTIMATION | CAPACITY-FACTOR-V1
DEU | Germany | Ulm-Eggingen Solar Power Plant |  | WRI1030363 | 6.5 | 48.3550 | 9.8689 | Solar | [5 empty] | EnBW Energie Baden-Wï¿½rttemberg AG | http://www.enbw.com | Industry About | 1082214 | [9 empty] | 8.83 | 9.69 | 9.45 | 9.21 | 9.06 | NO-ESTIMATION | NO-ESTIMATION | NO-ESTIMATION | NO-ESTIMATION | CAPACITY-FACTOR-V1
DEU | Germany | Pocking 2 Solar Power Plant |  | WRI1030362 | 12 | 48.3696 | 13.2931 | Solar | [5 empty] | Ranft | http://www.ranft-een.de/referenzen-erfahrung/freiflachenanlagen-deutschland/solarpark-pocking-ii | Industry About | [10 empty] | 16.97 | 18.40 | 17.62 | 17.38 | 16.88 | SOLAR-V1-NO-AGE | SOLAR-V1-NO-AGE | SOLAR-V1-NO-AGE | SOLAR-V1-NO-AGE | SOLAR-V1-NO-AGE
DEU | Germany | Pocking 1 Solar Power Plant |  | WRI1030361 | 10 | 48.3711 | 13.3016 | Solar | [5 empty] | Solar Server | http://www.solarserver.com/solarmagazin/anlage_0606_e.html | Industry About | [10 empty] | 13.86 | 15.05 | 14.37 | 14.08 | 13.67 | HYDRO-V1 | HYDRO-V1 | HYDRO-V1 | HYDRO-V1 | HYDRO-V1
DEU | Germany | Weil Solar Power Plant |  | WRI1030360 | 1.4 | 48.3797 | 11.2861 | Solar | [5 empty] | Solarpark Weil GmbH | http://solarpark-weil.de | Industry About | 1041710 | [9 empty] | 1.80 | 1.87 | 1.85 | 1.79 | 1.81 | HYDRO-V1 | HYDRO-V1 | HYDRO-V1 | HYDRO-V1 | HYDRO-V1
DEU | Germany | Schelklingen Solar Power Plant |  | WRI1030359 | 4.9 | 48.3888 | 9.6414 | Solar | [5 empty] | GP Joule GmbH | http://www.gp-joule.eu | Industry About | [10 empty] | 6.45 | 7.15 | 7.07 | 6.88 | 6.86 | HYDRO-V1 | HYDRO-V1 | HYDRO-V1 | HYDRO-V1 | HYDRO-V1
DEU | Germany | Horgau Solar Power Plant |  | WRI1030358 | 5 | 48.4009 | 10.6620 | Solar | [5 empty] | Sunics Solar GmbH | http://www.sunics-solar.de | Industry About | [10 empty] | 6.85 | 7.56 | 7.49 | 7.18 | 7.24 | HYDRO-V1 | HYDRO-V1 | HYDRO-V1 | HYDRO-V1 | HYDRO-V1
DEU | Germany | Harthausen Solar Power Plant |  | WRI1030357 | 4.5 | 48.4406 | 10.3481 | Solar | [5 empty] | Gehrlicher Solar AG | http://www.gehrlicher.com | Industry About | 1088405 | [9 empty] | 6.14 | 6.55 | 6.51 | 6.37 | 6.21 | NO-ESTIMATION | NO-ESTIMATION | NO-ESTIMATION | NO-ESTIMATION | CAPACITY-FACTOR-V1
DEU | Germany | Heretsried Solar Power Plant |  | WRI1030356 | 2.5 | 48.4644 | 10.7380 | Solar | [5 empty] | GP Joule GmbH | http://www.gp-joule.eu | Industry About | 1089700 | [9 empty] | 3.49 | 3.52 | 3.52 | 3.50 | 3.54 | SOLAR-V1-NO-AGE | SOLAR-V1-NO-AGE | SOLAR-V1-NO-AGE | SOLAR-V1-NO-AGE | SOLAR-V1-NO-AGE
DEU | Germany | Kemnat Solar Power Plant |  | WRI1030355 | 1.1 | 48.4694 | 11.3003 | Solar | [5 empty] | Conecon GmbH | http://www.conecon.com | Industry About | [10 empty] | 1.39 | 1.47 | 1.44 | 1.38 | 1.39 | SOLAR-V1-NO-AGE | SOLAR-V1-NO-AGE | SOLAR-V1-NO-AGE | SOLAR-V1-NO-AGE | SOLAR-V1-NO-AGE
DEU | Germany | Igenhausen Solar Power Plant |  | WRI1030354 | 3.7 | 48.4720 | 11.0329 | Solar | [5 empty] | Conecon GmbH | http://www.conecon.com | Industry About | [10 empty] | 5.07 | 5.40 | 5.35 | 5.18 | 5.24 | HYDRO-V1 | HYDRO-V1 | HYDRO-V1 | HYDRO-V1 | HYDRO-V1
DEU | Germany | Froschham Solar Power Plant |  | WRI1030353 | 4.2 | 48.4765 | 11.0995 | Solar | [5 empty] | CEE PVF Forst GmbH & Co KG | http://www.cee-holding.de | Industry About | 1098059 | [9 empty] | 5.69 | 6.11 | 6.04 | 5.84 | 5.89 | NO-ESTIMATION | NO-ESTIMATION | NO-ESTIMATION | NO-ESTIMATION | CAPACITY-FACTOR-V1
DEU | Germany | Tiefenbach C1 |  | WKS0067422 | 15 | 48.4990 | 12.1260 | Solar | [5 empty] | Wiki-Solar | https://www.wiki-solar.org | Wiki-Solar | [10 empty] | 20.96 | 23.08 | 22.76 | 22.28 | 21.97 | HYDRO-V1 | HYDRO-V1 | HYDRO-V1 | HYDRO-V1 | HYDRO-V1
DEU | Germany | Neuburg Fï¿½rstobl Solar Power Plant |  | WRI1030352 | 1.3 | 48.5149 | 13.4059 | Solar | [5 empty] | Solea AG | http://www.solea-ag.com | Industry About | [10 empty] | 1.73 | 1.73 | 1.66 | 1.65 | 1.59 | HYDRO-V1 | HYDRO-V1 | HYDRO-V1 | HYDRO-V1 | HYDRO-V1
DEU | Germany | Oberhï¿½rbach Solar Power Plant |  | WRI1030351 | 1.9 | 48.5161 | 13.1066 | Solar | [5 empty] | Solarparc GmbH | http://www.solarparc.de | Industry About | [10 empty] | 2.40 | 2.52 | 2.50 | 2.42 | 2.39 | HYDRO-V1 | HYDRO-V1 | HYDRO-V1 | HYDRO-V1 | HYDRO-V1
DEU | Germany | Attenkirchen Solar Power Plant |  | WRI1030350 | 2 | 48.5182 | 11.7475 | Solar | [5 empty] | Solarparc GmbH | http://www.solarparc.de | Industry About | [10 empty] | 2.75 | 2.79 | 2.81 | 2.76 | 2.76 | SOLAR-V1-NO-AGE | SOLAR-V1-NO-AGE | SOLAR-V1-NO-AGE | SOLAR-V1-NO-AGE | SOLAR-V1-NO-AGE
DEU | Germany | Sachsenham Solar Power Plant |  | WRI1030349 | 1.2 | 48.5237 | 13.1431 | Solar | [5 empty] | Solea AG | http://www.solea-ag.com | Industry About | 1088492 | [9 empty] | 1.54 | 1.62 | 1.59 | 1.54 | 1.51 | SOLAR-V1-NO-AGE | SOLAR-V1-NO-AGE | SOLAR-V1-NO-AGE | SOLAR-V1-NO-AGE | SOLAR-V1-NO-AGE
DEU | Germany | Lauingen - Gehrlicher Solar Power Plant |  | WRI1030348 | 25.7 | 48.5369 | 10.4235 | Solar | [5 empty] | Gehrlicher Solar AG | http://www.gehrlicher.com | Industry About | [10 empty] | 34.38 | 37.46 | 37.10 | 36.80 | 36.39 | SOLAR-V1-NO-AGE | SOLAR-V1-NO-AGE | SOLAR-V1-NO-AGE | SOLAR-V1-NO-AGE | SOLAR-V1-NO-AGE
DEU | Germany | Gundellfingen - Gehrlicher Solar Power Plant |  | WRI1030347 | 2.7 | 48.5393 | 10.3557 | Solar | [5 empty] | Gehrlicher Solar AG | http://www.gehrlicher.com | Industry About | [10 empty] | 3.78 | 3.70 | 3.81 | 3.84 | 3.77 | SOLAR-V1-NO-AGE | SOLAR-V1-NO-AGE | SOLAR-V1-NO-AGE | SOLAR-V1-NO-AGE | SOLAR-V1-NO-AGE
DEU | Germany | Marklkofen A |  | WKS0073646 | 4.5 | 48.5439 | 12.5683 | Solar | [5 empty] | Wiki-Solar | https://www.wiki-solar.org | Wiki-Solar | [10 empty] | 6.13 | 6.58 | 6.51 | 6.37 | 6.18 | NO-ESTIMATION | NO-ESTIMATION | NO-ESTIMATION | NO-ESTIMATION | CAPACITY-FACTOR-V1
DEU | Germany | Gundelfingen - Gartner Solar Power Plant |  | WRI1030346 | 1 | 48.5460 | 10.3783 | Solar | [5 empty] | Juwi Solar GmbH | http://www.juwi.com | Industry About | [10 empty] | 1.28 | 1.31 | 1.33 | 1.29 | 1.28 | NO-ESTIMATION | NO-ESTIMATION | NO-ESTIMATION | NO-ESTIMATION | CAPACITY-FACTOR-V1
DEU | Germany | Thierhaupten Solar Power Plant |  | WRI1030345 | 5 | 48.5478 | 10.8974 | Solar | [5 empty] | City Solar AG | http://enipedia.tudelft.nl/wiki/City_Solar_Ag | Industry About | 1071450 | [9 empty] | 6.85 | 7.56 | 7.49 | 7.23 | 7.24 | HYDRO-V1 | HYDRO-V1 | HYDRO-V1 | HYDRO-V1 | HYDRO-V1
DEU | Germany | Kï¿½ching Solar Power Plant |  | WRI1030344 | 5.6 | 48.5553 | 13.0228 | Solar | [5 empty] | Solea AG | http://www.solea-ag.com | Industry About | [10 empty] | 7.78 | 8.36 | 8.12 | 7.88 | 7.8 | HYDRO-V1 | HYDRO-V1 | HYDRO-V1 | HYDRO-V1 | HYDRO-V1
DEU | Germany | Aidenbach Solar Power Plant |  | WRI1030343 | 1.7 | 48.5727 | 13.0717 | Solar | [5 empty] | Solarparc GmbH | http://www.solarparc.de | Industry About | 1070615 | [9 empty] | 2.24 | 2.26 | 2.26 | 2.18 | 2.15 | SOLAR-V1-NO-AGE | SOLAR-V1-NO-AGE | SOLAR-V1-NO-AGE | SOLAR-V1-NO-AGE | SOLAR-V1-NO-AGE
DEU | Germany | Lauingen - Juwi Solar Power Plant |  | WRI1030342 | 2.8 | 48.5782 | 10.3857 | Solar | [5 empty] | Juwi Solar GmbH | http://www.juwi.com | Industry About | [10 empty] | 3.93 | 3.96 | 3.97 | 4.00 | 3.92 | SOLAR-V1-NO-AGE | SOLAR-V1-NO-AGE | SOLAR-V1-NO-AGE | SOLAR-V1-NO-AGE | SOLAR-V1-NO-AGE
DEU | Germany | Baar |  | WKS0060374 | 4.8 | 48.5790 | 11.0040 | Solar | [5 empty] | Wiki-Solar | https://www.wiki-solar.org | Wiki-Solar | [10 empty] | 7.16 | 7.86 | 7.79 | 7.50 | 7.55 | NO-ESTIMATION | NO-ESTIMATION | NO-ESTIMATION | NO-ESTIMATION | CAPACITY-FACTOR-V1
DEU | Germany | Oberï¿½tzdorf Solar Power Plant |  | WRI1030341 | 1.7 | 48.5817 | 13.7106 | Solar | [5 empty] | Solarparc GmbH | http://www.solarparc.de | Industry About | [10 empty] | 2.29 | 2.26 | 2.19 | 2.10 | 2.09 | SOLAR-V1-NO-AGE | SOLAR-V1-NO-AGE | SOLAR-V1-NO-AGE | SOLAR-V1-NO-AGE | SOLAR-V1-NO-AGE
DEU | Germany | Mainburg C2 |  | WKS0067458 | 5 | 48.5830 | 11.8490 | Solar | [5 empty] | Wiki-Solar | https://www.wiki-solar.org | Wiki-Solar | [10 empty] | 6.85 | 7.56 | 7.49 | 7.19 | 7.18 | HYDRO-V1 | HYDRO-V1 | HYDRO-V1 | HYDRO-V1 | HYDRO-V1
DEU | Germany | Nordendorf Solar Power Plant |  | WRI1030340 | 7.4 | 48.5882 | 10.8441 | Solar | [5 empty] | Sinosol AG | http://www.sinosol.de | Industry About | 1092567 | [9 empty] | 9.98 | 11.05 | 10.94 | 10.54 | 10.59 | NO-ESTIMATION | NO-ESTIMATION | NO-ESTIMATION | NO-ESTIMATION | CAPACITY-FACTOR-V1
DEU | Germany | Fattendorf Solar Power Plant |  | WRI1030339 | 1.6 | 48.5950 | 13.5719 | Solar | [5 empty] | Envalue GmbH | http://www.envalue.de | Industry About | [10 empty] | 2.20 | 2.18 | 2.10 | 2.08 | 2.01 | SOLAR-V1-NO-AGE | SOLAR-V1-NO-AGE | SOLAR-V1-NO-AGE | SOLAR-V1-NO-AGE | SOLAR-V1-NO-AGE
DEU | Germany | Vilshofen an der Donau Solar Power Plant |  | WRI1030338 | 2 | 48.5979 | 13.1785 | Solar | [5 empty] | Solarparc GmbH | http://www.solarparc.de | Industry About | [10 empty] | 2.85 | 2.82 | 2.80 | 2.75 | 2.72 | HYDRO-V1 | HYDRO-V1 | HYDRO-V1 | HYDRO-V1 | HYDRO-V1
DEU | Germany | Allmanshofen Solar Power Plant |  | WRI1030337 | 16.7 | 48.6148 | 10.8382 | Solar | [5 empty] | Juwi Solar GmbH | http://www.juwi.com | Industry About | [10 empty] | 23.16 | 25.49 | 25.29 | 24.60 | 24.65 | NO-ESTIMATION | NO-ESTIMATION | NO-ESTIMATION | NO-ESTIMATION | CAPACITY-FACTOR-V1
DEU | Germany | Gergweis Solar Power Plant |  | WRI1030336 | 1.7 | 48.6196 | 12.9770 | Solar | [5 empty] | Carpevigo AG | http://www.carpevigo.de | Industry About | [10 empty] | 2.25 | 2.29 | 2.23 | 2.17 | 2.15 | SOLAR-V1-NO-AGE | SOLAR-V1-NO-AGE | SOLAR-V1-NO-AGE | SOLAR-V1-NO-AGE | SOLAR-V1-NO-AGE
DEU | Germany | Deisenhofen Solar Power Plant |  | WRI1030335 | 1.9 | 48.6221 | 10.5402 | Solar | [5 empty] | Gehrlicher Solar AG | http://www.gehrlicher.com | Industry About | [10 empty] | 2.40 | 2.52 | 2.50 | 2.45 | 2.45 | HYDRO-V1 | HYDRO-V1 | HYDRO-V1 | HYDRO-V1 | HYDRO-V1
DEU | Germany | Gï¿½ttersdorf Solar Power Plant |  | WRI1030334 | 1.3 | 48.6260 | 12.9651 | Solar | [5 empty] | Carpevigo AG | http://www.carpevigo.de | Industry About | [10 empty] | 1.73 | 1.74 | 1.69 | 1.66 | 1.64 | HYDRO-V1 | HYDRO-V1 | HYDRO-V1 | HYDRO-V1 | HYDRO-V1
DEU | Germany | Bachhagel Solar Power Plant |  | WRI1030333 | 1.8 | 48.6281 | 10.3384 | Solar | [5 empty] | Gehrlicher Solar AG | http://www.gehrlicher.com | Industry About | 1088411 | [9 empty] | 2.27 | 2.37 | 2.36 | 2.32 | 2.28 | NO-ESTIMATION | NO-ESTIMATION | NO-ESTIMATION | NO-ESTIMATION | CAPACITY-FACTOR-V1
DEU | Germany | Hutthurm Solar Power Plant |  | WRI1030332 | 1.6 | 48.6586 | 13.4617 | Solar | [5 empty] | Carpevigo AG | http://www.carpevigo.de | Industry About | [10 empty] | 2.20 | 2.18 | 2.10 | 2.08 | 2.01 | NO-ESTIMATION | NO-ESTIMATION | NO-ESTIMATION | NO-ESTIMATION | CAPACITY-FACTOR-V1
DEU | Germany | Pfeffenhausen Solar Power Plant |  | WRI1030331 | 5.6 | 48.6619 | 11.9387 | Solar | [5 empty] | Pfeffenhausen-Egglhausen Photovoltaik GmbH | http://www.cs-solarservice.com | Industry About | 1103634 | [9 empty] | 7.62 | 8.42 | 8.34 | 7.97 | 7.88 | NO-ESTIMATION | NO-ESTIMATION | NO-ESTIMATION | NO-ESTIMATION | CAPACITY-FACTOR-V1
DEU | Germany | Ergoldsbach Solar Power Plant |  | WRI1030330 | 5.1 | 48.6759 | 12.1962 | Solar | [5 empty] | Solar Asset Management | http://www.sol-asset.com | Industry About | 1083916 | [9 empty] | 6.92 | 7.72 | 7.60 | 7.41 | 7.19 | NO-ESTIMATION | NO-ESTIMATION | NO-ESTIMATION | NO-ESTIMATION | CAPACITY-FACTOR-V1
DEU | Germany | Unterliezheim Solar Power Plant |  | WRI1030329 | 1.5 | 48.6801 | 10.5418 | Solar | [5 empty] | Gehrlicher Solar AG | http://www.gehrlicher.com | Industry About | 1080943 | [9 empty] | 1.96 | 2.06 | 2.04 | 1.99 | 1.99 | HYDRO-V1 | HYDRO-V1 | HYDRO-V1 | HYDRO-V1 | HYDRO-V1
DEU | Germany | Geisenfeld A |  | WKS0068836 | 6 | 48.6890 | 11.6530 | Solar | [5 empty] | Wiki-Solar | https://www.wiki-solar.org | Wiki-Solar | [10 empty] | 8.08 | 8.93 | 8.90 | 8.45 | 8.48 | NO-ESTIMATION | NO-ESTIMATION | NO-ESTIMATION | NO-ESTIMATION | CAPACITY-FACTOR-V1
DEU | Germany | Tapfheim Solar Power Plant |  | WRI1030328 | 1.3 | 48.6896 | 10.6935 | Solar | [5 empty] | Gehrlicher Solar AG | http://www.gehrlicher.com | Industry About | 1066134 | [9 empty] | 1.67 | 1.74 | 1.72 | 1.68 | 1.68 | HYDRO-V1 | HYDRO-V1 | HYDRO-V1 | HYDRO-V1 | HYDRO-V1
DEU | Germany | Wisselsing Solar Power Plant |  | WRI1030327 | 6.2 | 48.6965 | 12.9739 | Solar | [5 empty] | Solea AG | http://www.solea-ag.com | Industry About | 1088491 | [9 empty] | 8.53 | 9.24 | 8.80 | 8.60 | 8.43 | SOLAR-V1-NO-AGE | SOLAR-V1-NO-AGE | SOLAR-V1-NO-AGE | SOLAR-V1-NO-AGE | SOLAR-V1-NO-AGE
DEU | Germany | Gnannenweiler Solar Power Plant |  | WRI1030326 | 6.4 | 48.6980 | 9.9910 | Solar | [5 empty] | GP Joule GmbH | http://www.gp-joule.eu | Industry About | [10 empty] | 8.54 | 9.53 | 9.42 | 9.14 | 9.12 | NO-ESTIMATION | NO-ESTIMATION | NO-ESTIMATION | NO-ESTIMATION | CAPACITY-FACTOR-V1
DEU | Germany | Mengkofen Solar Power Plant |  | WRI1030325 | 21.7 | 48.6988 | 12.3842 | Solar | [5 empty] | Solarparc GmbH | http://www.solarparc.de | Industry About | [10 empty] | 29.52 | 32.61 | 32.15 | 31.81 | 31.04 | SOLAR-V1-NO-AGE | SOLAR-V1-NO-AGE | SOLAR-V1-NO-AGE | SOLAR-V1-NO-AGE | SOLAR-V1-NO-AGE
DEU | Germany | Geisenfeld B |  | WKS0068837 | 6 | 48.7088 | 11.6479 | Solar | [5 empty] | Wiki-Solar | https://www.wiki-solar.org | Wiki-Solar | [10 empty] | 8.08 | 8.93 | 8.90 | 8.45 | 8.48 | SOLAR-V1-NO-AGE | SOLAR-V1-NO-AGE | SOLAR-V1-NO-AGE | SOLAR-V1-NO-AGE | SOLAR-V1-NO-AGE
DEU | Germany | Eging am See Solar Power Plant |  | WRI1030324 | 2.2 | 48.7159 | 13.2554 | Solar | [5 empty] | Solarparc GmbH | http://www.solarparc.de | Industry About | [10 empty] | 3.20 | 3.11 | 3.05 | 3.06 | 2.97 | NO-ESTIMATION | NO-ESTIMATION | NO-ESTIMATION | NO-ESTIMATION | CAPACITY-FACTOR-V1
DEU | Germany | KÃ¶nigsbronn |  | WKS0064164 | 10 | 48.7500 | 10.1690 | Solar | [5 empty] | Wiki-Solar | https://www.wiki-solar.org | Wiki-Solar | [10 empty] | 13.60 | 15.09 | 14.95 | 14.52 | 14.48 | SOLAR-V1-NO-AGE | SOLAR-V1-NO-AGE | SOLAR-V1-NO-AGE | SOLAR-V1-NO-AGE | SOLAR-V1-NO-AGE
DEU | Germany | Plattling Solar Power Plant |  | WRI1030323 | 1.6 | 48.7644 | 12.8953 | Solar | [5 empty] | Carpevigo AG | http://www.carpevigo.de | Industry About | [10 empty] | 2.20 | 2.21 | 2.17 | 2.09 | 2.01 | NO-ESTIMATION | NO-ESTIMATION | NO-ESTIMATION | NO-ESTIMATION | CAPACITY-FACTOR-V1
DEU | Germany | Schwineck |  | WKS0060388 | 4 | 48.7657 | 12.5811 | Solar | [5 empty] | Wiki-Solar | https://www.wiki-solar.org | Wiki-Solar | [10 empty] | 5.60 | 5.84 | 5.82 | 5.62 | 5.49 | SOLAR-V1-NO-AGE | SOLAR-V1-NO-AGE | SOLAR-V1-NO-AGE | SOLAR-V1-NO-AGE | SOLAR-V1-NO-AGE
DEU | Germany | HÃ¶lzengraben |  | WKS0063301 | 6.3 | 48.7712 | 12.1749 | Solar | [5 empty] | Wiki-Solar | https://www.wiki-solar.org | Wiki-Solar | [10 empty] | 8.49 | 9.42 | 9.41 | 8.92 | 8.99 | SOLAR-V1-NO-AGE | SOLAR-V1-NO-AGE | SOLAR-V1-NO-AGE | SOLAR-V1-NO-AGE | SOLAR-V1-NO-AGE
DEU | Germany | Sinzheim Solar Power Plant |  | WRI1030322 | 1.4 | 48.7805 | 8.1500 | Solar | [5 empty] | Juwi Solar GmbH | http://www.juwi.com | Industry About | [10 empty] | 1.87 | 1.88 | 1.87 | 1.87 | 1.86 | SOLAR-V1-NO-AGE | SOLAR-V1-NO-AGE | SOLAR-V1-NO-AGE | SOLAR-V1-NO-AGE | SOLAR-V1-NO-AGE
DEU | Germany | Hengersberg Solar Power Plant |  | WRI1030321 | 1.5 | 48.7840 | 13.0793 | Solar | [5 empty] | Solea AG | http://www.solea-ag.com | Industry About | [10 empty] | 2.06 | 2.07 | 2.00 | 1.95 | 1.88 | NO-ESTIMATION | NO-ESTIMATION | NO-ESTIMATION | NO-ESTIMATION | CAPACITY-FACTOR-V1
DEU | Germany | Mallersdorf-Pfaffenberg A |  | WKS0067945 | 4 | 48.7926 | 12.1771 | Solar | [5 empty] | Wiki-Solar | https://www.wiki-solar.org | Wiki-Solar | [10 empty] | 5.46 | 5.87 | 5.87 | 5.61 | 5.66 | NO-ESTIMATION | NO-ESTIMATION | NO-ESTIMATION | NO-ESTIMATION | CAPACITY-FACTOR-V1
DEU | Germany | Straï¿½kirchen Solar Power Plant |  | WRI1030320 | 54 | 48.8074 | 12.7586 | Solar | [5 empty] | Straï¿½kirchen Solarpark | https://www.q-cells.de | Industry About | [10 empty] | 73.02 | 78.71 | 77.97 | 75.85 | 75.23 | NO-ESTIMATION | NO-ESTIMATION | NO-ESTIMATION | NO-ESTIMATION | CAPACITY-FACTOR-V1
DEU | Germany | Abensberg Solar Power Plant |  | WRI1030319 | 1.2 | 48.8082 | 11.9373 | Solar | [5 empty] | Envalue GmbH | http://www.envalue.de | Industry About | [10 empty] | 1.54 | 1.62 | 1.61 | 1.53 | 1.55 | NO-ESTIMATION | NO-ESTIMATION | NO-ESTIMATION | NO-ESTIMATION | CAPACITY-FACTOR-V1
DEU | Germany | Salching Solar Power Plant |  | WRI1030318 | 1.3 | 48.8137 | 12.5671 | Solar | [5 empty] | Solarparc GmbH | http://www.solarparc.de | Industry About | 1070611 | [9 empty] | 1.71 | 1.74 | 1.72 | 1.68 | 1.65 | SOLAR-V1-NO-AGE | SOLAR-V1-NO-AGE | SOLAR-V1-NO-AGE | SOLAR-V1-NO-AGE | SOLAR-V1-NO-AGE
DEU | Germany | Buchhausen A |  | WKS0073634 | 6 | 48.8234 | 12.1685 | Solar | [5 empty] | Wiki-Solar | https://www.wiki-solar.org | Wiki-Solar | [10 empty] | 8.08 | 8.96 | 8.96 | 8.48 | 8.55 | HYDRO-V1 | HYDRO-V1 | HYDRO-V1 | HYDRO-V1 | HYDRO-V1
DEU | Germany | Schierling Solar Power Plant |  | WRI1030317 | 2.4 | 48.8329 | 12.1775 | Solar | [5 empty] | Envalue GmbH | http://www.envalue.de | Industry About | [10 empty] | 3.34 | 3.36 | 3.38 | 3.33 | 3.39 | NO-ESTIMATION | NO-ESTIMATION | NO-ESTIMATION | NO-ESTIMATION | CAPACITY-FACTOR-V1
DEU | Germany | Neuschï¿½nau Solar Power Plant |  | WRI1030316 | 1.2 | 48.8693 | 13.4482 | Solar | [5 empty] | Solea AG | http://www.solea-ag.com | Industry About | [10 empty] | 1.74 | 1.59 | 1.53 | 1.51 | 1.47 | SOLAR-V1-NO-AGE | SOLAR-V1-NO-AGE | SOLAR-V1-NO-AGE | SOLAR-V1-NO-AGE | SOLAR-V1-NO-AGE
DEU | Germany | Lerchenhaid II |  | WKS0063141 | 12.3 | 48.8771 | 12.5148 | Solar | [5 empty] | Wiki-Solar | https://www.wiki-solar.org | Wiki-Solar | [10 empty] | 17.21 | 18.86 | 18.86 | 18.09 | 17.8 | SOLAR-V1-NO-AGE | SOLAR-V1-NO-AGE | SOLAR-V1-NO-AGE | SOLAR-V1-NO-AGE | SOLAR-V1-NO-AGE
DEU | Germany | Muggensturm Solar Power Plant |  | WRI1030315 | 1.8 | 48.8807 | 8.2803 | Solar | [5 empty] | Juwi Solar GmbH | http://www.juwi.com | Industry About | [10 empty] | 2.38 | 2.37 | 2.39 | 2.40 | 2.38 | NO-ESTIMATION | NO-ESTIMATION | NO-ESTIMATION | NO-ESTIMATION | CAPACITY-FACTOR-V1
DEU | Germany | Saalhaupt Solar Power Plant |  | WRI1030314 | 2.6 | 48.8814 | 12.0587 | Solar | [5 empty] | Envalue GmbH | http://www.envalue.de | Industry About | [10 empty] | 3.60 | 3.64 | 3.66 | 3.59 | 3.65 | HYDRO-V1 | HYDRO-V1 | HYDRO-V1 | HYDRO-V1 | HYDRO-V1
DEU | Germany | Liepolding Bï¿½gen Solar Power Plant |  | WRI1030313 | 2.5 | 48.8938 | 12.7437 | Solar | [5 empty] | Carpevigo AG | http://www.carpevigo.de | Industry About | [10 empty] | 3.62 | 3.52 | 3.52 | 3.50 | 3.47 | NO-ESTIMATION | NO-ESTIMATION | NO-ESTIMATION | NO-ESTIMATION | CAPACITY-FACTOR-V1
DEU | Germany | Oberehring Solar Power Plant |  | WRI1030312 | 3.9 | 48.8991 | 12.3237 | Solar | [5 empty] | Envalue GmbH | http://www.envalue.de | Industry About | [10 empty] | 5.46 | 5.66 | 5.68 | 5.52 | 5.34 | NO-ESTIMATION | NO-ESTIMATION | NO-ESTIMATION | NO-ESTIMATION | CAPACITY-FACTOR-V1
DEU | Germany | Sengkofen Solar Power Plant |  | WRI1030311 | 2 | 48.9171 | 12.2929 | Solar | [5 empty] | Envalue GmbH | http://www.envalue.de | Industry About | [10 empty] | 2.83 | 2.79 | 2.81 | 2.80 | 2.74 | HYDRO-V1 | HYDRO-V1 | HYDRO-V1 | HYDRO-V1 | HYDRO-V1
DEU | Germany | Lutstrut Solar Power Plant |  | WRI1030310 | 4.5 | 48.9277 | 9.9730 | Solar | [5 empty] | Puravis | http://puravis.de/2015/12/14/solarpark-lutstrut | Industry About | 1108097 | [9 empty] | 6.11 | 6.55 | 6.59 | 6.33 | 6.31 | NO-ESTIMATION | NO-ESTIMATION | NO-ESTIMATION | NO-ESTIMATION | CAPACITY-FACTOR-V1
DEU | Germany | Oettingen |  | WKS0060272 | 6.1 | 48.9385 | 10.6022 | Solar | [5 empty] | Wiki-Solar | https://www.wiki-solar.org | Wiki-Solar | [10 empty] | 8.29 | 9.08 | 8.98 | 8.62 | 8.59 | NO-ESTIMATION | NO-ESTIMATION | NO-ESTIMATION | NO-ESTIMATION | CAPACITY-FACTOR-V1
DEU | Germany | Gelbelsee Solar Power Plant |  | WRI1030309 | 1.8 | 48.9435 | 11.4471 | Solar | [5 empty] | Solea AG | http://www.solea-ag.com | Industry About | 1088495 | [9 empty] | 2.27 | 2.38 | 2.39 | 2.29 | 2.28 | NO-ESTIMATION | NO-ESTIMATION | NO-ESTIMATION | NO-ESTIMATION | CAPACITY-FACTOR-V1
DEU | Germany | Aufroth Solar Power Plant |  | WRI1030308 | 1.4 | 48.9614 | 12.5529 | Solar | [5 empty] | Conecon GmbH | http://www.conecon.com | Industry About | [10 empty] | 1.84 | 1.87 | 1.87 | 1.82 | 1.78 | NO-ESTIMATION | NO-ESTIMATION | NO-ESTIMATION | NO-ESTIMATION | CAPACITY-FACTOR-V1
DEU | Germany | Hemau |  | WKS0061980 | 4 | 49.0330 | 11.7460 | Solar | [5 empty] | Wiki-Solar | https://www.wiki-solar.org | Wiki-Solar | [10 empty] | 5.46 | 5.81 | 5.79 | 5.61 | 5.66 | NO-ESTIMATION | NO-ESTIMATION | NO-ESTIMATION | NO-ESTIMATION | CAPACITY-FACTOR-V1
DEU | Germany | Dinkelsbï¿½hl Solar Power Plant |  | WRI1030307 | 2 | 49.0505 | 10.3073 | Solar | [5 empty] | Pfalzsolar GmbH | http://pfalzsolar.de | Industry About | [10 empty] | 2.75 | 2.79 | 2.78 | 2.75 | 2.74 | NO-ESTIMATION | NO-ESTIMATION | NO-ESTIMATION | NO-ESTIMATION | CAPACITY-FACTOR-V1
DEU | Germany | Stutensee Solar Power Plant |  | WRI1030306 | 1.2 | 49.0761 | 8.4578 | Solar | [5 empty] | Solar Asset Management | http://www.sol-asset.com | Industry About | [10 empty] | 1.60 | 1.65 | 1.62 | 1.62 | 1.62 | NO-ESTIMATION | NO-ESTIMATION | NO-ESTIMATION | NO-ESTIMATION | CAPACITY-FACTOR-V1
DEU | Germany | HÃ¶ttingen |  | WKS0067979 | 4.4 | 49.0850 | 11.0077 | Solar | [5 empty] | Wiki-Solar | https://www.wiki-solar.org | Wiki-Solar | [10 empty] | 5.98 | 6.38 | 6.44 | 6.15 | 6.13 | NO-ESTIMATION | NO-ESTIMATION | NO-ESTIMATION | NO-ESTIMATION | CAPACITY-FACTOR-V1
DEU | Germany | Greding Solar Power Plant |  | WRI1030305 | 4.5 | 49.0897 | 11.3280 | Solar | [5 empty] | GP Joule GmbH | http://www.gp-joule.eu | Industry About | [10 empty] | 6.11 | 6.55 | 6.59 | 6.29 | 6.27 | HYDRO-V1 | HYDRO-V1 | HYDRO-V1 | HYDRO-V1 | HYDRO-V1
DEU | Germany | Cronheim Solar Power Plant |  | WRI1030304 | 2.2 | 49.0937 | 10.6776 | Solar | [5 empty] | mp-tec GmbH & Co KG | http://mp-tec.de | Industry About | [10 empty] | 3.07 | 3.08 | 3.08 | 3.07 | 3.06 | HYDRO-V1 | HYDRO-V1 | HYDRO-V1 | HYDRO-V1 | HYDRO-V1
DEU | Germany | Cronheim A |  | WKS0073635 | 4 | 49.0942 | 10.6810 | Solar | [5 empty] | Wiki-Solar | https://www.wiki-solar.org | Wiki-Solar | [10 empty] | 5.45 | 5.79 | 5.83 | 5.60 | 5.59 | NO-ESTIMATION | NO-ESTIMATION | NO-ESTIMATION | NO-ESTIMATION | CAPACITY-FACTOR-V1
DEU | Germany | Mindorf |  | WKS0072849 | 6.6 | 49.1520 | 11.2520 | Solar | [5 empty] | Wiki-Solar | https://www.wiki-solar.org | Wiki-Solar | [10 empty] | 8.95 | 9.79 | 9.83 | 9.31 | 9.28 | HYDRO-V1 | HYDRO-V1 | HYDRO-V1 | HYDRO-V1 | HYDRO-V1
DEU | Germany | MÃ¼hlhausen BY2 |  | WKS0067821 | 4.6 | 49.1560 | 11.4300 | Solar | [5 empty] | Wiki-Solar | https://www.wiki-solar.org | Wiki-Solar | [10 empty] | 6.46 | 7.03 | 7.07 | 6.74 | 6.72 | NO-ESTIMATION | NO-ESTIMATION | NO-ESTIMATION | NO-ESTIMATION | CAPACITY-FACTOR-V1
DEU | Germany | MÃ¼hlhausen Bavaria |  | WKS0060262 | 6.3 | 49.1590 | 11.4340 | Solar | [5 empty] | Wiki-Solar | https://www.wiki-solar.org | Wiki-Solar | [10 empty] | 8.56 | 9.34 | 9.38 | 8.90 | 8.87 | NO-ESTIMATION | NO-ESTIMATION | NO-ESTIMATION | NO-ESTIMATION | CAPACITY-FACTOR-V1
DEU | Germany | Schwarzhof |  | WKS0060268 | 6.2 | 49.1632 | 12.1093 | Solar | [5 empty] | Wiki-Solar | https://www.wiki-solar.org | Wiki-Solar | [10 empty] | 8.36 | 9.23 | 9.21 | 8.77 | 8.77 | HYDRO-V1 | HYDRO-V1 | HYDRO-V1 | HYDRO-V1 | HYDRO-V1
DEU | Germany | Hohenfels |  | WKS0066151 | 7.6 | 49.1650 | 11.8340 | Solar | [5 empty] | Wiki-Solar | https://www.wiki-solar.org | Wiki-Solar | [10 empty] | 10.33 | 11.37 | 11.23 | 10.78 | 10.87 | HYDRO-V1 | HYDRO-V1 | HYDRO-V1 | HYDRO-V1 | HYDRO-V1
DEU | Germany | GroÃŸrosseln A |  | WKS0070589 | 8.5 | 49.1660 | 6.8240 | Solar | [5 empty] | Wiki-Solar | https://www.wiki-solar.org | Wiki-Solar | [10 empty] | 11.67 | 12.23 | 12.42 | 12.48 | 12.43 | HYDRO-V1 | HYDRO-V1 | HYDRO-V1 | HYDRO-V1 | HYDRO-V1
DEU | Germany | Effenricht |  | WKS0073078 | 10 | 49.1700 | 11.8570 | Solar | [5 empty] | Wiki-Solar | https://www.wiki-solar.org | Wiki-Solar | [10 empty] | 13.69 | 15.07 | 14.91 | 14.38 | 14.48 | HYDRO-V1 | HYDRO-V1 | HYDRO-V1 | HYDRO-V1 | HYDRO-V1
DEU | Germany | HÃ¼ttberg |  | WKS0066149 | 8 | 49.1721 | 11.7756 | Solar | [5 empty] | Wiki-Solar | https://www.wiki-solar.org | Wiki-Solar | [10 empty] | 10.91 | 12.02 | 11.86 | 11.39 | 11.48 | HYDRO-V1 | HYDRO-V1 | HYDRO-V1 | HYDRO-V1 | HYDRO-V1
DEU | Germany | GroÃŸrosseln B |  | WKS0070590 | 4.5 | 49.1804 | 6.8147 | Solar | [5 empty] | Wiki-Solar | https://www.wiki-solar.org | Wiki-Solar | [10 empty] | 6.34 | 6.46 | 6.54 | 6.62 | 6.6 | HYDRO-V1 | HYDRO-V1 | HYDRO-V1 | HYDRO-V1 | HYDRO-V1
DEU | Germany | Fichten |  | WKS0073079 | 10 | 49.1990 | 11.8200 | Solar | [5 empty] | Wiki-Solar | https://www.wiki-solar.org | Wiki-Solar | [10 empty] | 13.69 | 15.09 | 14.91 | 14.38 | 14.48 | HYDRO-V1 | HYDRO-V1 | HYDRO-V1 | HYDRO-V1 | HYDRO-V1
DEU | Germany | Neckarsulm - Audi Solar Power Plant |  | WRI1030303 | 1.9 | 49.2020 | 9.2276 | Solar | [5 empty] | Gehrlicher Solar AG | http://www.gehrlicher.com | Industry About | [10 empty] | 2.49 | 2.52 | 2.52 | 2.53 | 2.54 | HYDRO-V1 | HYDRO-V1 | HYDRO-V1 | HYDRO-V1 | HYDRO-V1
DEU | Germany | Chamerau Solar Power Plant |  | WRI1030302 | 1.3 | 49.2032 | 12.7360 | Solar | [5 empty] | Solea AG | http://www.solea-ag.com | Industry About | 1088497 | [9 empty] | 1.73 | 1.74 | 1.72 | 1.66 | 1.64 | NO-ESTIMATION | NO-ESTIMATION | NO-ESTIMATION | NO-ESTIMATION | CAPACITY-FACTOR-V1
DEU | Germany | Feuchtwangen |  | WKS0073076 | 5 | 49.2040 | 10.2450 | Solar | [5 empty] | Wiki-Solar | https://www.wiki-solar.org | Wiki-Solar | [10 empty] | 7.04 | 7.53 | 7.57 | 7.22 | 7.21 | NO-ESTIMATION | NO-ESTIMATION | NO-ESTIMATION | NO-ESTIMATION | CAPACITY-FACTOR-V1
DEU | Germany | Biederbach Solar Power Plant |  | WRI1030301 | 5.6 | 49.2042 | 10.7331 | Solar | [5 empty] | Solarparc GmbH | http://www.solarparc.de | Industry About | [10 empty] | 7.68 | 8.38 | 8.41 | 8.02 | 7.96 | NO-ESTIMATION | NO-ESTIMATION | NO-ESTIMATION | NO-ESTIMATION | CAPACITY-FACTOR-V1
DEU | Germany | HÃ¶rmannsdorf |  | WKS0071628 | 10 | 49.2120 | 11.7520 | Solar | [5 empty] | Wiki-Solar | https://www.wiki-solar.org | Wiki-Solar | [10 empty] | 13.69 | 15.09 | 14.91 | 14.38 | 14.48 | NO-ESTIMATION | NO-ESTIMATION | NO-ESTIMATION | NO-ESTIMATION | CAPACITY-FACTOR-V1
DEU | Germany | SaarbrÃ¼cken SCN |  | WKS0060401 | 4 | 49.2128 | 7.1174 | Solar | [5 empty] | Wiki-Solar | https://www.wiki-solar.org | Wiki-Solar | [10 empty] | 5.65 | 5.72 | 5.78 | 5.88 | 5.85 | HYDRO-V1 | HYDRO-V1 | HYDRO-V1 | HYDRO-V1 | HYDRO-V1
DEU | Germany | Schweizer Berg Solar Power Plant |  | WRI1030300 | 3.8 | 49.2175 | 6.8196 | Solar | [5 empty] | Solarkraftwerk Schweizer Berg | https://www.enovos.de | Industry About | [10 empty] | 5.36 | 5.43 | 5.47 | 5.56 | 5.55 | NO-ESTIMATION | NO-ESTIMATION | NO-ESTIMATION | NO-ESTIMATION | CAPACITY-FACTOR-V1
DEU | Germany | Goodyear - Philippsburg Solar Power Plant |  | WRI1030299 | 7.4 | 49.2250 | 8.4716 | Solar | [5 empty] | Goodyear Dunlop Tires Germany Gmbh | http://www.goodyear.com | Industry About | [10 empty] | 10.55 | 10.86 | 10.87 | 11.07 | 11.06 | NO-ESTIMATION | NO-ESTIMATION | NO-ESTIMATION | NO-ESTIMATION | CAPACITY-FACTOR-V1
DEU | Germany | Eichensee |  | WKS0071627 | 10 | 49.2270 | 11.7560 | Solar | [5 empty] | Wiki-Solar | https://www.wiki-solar.org | Wiki-Solar | [10 empty] | 13.69 | 15.09 | 14.91 | 14.38 | 14.48 | NO-ESTIMATION | NO-ESTIMATION | NO-ESTIMATION | NO-ESTIMATION | CAPACITY-FACTOR-V1
DEU | Germany | Westheim Solar Power Plant |  | WRI1030298 | 2.9 | 49.2283 | 8.3208 | Solar | [5 empty] | Pfalzsolar GmbH | http://pfalzsolar.de | Industry About | 1109331 | [9 empty] | 4.21 | 4.11 | 4.13 | 4.16 | 4.14 | HYDRO-V1 | HYDRO-V1 | HYDRO-V1 | HYDRO-V1 | HYDRO-V1
DEU | Germany | Nordband Solar Power Plant |  | WRI1030297 | 4.9 | 49.2439 | 6.8803 | Solar | [5 empty] | Solarpark Nordband | https://www.enovos.de | Industry About | 1109124 | [9 empty] | 6.80 | 7.09 | 7.16 | 7.20 | 7.21 | SOLAR-V1-NO-AGE | SOLAR-V1-NO-AGE | SOLAR-V1-NO-AGE | SOLAR-V1-NO-AGE | SOLAR-V1-NO-AGE
DEU | Germany | Linslerhof |  | WKS0061265 | 10.5 | 49.2480 | 6.7240 | Solar | [5 empty] | Wiki-Solar | https://www.wiki-solar.org | Wiki-Solar | [10 empty] | 15.26 | 15.96 | 16.12 | 16.21 | 16.2 | SOLAR-V1-NO-AGE | SOLAR-V1-NO-AGE | SOLAR-V1-NO-AGE | SOLAR-V1-NO-AGE | SOLAR-V1-NO-AGE
DEU | Germany | Brodswinden |  | WKS0068008 | 4 | 49.2555 | 10.6520 | Solar | [5 empty] | Wiki-Solar | https://www.wiki-solar.org | Wiki-Solar | [10 empty] | 5.57 | 5.78 | 5.85 | 5.65 | 5.61 | NO-ESTIMATION | NO-ESTIMATION | NO-ESTIMATION | NO-ESTIMATION | CAPACITY-FACTOR-V1
DEU | Germany | Atzenhofen |  | WKS0067996 | 5.4 | 49.2572 | 10.3812 | Solar | [5 empty] | Wiki-Solar | https://www.wiki-solar.org | Wiki-Solar | [10 empty] | 7.60 | 8.12 | 8.16 | 7.77 | 7.72 | HYDRO-V1 | HYDRO-V1 | HYDRO-V1 | HYDRO-V1 | HYDRO-V1
DEU | Germany | Rauenberg |  | WKS0061988 | 4.6 | 49.2706 | 8.6725 | Solar | [5 empty] | Wiki-Solar | https://www.wiki-solar.org | Wiki-Solar | [10 empty] | 6.82 | 7.03 | 6.95 | 7.10 | 7.04 | NO-ESTIMATION | NO-ESTIMATION | NO-ESTIMATION | NO-ESTIMATION | CAPACITY-FACTOR-V1
DEU | Germany | Pï¿½lling Solar Power Plant |  | WRI1030296 | 2.6 | 49.2849 | 11.4219 | Solar | [5 empty] | Franken Solar | http://www.frankensolar.de | Industry About | [10 empty] | 3.60 | 3.64 | 3.64 | 3.58 | 3.63 | NO-ESTIMATION | NO-ESTIMATION | NO-ESTIMATION | NO-ESTIMATION | CAPACITY-FACTOR-V1
DEU | Germany | Hï¿½heinï¿½d Solar Power Plant |  | WRI1030295 | 2.1 | 49.2862 | 7.5806 | Solar | [5 empty] | Pfalzsolar GmbH | http://pfalzsolar.de | Industry About | [10 empty] | 3.07 | 2.94 | 2.95 | 2.95 | 2.96 | NO-ESTIMATION | NO-ESTIMATION | NO-ESTIMATION | NO-ESTIMATION | CAPACITY-FACTOR-V1
DEU | Germany | Albersreuth Solar Power Plant |  | WRI1030294 | 3.7 | 49.2979 | 10.9331 | Solar | [5 empty] | Solarparc GmbH | http://www.solarparc.de | Industry About | [10 empty] | 5.17 | 5.35 | 5.42 | 5.22 | 5.2 | NO-ESTIMATION | NO-ESTIMATION | NO-ESTIMATION | NO-ESTIMATION | CAPACITY-FACTOR-V1
DEU | Germany | Seitendorf Solar Power Plant |  | WRI1030293 | 1.8 | 49.3160 | 10.8513 | Solar | [5 empty] | Belectric | http://www.belectric.com | Industry About | [10 empty] | 2.33 | 2.38 | 2.39 | 2.32 | 2.28 | SOLAR-V1-NO-AGE | SOLAR-V1-NO-AGE | SOLAR-V1-NO-AGE | SOLAR-V1-NO-AGE | SOLAR-V1-NO-AGE
DEU | Germany | Rohrbuckel Solar Power Plant |  | WRI1030292 | 1.1 | 49.3169 | 8.9867 | Solar | [5 empty] | Wirsol Solar AG | https://wirsol.com | Industry About | [10 empty] | 1.45 | 1.50 | 1.49 | 1.47 | 1.46 | SOLAR-V1-NO-AGE | SOLAR-V1-NO-AGE | SOLAR-V1-NO-AGE | SOLAR-V1-NO-AGE | SOLAR-V1-NO-AGE
DEU | Germany | Pï¿½ttlingen Solar Power Plant |  | WRI1030291 | 4.9 | 49.3234 | 6.8779 | Solar | [5 empty] | Solarpark Pï¿½ttlingen (Herchenbach) | https://www.enovos.de | Industry About | [10 empty] | 6.74 | 7.10 | 7.20 | 7.09 | 7.18 | SOLAR-V1-NO-AGE | SOLAR-V1-NO-AGE | SOLAR-V1-NO-AGE | SOLAR-V1-NO-AGE | SOLAR-V1-NO-AGE
DEU | Germany | Gï¿½ttelborn Solar Power Plant |  | WRI1030290 | 8.4 | 49.3386 | 7.0350 | Solar | [5 empty] | City Solar AG | http://enipedia.tudelft.nl/wiki/City_Solar_Ag | Industry About | [10 empty] | 11.53 | 12.12 | 12.35 | 12.16 | 12.33 | NO-ESTIMATION | NO-ESTIMATION | NO-ESTIMATION | NO-ESTIMATION | CAPACITY-FACTOR-V1
DEU | Germany | GroÃŸhaslach |  | WKS0060238 | 7 | 49.3429 | 10.7341 | Solar | [5 empty] | Wiki-Solar | https://www.wiki-solar.org | Wiki-Solar | [10 empty] | 9.73 | 10.44 | 10.49 | 9.97 | 9.9 | NO-ESTIMATION | NO-ESTIMATION | NO-ESTIMATION | NO-ESTIMATION | CAPACITY-FACTOR-V1
DEU | Germany | Lobï¿½bach-Lobenfeld Solar Power Plant |  | WRI1030289 | 5.9 | 49.3451 | 8.8586 | Solar | [5 empty] | Wirsol Solar AG | https://wirsol.com | Industry About | [10 empty] | 8.43 | 8.69 | 8.62 | 8.81 | 8.74 | NO-ESTIMATION | NO-ESTIMATION | NO-ESTIMATION | NO-ESTIMATION | CAPACITY-FACTOR-V1
DEU | Germany | Gottmannsdorf |  | WKS0060195 | 8.2 | 49.3548 | 10.8128 | Solar | [5 empty] | Wiki-Solar | https://www.wiki-solar.org | Wiki-Solar | [10 empty] | 11.08 | 11.97 | 12.01 | 11.44 | 11.36 | NO-ESTIMATION | NO-ESTIMATION | NO-ESTIMATION | NO-ESTIMATION | CAPACITY-FACTOR-V1
DEU | Germany | Heilsbronn |  | WKS0065997 | 4 | 49.3555 | 10.8215 | Solar | [5 empty] | Wiki-Solar | https://www.wiki-solar.org | Wiki-Solar | [10 empty] | 5.57 | 5.78 | 5.87 | 5.65 | 5.61 | SOLAR-V1-NO-AGE | SOLAR-V1-NO-AGE | SOLAR-V1-NO-AGE | SOLAR-V1-NO-AGE | SOLAR-V1-NO-AGE
DEU | Germany | MÃ¼ncherlbach |  | WKS0067981 | 4.4 | 49.3590 | 10.8340 | Solar | [5 empty] | Wiki-Solar | https://www.wiki-solar.org | Wiki-Solar | [10 empty] | 6.12 | 6.37 | 6.47 | 6.20 | 6.16 | NO-ESTIMATION | NO-ESTIMATION | NO-ESTIMATION | NO-ESTIMATION | CAPACITY-FACTOR-V1
DEU | Germany | Haï¿½loch Solar Power Plant |  | WRI1030288 | 3.3 | 49.3644 | 8.2341 | Solar | [5 empty] | Pfalzsolar GmbH | http://pfalzsolar.de | Industry About | [10 empty] | 4.74 | 4.78 | 4.72 | 4.76 | 4.72 | NO-ESTIMATION | NO-ESTIMATION | NO-ESTIMATION | NO-ESTIMATION | CAPACITY-FACTOR-V1
DEU | Germany | Buchschwabach I |  | WKS0067753 | 4.5 | 49.3660 | 10.8570 | Solar | [5 empty] | Wiki-Solar | https://www.wiki-solar.org | Wiki-Solar | [10 empty] | 6.25 | 6.54 | 6.62 | 6.35 | 6.3 | NO-ESTIMATION | NO-ESTIMATION | NO-ESTIMATION | NO-ESTIMATION | CAPACITY-FACTOR-V1
DEU | Germany | Hï¿½ttigweiler Solar Power Plant |  | WRI1030287 | 2.3 | 49.3843 | 7.0614 | Solar | [5 empty] | Solarkraftwerk Hï¿½ttigweiler (Illingen) | https://www.enovos.de | Industry About | [10 empty] | 3.28 | 3.21 | 3.22 | 3.22 | 3.22 | NO-ESTIMATION | NO-ESTIMATION | NO-ESTIMATION | NO-ESTIMATION | CAPACITY-FACTOR-V1
DEU | Germany | Wetschhauser Hof Solar Power Plant |  | WRI1030286 | 4.1 | 49.4275 | 7.2159 | Solar | [5 empty] | Solarkraftwerk Wetschhauser Hof (Ottweiler) | https://www.enovos.de | Industry About | [10 empty] | 5.74 | 5.86 | 5.91 | 6.00 | 5.98 | SOLAR-V1-NO-AGE | SOLAR-V1-NO-AGE | SOLAR-V1-NO-AGE | SOLAR-V1-NO-AGE | SOLAR-V1-NO-AGE
DEU | Germany | Stulln |  | WKS0062339 | 5 | 49.4287 | 12.1467 | Solar | [5 empty] | Wiki-Solar | https://www.wiki-solar.org | Wiki-Solar | [10 empty] | 6.99 | 7.57 | 7.57 | 7.10 | 7.02 | SOLAR-V1-NO-AGE | SOLAR-V1-NO-AGE | SOLAR-V1-NO-AGE | SOLAR-V1-NO-AGE | SOLAR-V1-NO-AGE
DEU | Germany | Mutterstadt Solar Power Plant |  | WRI1030285 | 1.6 | 49.4366 | 8.3190 | Solar | [5 empty] | Juwi Solar GmbH | http://www.juwi.com | Industry About | 1074738 | [9 empty] | 2.20 | 2.23 | 2.19 | 2.19 | 2.18 | SOLAR-V1-NO-AGE | SOLAR-V1-NO-AGE | SOLAR-V1-NO-AGE | SOLAR-V1-NO-AGE | SOLAR-V1-NO-AGE
DEU | Germany | Eckendorf Solar Power Plant |  | WRI1030284 | 1.6 | 49.4455 | 12.2285 | Solar | [5 empty] | Juwi Solar GmbH | http://www.juwi.com | Industry About | [10 empty] | 2.20 | 2.18 | 2.18 | 2.10 | 2.07 | SOLAR-V1-NO-AGE | SOLAR-V1-NO-AGE | SOLAR-V1-NO-AGE | SOLAR-V1-NO-AGE | SOLAR-V1-NO-AGE
DEU | Germany | Ahorn Solar Power Plant |  | WRI1030283 | 6.4 | 49.4594 | 9.5163 | Solar | [5 empty] | Management Capital Invest (MCG) | http://www.mcg-group.com | Industry About | [10 empty] | 8.99 | 9.37 | 9.37 | 9.47 | 9.5 | SOLAR-V1-NO-AGE | SOLAR-V1-NO-AGE | SOLAR-V1-NO-AGE | SOLAR-V1-NO-AGE | SOLAR-V1-NO-AGE
DEU | Germany | Sankt Wendel Solar Power Plant |  | WRI1030282 | 3.3 | 49.4819 | 7.1247 | Solar | [5 empty] | Solarpark St. Wendel GmbH | https://www.enovos.de | Industry About | [10 empty] | 4.61 | 4.73 | 4.81 | 4.75 | 4.8 | NO-ESTIMATION | NO-ESTIMATION | NO-ESTIMATION | NO-ESTIMATION | CAPACITY-FACTOR-V1
DEU | Germany | Langenzenn Solar Power Plant |  | WRI1030281 | 2.2 | 49.4844 | 10.7900 | Solar | [5 empty] | Solarpark Rodenï¿½s GmbH | http://www.solarpark-rodenaes.de | Industry About | [10 empty] | 3.15 | 3.08 | 3.08 | 3.10 | 3.05 | NO-ESTIMATION | NO-ESTIMATION | NO-ESTIMATION | NO-ESTIMATION | CAPACITY-FACTOR-V1
DEU | Germany | Heddesheim |  | WKS0062528 | 8 | 49.5136 | 8.6325 | Solar | [5 empty] | Wiki-Solar | https://www.wiki-solar.org | Wiki-Solar | [10 empty] | 11.47 | 12.00 | 11.81 | 11.98 | 12 | NO-ESTIMATION | NO-ESTIMATION | NO-ESTIMATION | NO-ESTIMATION | CAPACITY-FACTOR-V1
DEU | Germany | Freisen |  | WKS0062340 | 5.2 | 49.5233 | 7.2210 | Solar | [5 empty] | Wiki-Solar | https://www.wiki-solar.org | Wiki-Solar | [10 empty] | 7.41 | 7.73 | 7.83 | 7.89 | 7.85 | HYDRO-V1 | HYDRO-V1 | HYDRO-V1 | HYDRO-V1 | HYDRO-V1
DEU | Germany | Weiskirchen D1 |  | WKS0068316 | 10 | 49.5240 | 6.8050 | Solar | [5 empty] | Wiki-Solar | https://www.wiki-solar.org | Wiki-Solar | [10 empty] | 14.03 | 14.97 | 15.08 | 14.62 | 15.03 | HYDRO-V1 | HYDRO-V1 | HYDRO-V1 | HYDRO-V1 | HYDRO-V1
DEU | Germany | Hettenleidelheim Solar Power Plant |  | WRI1030280 | 1.4 | 49.5418 | 8.0814 | Solar | [5 empty] | Juwi Solar GmbH | http://www.juwi.com | Industry About | 1074740 | [9 empty] | 1.91 | 1.91 | 1.88 | 1.87 | 1.86 | HYDRO-V1 | HYDRO-V1 | HYDRO-V1 | HYDRO-V1 | HYDRO-V1
DEU | Germany | TÃ¤nnesberg |  | WKS0061990 | 4.6 | 49.5440 | 12.3280 | Solar | [5 empty] | Wiki-Solar | https://www.wiki-solar.org | Wiki-Solar | [10 empty] | 6.75 | 6.91 | 6.95 | 6.61 | 6.46 | HYDRO-V1 | HYDRO-V1 | HYDRO-V1 | HYDRO-V1 | HYDRO-V1
DEU | Germany | Beerfelden Solar Power Plant |  | WRI1030279 | 1.4 | 49.5600 | 8.9561 | Solar | [5 empty] | Conecon GmbH | http://www.conecon.com | Industry About | [10 empty] | 1.88 | 1.88 | 1.88 | 1.87 | 1.87 | SOLAR-V1-NO-AGE | SOLAR-V1-NO-AGE | SOLAR-V1-NO-AGE | SOLAR-V1-NO-AGE | SOLAR-V1-NO-AGE
DEU | Germany | Heckfeld Solar Power Plant |  | WRI1030278 | 1.9 | 49.5608 | 9.6203 | Solar | [5 empty] | Gehrlicher Solar AG | http://www.gehrlicher.com | Industry About | [10 empty] | 2.50 | 2.53 | 2.51 | 2.54 | 2.5 | SOLAR-V1-NO-AGE | SOLAR-V1-NO-AGE | SOLAR-V1-NO-AGE | SOLAR-V1-NO-AGE | SOLAR-V1-NO-AGE
DEU | Germany | Mï¿½nchweiler Solar Power Plant |  | WRI1030277 | 1.7 | 49.5609 | 7.8950 | Solar | [5 empty] | Pfalzsolar GmbH | http://pfalzsolar.de | Industry About | [10 empty] | 2.28 | 2.27 | 2.27 | 2.29 | 2.27 | SOLAR-V1-NO-AGE | SOLAR-V1-NO-AGE | SOLAR-V1-NO-AGE | SOLAR-V1-NO-AGE | SOLAR-V1-NO-AGE
DEU | Germany | Oberlauda Solar Power Plant |  | WRI1030276 | 2.2 | 49.5703 | 9.6413 | Solar | [5 empty] | Juwi Solar GmbH | http://www.juwi.com | Industry About | [10 empty] | 3.18 | 3.08 | 3.07 | 3.11 | 3.05 | NO-ESTIMATION | NO-ESTIMATION | NO-ESTIMATION | NO-ESTIMATION | CAPACITY-FACTOR-V1
DEU | Germany | Gelchsheim Solar Power Plant |  | WRI1030275 | 3.3 | 49.5750 | 10.0001 | Solar | [5 empty] | GP Joule GmbH | http://www.gp-joule.eu | Industry About | [10 empty] | 4.62 | 4.72 | 4.75 | 4.80 | 4.8 | NO-ESTIMATION | NO-ESTIMATION | NO-ESTIMATION | NO-ESTIMATION | CAPACITY-FACTOR-V1
DEU | Germany | Gollhofen Solar Power Plant |  | WRI1030274 | 3 | 49.5756 | 10.1884 | Solar | [5 empty] | Solar-Konzept GmbH | http://www.solar-konzept.de | Industry About | [10 empty] | 4.25 | 4.33 | 4.35 | 4.33 | 4.31 | NO-ESTIMATION | NO-ESTIMATION | NO-ESTIMATION | NO-ESTIMATION | CAPACITY-FACTOR-V1
DEU | Germany | Dittwar Solar Power Plant |  | WRI1030273 | 1.8 | 49.5806 | 9.6518 | Solar | [5 empty] | Juwi Solar GmbH | http://www.juwi.com | Industry About | [10 empty] | 2.36 | 2.39 | 2.38 | 2.40 | 2.37 | HYDRO-V1 | HYDRO-V1 | HYDRO-V1 | HYDRO-V1 | HYDRO-V1
DEU | Germany | Bolzhausen |  | WKS0069389 | 4.1 | 49.5960 | 10.0380 | Solar | [5 empty] | Wiki-Solar | https://www.wiki-solar.org | Wiki-Solar | [10 empty] | 5.72 | 5.85 | 5.91 | 5.97 | 5.95 | NO-ESTIMATION | NO-ESTIMATION | NO-ESTIMATION | NO-ESTIMATION | CAPACITY-FACTOR-V1
DEU | Germany | Nohfelden |  | WKS0062341 | 5.1 | 49.6093 | 7.0495 | Solar | [5 empty] | Wiki-Solar | https://www.wiki-solar.org | Wiki-Solar | [10 empty] | 7.21 | 7.57 | 7.72 | 7.59 | 7.63 | HYDRO-V1 | HYDRO-V1 | HYDRO-V1 | HYDRO-V1 | HYDRO-V1
DEU | Germany | Martinsheim B |  | WKS0073649 | 5 | 49.6172 | 10.1692 | Solar | [5 empty] | Wiki-Solar | https://www.wiki-solar.org | Wiki-Solar | [10 empty] | 7.08 | 7.43 | 7.53 | 7.51 | 7.49 | NO-ESTIMATION | NO-ESTIMATION | NO-ESTIMATION | NO-ESTIMATION | CAPACITY-FACTOR-V1
DEU | Germany | Haag Solar Power Plant |  | WRI1030272 | 5.5 | 49.6267 | 10.6237 | Solar | [5 empty] | Gehrlicher Solar AG | http://www.gehrlicher.com | Industry About | [10 empty] | 7.74 | 8.23 | 8.28 | 8.07 | 7.9 | NO-ESTIMATION | NO-ESTIMATION | NO-ESTIMATION | NO-ESTIMATION | CAPACITY-FACTOR-V1
DEU | Germany | Vilseck Solar Power Plant |  | WRI1030271 | 10 | 49.6282 | 11.7526 | Solar | [5 empty] | GP Joule GmbH | http://www.gp-joule.eu | Industry About | 1089702 | [9 empty] | 13.86 | 15.06 | 15.05 | 14.19 | 14.07 | NO-ESTIMATION | NO-ESTIMATION | NO-ESTIMATION | NO-ESTIMATION | CAPACITY-FACTOR-V1
DEU | Germany | Seinsheim A |  | WKS0068015 | 4.5 | 49.6337 | 10.1839 | Solar | [5 empty] | Wiki-Solar | https://www.wiki-solar.org | Wiki-Solar | [10 empty] | 6.29 | 6.46 | 6.54 | 6.54 | 6.52 | NO-ESTIMATION | NO-ESTIMATION | NO-ESTIMATION | NO-ESTIMATION | CAPACITY-FACTOR-V1
DEU | Germany | Bubenreuth D1 |  | WKS0068323 | 6.5 | 49.6380 | 11.0220 | Solar | [5 empty] | Wiki-Solar | https://www.wiki-solar.org | Wiki-Solar | [10 empty] | 8.82 | 9.64 | 9.68 | 9.17 | 9.16 | NO-ESTIMATION | NO-ESTIMATION | NO-ESTIMATION | NO-ESTIMATION | CAPACITY-FACTOR-V1
DEU | Germany | Obernbreit 2 |  | WKS0067993 | 7 | 49.6410 | 10.1780 | Solar | [5 empty] | Wiki-Solar | https://www.wiki-solar.org | Wiki-Solar | [10 empty] | 9.75 | 10.27 | 10.39 | 10.35 | 10.32 | SOLAR-V1-NO-AGE | SOLAR-V1-NO-AGE | SOLAR-V1-NO-AGE | SOLAR-V1-NO-AGE | SOLAR-V1-NO-AGE
DEU | Germany | Rockenhausen Solar Power Plant |  | WRI1030270 | 1.8 | 49.6411 | 7.8412 | Solar | [5 empty] | Pfalzsolar GmbH | http://pfalzsolar.de | Industry About | 1109327 | [9 empty] | 2.37 | 2.37 | 2.39 | 2.39 | 2.38 | SOLAR-V1-NO-AGE | SOLAR-V1-NO-AGE | SOLAR-V1-NO-AGE | SOLAR-V1-NO-AGE | SOLAR-V1-NO-AGE
DEU | Germany | Markt-Bibart 1 |  | WKS0067991 | 5 | 49.6416 | 10.4336 | Solar | [5 empty] | Wiki-Solar | https://www.wiki-solar.org | Wiki-Solar | [10 empty] | 7.07 | 7.52 | 7.56 | 7.42 | 7.21 | SOLAR-V1-NO-AGE | SOLAR-V1-NO-AGE | SOLAR-V1-NO-AGE | SOLAR-V1-NO-AGE | SOLAR-V1-NO-AGE
DEU | Germany | BÃ¼rstadt |  | WKS0060364 | 5 | 49.6472 | 8.4638 | Solar | [5 empty] | Wiki-Solar | https://www.wiki-solar.org | Wiki-Solar | [10 empty] | 7.25 | 7.53 | 7.43 | 7.55 | 7.56 | HYDRO-V1 | HYDRO-V1 | HYDRO-V1 | HYDRO-V1 | HYDRO-V1
DEU | Germany | Giebelstadt Solar Power Plant |  | WRI1030269 | 28 | 49.6499 | 9.9653 | Solar | [5 empty] | Solar-Konzept GmbH | http://www.solar-konzept.de | Industry About | [10 empty] | 38.49 | 39.90 | 40.48 | 40.52 | 40.41 | SOLAR-V1-NO-AGE | SOLAR-V1-NO-AGE | SOLAR-V1-NO-AGE | SOLAR-V1-NO-AGE | SOLAR-V1-NO-AGE
DEU | Germany | Markt-Bibart 2 |  | WKS0067992 | 4.6 | 49.6567 | 10.4056 | Solar | [5 empty] | Wiki-Solar | https://www.wiki-solar.org | Wiki-Solar | [10 empty] | 6.65 | 7.00 | 7.08 | 6.97 | 6.78 | HYDRO-V1 | HYDRO-V1 | HYDRO-V1 | HYDRO-V1 | HYDRO-V1
DEU | Germany | Schneebergerhof Solar Power Plant |  | WRI1030268 | 1.1 | 49.6779 | 7.8911 | Solar | [5 empty] | Juwi Solar GmbH | http://www.juwi.com | Industry About | 1054797 | [9 empty] | 1.44 | 1.50 | 1.47 | 1.47 | 1.46 | SOLAR-V1-NO-AGE | SOLAR-V1-NO-AGE | SOLAR-V1-NO-AGE | SOLAR-V1-NO-AGE | SOLAR-V1-NO-AGE
DEU | Germany | Richelbach Solar Power Plant |  | WRI1030267 | 14.3 | 49.6838 | 9.3871 | Solar | [5 empty] | GP Joule GmbH | http://www.gp-joule.eu | Industry About | [10 empty] | 20.93 | 21.54 | 21.57 | 21.65 | 21.88 | NO-ESTIMATION | NO-ESTIMATION | NO-ESTIMATION | NO-ESTIMATION | CAPACITY-FACTOR-V1
DEU | Germany | GrafenwÃ¶hr |  | WKS0061986 | 16 | 49.6840 | 11.9780 | Solar | [5 empty] | Wiki-Solar | https://www.wiki-solar.org | Wiki-Solar | [10 empty] | 22.73 | 24.53 | 24.36 | 23.45 | 23.21 | NO-ESTIMATION | NO-ESTIMATION | NO-ESTIMATION | NO-ESTIMATION | CAPACITY-FACTOR-V1
DEU | Germany | Moos Solar Power Plant |  | WRI1030266 | 15.8 | 49.6845 | 9.8697 | Solar | [5 empty] | Phoenix Solar AG | http://www.phoenixsolar-group.com | Industry About | 1086144 | [9 empty] | 22.83 | 23.83 | 24.17 | 24.19 | 24.13 | SOLAR-V1-NO-AGE | SOLAR-V1-NO-AGE | SOLAR-V1-NO-AGE | SOLAR-V1-NO-AGE | SOLAR-V1-NO-AGE
DEU | Germany | Vestenbergsgreuth |  | WKS0060370 | 4.8 | 49.6925 | 10.6360 | Solar | [5 empty] | Wiki-Solar | https://www.wiki-solar.org | Wiki-Solar | [10 empty] | 7.39 | 7.80 | 7.86 | 7.68 | 7.51 | HYDRO-V1 | HYDRO-V1 | HYDRO-V1 | HYDRO-V1 | HYDRO-V1
DEU | Germany | Ilbesheim Solar Power Plant |  | WRI1030265 | 6.4 | 49.6931 | 8.0423 | Solar | [5 empty] | Juwi Solar GmbH | http://www.juwi.com | Industry About | [10 empty] | 9.14 | 9.34 | 9.37 | 9.56 | 9.53 | NO-ESTIMATION | NO-ESTIMATION | NO-ESTIMATION | NO-ESTIMATION | CAPACITY-FACTOR-V1
DEU | Germany | Schiersfeld D1 |  | WKS0068334 | 7.7 | 49.6960 | 7.7860 | Solar | [5 empty] | Wiki-Solar | https://www.wiki-solar.org | Wiki-Solar | [10 empty] | 11.09 | 11.30 | 11.43 | 11.41 | 11.51 | SOLAR-V1-NO-AGE | SOLAR-V1-NO-AGE | SOLAR-V1-NO-AGE | SOLAR-V1-NO-AGE | SOLAR-V1-NO-AGE
DEU | Germany | Dobenreuth |  | WKS0061992 | 4 | 49.6966 | 11.1372 | Solar | [5 empty] | Wiki-Solar | https://www.wiki-solar.org | Wiki-Solar | [10 empty] | 5.46 | 5.78 | 5.84 | 5.60 | 5.63 | NO-ESTIMATION | NO-ESTIMATION | NO-ESTIMATION | NO-ESTIMATION | CAPACITY-FACTOR-V1
DEU | Germany | Oberwinterbach A |  | WKS0067819 | 10 | 49.7005 | 10.6404 | Solar | [5 empty] | Wiki-Solar | https://www.wiki-solar.org | Wiki-Solar | [10 empty] | 14.03 | 14.98 | 15.07 | 14.72 | 14.4 | HYDRO-V1 | HYDRO-V1 | HYDRO-V1 | HYDRO-V1 | HYDRO-V1
DEU | Germany | Freimersheim Solar Power Plant |  | WRI1030264 | 7.3 | 49.7028 | 8.0716 | Solar | [5 empty] | Juwi Solar GmbH | http://www.juwi.com | Industry About | [10 empty] | 10.44 | 10.69 | 10.72 | 10.94 | 10.91 | SOLAR-V1-NO-AGE | SOLAR-V1-NO-AGE | SOLAR-V1-NO-AGE | SOLAR-V1-NO-AGE | SOLAR-V1-NO-AGE
DEU | Germany | Ernsthof Solar Power Plant |  | WRI1030263 | 34.4 | 49.7081 | 9.4810 | Solar | [5 empty] | Sunics Solar GmbH | http://www.sunics-solar.de | Industry About | [10 empty] | 48.02 | 49.52 | 49.54 | 49.97 | 49.86 | SOLAR-V1-NO-AGE | SOLAR-V1-NO-AGE | SOLAR-V1-NO-AGE | SOLAR-V1-NO-AGE | SOLAR-V1-NO-AGE
DEU | Germany | Reichenberg B1 |  | WKS0066148 | 8 | 49.7149 | 9.9205 | Solar | [5 empty] | Wiki-Solar | https://www.wiki-solar.org | Wiki-Solar | [10 empty] | 11.23 | 11.81 | 12.00 | 11.98 | 11.87 | SOLAR-V1-NO-AGE | SOLAR-V1-NO-AGE | SOLAR-V1-NO-AGE | SOLAR-V1-NO-AGE | SOLAR-V1-NO-AGE
DEU | Germany | Repperndorf Solar Power Plant |  | WRI1030262 | 8.3 | 49.7492 | 10.1044 | Solar | [5 empty] | Belectric | http://www.belectric.com | Industry About | 1085920 | [9 empty] | 11.36 | 11.97 | 12.16 | 12.14 | 12.05 | SOLAR-V1-NO-AGE | SOLAR-V1-NO-AGE | SOLAR-V1-NO-AGE | SOLAR-V1-NO-AGE | SOLAR-V1-NO-AGE
DEU | Germany | Waldbrunn BY |  | WKS0068658 | 5 | 49.7506 | 9.8011 | Solar | [5 empty] | Wiki-Solar | https://www.wiki-solar.org | Wiki-Solar | [10 empty] | 7.07 | 7.51 | 7.57 | 7.47 | 7.35 | SOLAR-V1-NO-AGE | SOLAR-V1-NO-AGE | SOLAR-V1-NO-AGE | SOLAR-V1-NO-AGE | SOLAR-V1-NO-AGE
DEU | Germany | Mehringer hÃ¶he |  | WKS0060458 | 5.7 | 49.7700 | 6.8510 | Solar | [5 empty] | Wiki-Solar | https://www.wiki-solar.org | Wiki-Solar | [10 empty] | 7.79 | 8.51 | 8.55 | 8.10 | 8.52 | SOLAR-V1-NO-AGE | SOLAR-V1-NO-AGE | SOLAR-V1-NO-AGE | SOLAR-V1-NO-AGE | SOLAR-V1-NO-AGE
DEU | Germany | Kleinlangheim |  | WKS0065382 | 5.5 | 49.7786 | 10.2971 | Solar | [5 empty] | Wiki-Solar | https://www.wiki-solar.org | Wiki-Solar | [10 empty] | 7.74 | 8.23 | 8.28 | 8.15 | 7.9 | NO-ESTIMATION | NO-ESTIMATION | NO-ESTIMATION | NO-ESTIMATION | CAPACITY-FACTOR-V1
DEU | Germany | Dï¿½llstadt Solar Power Plant |  | WRI1030261 | 6.1 | 49.7912 | 10.2599 | Solar | [5 empty] | Belectric | http://www.belectric.com | Industry About | [10 empty] | 8.49 | 9.03 | 9.08 | 8.94 | 8.67 | HYDRO-V1 | HYDRO-V1 | HYDRO-V1 | HYDRO-V1 | HYDRO-V1
DEU | Germany | Kempfeld Solar Power Plant |  | WRI1030260 | 2.7 | 49.7936 | 7.2509 | Solar | [5 empty] | SYBAC Solar GmbH | http://www.sybac-solar.de | Industry About | [10 empty] | 3.87 | 3.80 | 3.81 | 3.82 | 3.84 | NO-ESTIMATION | NO-ESTIMATION | NO-ESTIMATION | NO-ESTIMATION | CAPACITY-FACTOR-V1
DEU | Germany | Hasloch A |  | WKS0073110 | 4 | 49.7956 | 9.4714 | Solar | [5 empty] | Wiki-Solar | https://www.wiki-solar.org | Wiki-Solar | [10 empty] | 5.63 | 5.72 | 5.78 | 5.87 | 5.84 | NO-ESTIMATION | NO-ESTIMATION | NO-ESTIMATION | NO-ESTIMATION | CAPACITY-FACTOR-V1
DEU | Germany | Kenn |  | WKS0060306 | 5.6 | 49.7965 | 6.7393 | Solar | [5 empty] | Wiki-Solar | https://www.wiki-solar.org | Wiki-Solar | [10 empty] | 7.68 | 8.38 | 8.42 | 7.98 | 8.39 | NO-ESTIMATION | NO-ESTIMATION | NO-ESTIMATION | NO-ESTIMATION | CAPACITY-FACTOR-V1
DEU | Germany | Leiwen Solar Power Plant |  | WRI1030259 | 3.6 | 49.8005 | 6.8730 | Solar | [5 empty] | Pfalzsolar GmbH | http://pfalzsolar.de | Industry About | 1090050 | [9 empty] | 4.92 | 5.20 | 5.27 | 5.05 | 5.21 | NO-ESTIMATION | NO-ESTIMATION | NO-ESTIMATION | NO-ESTIMATION | CAPACITY-FACTOR-V1
DEU | Germany | Morbach Solar Power Plant |  | WRI1030258 | 1.1 | 49.8261 | 7.1060 | Solar | [5 empty] | Solarpark Morbacher Energielandschaft | http://www.juwi.com | Industry About | 1057824 | [9 empty] | 1.39 | 1.46 | 1.46 | 1.38 | 1.44 | SOLAR-V1-NO-AGE | SOLAR-V1-NO-AGE | SOLAR-V1-NO-AGE | SOLAR-V1-NO-AGE | SOLAR-V1-NO-AGE
DEU | Germany | Wï¿½rrstadt Solar Power Plant |  | WRI1030257 | 5.6 | 49.8289 | 8.1322 | Solar | [5 empty] | Juwi Solar GmbH | http://www.juwi.com | Industry About | [10 empty] | 8.08 | 8.26 | 8.26 | 8.43 | 8.45 | HYDRO-V1 | HYDRO-V1 | HYDRO-V1 | HYDRO-V1 | HYDRO-V1
DEU | Germany | Schwarzach am Main |  | WKS0060271 | 6.1 | 49.8417 | 10.2597 | Solar | [5 empty] | Wiki-Solar | https://www.wiki-solar.org | Wiki-Solar | [10 empty] | 8.49 | 9.05 | 9.08 | 8.94 | 8.67 | NO-ESTIMATION | NO-ESTIMATION | NO-ESTIMATION | NO-ESTIMATION | CAPACITY-FACTOR-V1
DEU | Germany | Hinzerath Solar Power Plant |  | WRI1030256 | 1.4 | 49.8430 | 7.1833 | Solar | [5 empty] | Conecon GmbH | http://www.conecon.com | Industry About | [10 empty] | 1.80 | 1.86 | 1.88 | 1.79 | 1.86 | NO-ESTIMATION | NO-ESTIMATION | NO-ESTIMATION | NO-ESTIMATION | CAPACITY-FACTOR-V1
DEU | Germany | Trier |  | WKS0060190 | 8.4 | 49.8540 | 6.7800 | Solar | [5 empty] | Wiki-Solar | https://www.wiki-solar.org | Wiki-Solar | [10 empty] | 11.19 | 12.26 | 12.30 | 11.69 | 12.19 | NO-ESTIMATION | NO-ESTIMATION | NO-ESTIMATION | NO-ESTIMATION | CAPACITY-FACTOR-V1
DEU | Germany | Pferdsfeld Solar Power Plant |  | WRI1030255 | 28.5 | 49.8594 | 7.5919 | Solar | [5 empty] | SYBAC Solar GmbH | http://www.sybac-solar.de | Industry About | 1097584 | [9 empty] | 39.03 | 40.57 | 41.12 | 40.89 | 40.81 | NO-ESTIMATION | NO-ESTIMATION | NO-ESTIMATION | NO-ESTIMATION | CAPACITY-FACTOR-V1
DEU | Germany | Riedstadt-Leeheim Solar Power Plant |  | WRI1030254 | 1.9 | 49.8612 | 8.4595 | Solar | [5 empty] | ï¿½WG Solar GmbH | http://www.juwi.com | Industry About | [10 empty] | 2.51 | 2.52 | 2.52 | 2.53 | 2.52 | NO-ESTIMATION | NO-ESTIMATION | NO-ESTIMATION | NO-ESTIMATION | CAPACITY-FACTOR-V1
DEU | Germany | Pï¿½ssensheim Solar Power Plant |  | WRI1030253 | 5.5 | 49.8810 | 10.1332 | Solar | [5 empty] | GP Joule GmbH | http://www.gp-joule.eu | Industry About | [10 empty] | 7.74 | 8.23 | 8.28 | 8.18 | 7.96 | SOLAR-V1-NO-AGE | SOLAR-V1-NO-AGE | SOLAR-V1-NO-AGE | SOLAR-V1-NO-AGE | SOLAR-V1-NO-AGE
DEU | Germany | Haidenaab Solar Power Plant |  | WRI1030252 | 3.2 | 49.8838 | 11.8316 | Solar | [5 empty] | CEE PVF Haidenaab GmbH & Co KG | http://www.cee-holding.de | Industry About | 1097570 | [9 empty] | 4.98 | 4.70 | 4.50 | 4.39 | 4.26 | HYDRO-V1 | HYDRO-V1 | HYDRO-V1 | HYDRO-V1 | HYDRO-V1
DEU | Germany | Idenheim Solar Power Plant |  | WRI1030251 | 3.9 | 49.8895 | 6.5593 | Solar | [5 empty] | SYBAC Solar GmbH | http://www.sybac-solar.de | Industry About | [10 empty] | 5.32 | 5.65 | 5.61 | 5.48 | 5.62 | SOLAR-V1-NO-AGE | SOLAR-V1-NO-AGE | SOLAR-V1-NO-AGE | SOLAR-V1-NO-AGE | SOLAR-V1-NO-AGE
DEU | Germany | Marktheidenfeld |  | WKS0066376 | 6.7 | 49.8910 | 9.6050 | Solar | [5 empty] | Wiki-Solar | https://www.wiki-solar.org | Wiki-Solar | [10 empty] | 9.33 | 9.78 | 9.91 | 9.97 | 9.84 | NO-ESTIMATION | NO-ESTIMATION | NO-ESTIMATION | NO-ESTIMATION | CAPACITY-FACTOR-V1
DEU | Germany | Preist Solar Power Plant |  | WRI1030250 | 2.6 | 49.9110 | 6.6424 | Solar | [5 empty] | SYBAC Solar GmbH | http://www.sybac-solar.de | Industry About | [10 empty] | 3.60 | 3.63 | 3.65 | 3.58 | 3.64 | SOLAR-V1-NO-AGE | SOLAR-V1-NO-AGE | SOLAR-V1-NO-AGE | SOLAR-V1-NO-AGE | SOLAR-V1-NO-AGE
DEU | Germany | Immenreuth Solar Power Plant |  | WRI1030249 | 5.8 | 49.9171 | 11.8802 | Solar | [5 empty] | Enerparc AG | http://www.enerparc.de | Industry About | [10 empty] | 8.65 | 8.64 | 8.16 | 8.02 | 7.8 | SOLAR-V1-NO-AGE | SOLAR-V1-NO-AGE | SOLAR-V1-NO-AGE | SOLAR-V1-NO-AGE | SOLAR-V1-NO-AGE
DEU | Germany | Himmelstadt Solar Power Plant |  | WRI1030248 | 4.3 | 49.9244 | 9.7401 | Solar | [5 empty] | Enerparc AG | http://www.enerparc.de | Industry About | 1096859 | [9 empty] | 5.97 | 6.15 | 6.27 | 6.20 | 6.01 | SOLAR-V1-NO-AGE | SOLAR-V1-NO-AGE | SOLAR-V1-NO-AGE | SOLAR-V1-NO-AGE | SOLAR-V1-NO-AGE
DEU | Germany | Laudenbach I |  | WKS0063140 | 6.7 | 49.9250 | 9.7380 | Solar | [5 empty] | Wiki-Solar | https://www.wiki-solar.org | Wiki-Solar | [10 empty] | 9.29 | 9.89 | 9.95 | 9.82 | 9.48 | SOLAR-V1-NO-AGE | SOLAR-V1-NO-AGE | SOLAR-V1-NO-AGE | SOLAR-V1-NO-AGE | SOLAR-V1-NO-AGE
DEU | Germany | Laudenbach II |  | WKS0060117 | 11.1 | 49.9250 | 9.7380 | Solar | [5 empty] | Wiki-Solar | https://www.wiki-solar.org | Wiki-Solar | [10 empty] | 15.92 | 16.95 | 17.04 | 16.88 | 16.37 | SOLAR-V1-NO-AGE | SOLAR-V1-NO-AGE | SOLAR-V1-NO-AGE | SOLAR-V1-NO-AGE | SOLAR-V1-NO-AGE
DEU | Germany | Alitzheim Solar Power Plant |  | WRI1030247 | 8.5 | 49.9294 | 10.3305 | Solar | [5 empty] | Belectric | http://www.belectric.com | Industry About | [10 empty] | 11.26 | 12.38 | 12.42 | 11.89 | 11.76 | SOLAR-V1-NO-AGE | SOLAR-V1-NO-AGE | SOLAR-V1-NO-AGE | SOLAR-V1-NO-AGE | SOLAR-V1-NO-AGE
DEU | Germany | Herforst Solar Power Plant |  | WRI1030246 | 1.6 | 49.9469 | 6.6864 | Solar | [5 empty] | SYBAC Solar GmbH | http://www.sybac-solar.de | Industry About | [10 empty] | 2.09 | 2.18 | 2.19 | 2.11 | 2.18 | SOLAR-V1-NO-AGE | SOLAR-V1-NO-AGE | SOLAR-V1-NO-AGE | SOLAR-V1-NO-AGE | SOLAR-V1-NO-AGE
DEU | Germany | Waldalgesheim Solar Power Plant |  | WRI1030245 | 2.5 | 49.9474 | 7.8113 | Solar | [5 empty] | Juwi Solar GmbH | http://www.juwi.com | Industry About | [10 empty] | 3.58 | 3.50 | 3.52 | 3.53 | 3.49 | NO-ESTIMATION | NO-ESTIMATION | NO-ESTIMATION | NO-ESTIMATION | CAPACITY-FACTOR-V1
DEU | Germany | Beilingen Solar Power Plant |  | WRI1030244 | 2.1 | 49.9496 | 6.6737 | Solar | [5 empty] | SYBAC Solar GmbH | http://www.sybac-solar.de | Industry About | 1097590 | [9 empty] | 2.94 | 2.94 | 2.97 | 2.94 | 2.97 | NO-ESTIMATION | NO-ESTIMATION | NO-ESTIMATION | NO-ESTIMATION | CAPACITY-FACTOR-V1
DEU | Germany | ThÃ¼ngen |  | WKS0060060 | 18 | 49.9555 | 9.8545 | Solar | [5 empty] | Wiki-Solar | https://www.wiki-solar.org | Wiki-Solar | [10 empty] | 26.13 | 27.62 | 27.77 | 27.57 | 26.96 | NO-ESTIMATION | NO-ESTIMATION | NO-ESTIMATION | NO-ESTIMATION | CAPACITY-FACTOR-V1
DEU | Germany | Brimingen Solar Power Plant |  | WRI1030243 | 1.9 | 49.9700 | 6.3503 | Solar | [5 empty] | Pfalzsolar GmbH | http://pfalzsolar.de | Industry About | [10 empty] | 2.40 | 2.53 | 2.50 | 2.46 | 2.5 | NO-ESTIMATION | NO-ESTIMATION | NO-ESTIMATION | NO-ESTIMATION | CAPACITY-FACTOR-V1
DEU | Germany | Leimershof |  | WKS0060080 | 13.8 | 49.9829 | 10.9643 | Solar | [5 empty] | Wiki-Solar | https://www.wiki-solar.org | Wiki-Solar | [10 empty] | 19.51 | 21.16 | 21.14 | 20.29 | 20.16 | NO-ESTIMATION | NO-ESTIMATION | NO-ESTIMATION | NO-ESTIMATION | CAPACITY-FACTOR-V1
DEU | Germany | Spangdahlem Solar Power Plant |  | WRI1030242 | 2.1 | 49.9831 | 6.6885 | Solar | [5 empty] | SYBAC Solar GmbH | http://www.sybac-solar.de | Industry About | [10 empty] | 2.94 | 2.94 | 2.97 | 2.94 | 2.97 | HYDRO-V1 | HYDRO-V1 | HYDRO-V1 | HYDRO-V1 | HYDRO-V1
DEU | Germany | Bitburg |  | WKS0060303 | 5.6 | 49.9870 | 6.5630 | Solar | [5 empty] | Wiki-Solar | https://www.wiki-solar.org | Wiki-Solar | [10 empty] | 7.68 | 8.38 | 8.34 | 8.00 | 8.34 | SOLAR-V1-NO-AGE | SOLAR-V1-NO-AGE | SOLAR-V1-NO-AGE | SOLAR-V1-NO-AGE | SOLAR-V1-NO-AGE
DEU | Germany | Bergrheinfeld - S&Z Solar Power Plant |  | WRI1030241 | 2.4 | 49.9889 | 10.1566 | Solar | [5 empty] | S & Z Energiesysteme GmbH | http://www.suz-energiesysteme.de | Industry About | [10 empty] | 3.42 | 3.35 | 3.36 | 3.37 | 3.32 | SOLAR-V1-NO-AGE | SOLAR-V1-NO-AGE | SOLAR-V1-NO-AGE | SOLAR-V1-NO-AGE | SOLAR-V1-NO-AGE
DEU | Germany | Stockstadt am Main Solar Power Plant |  | WRI1030240 | 2.5 | 49.9932 | 9.0579 | Solar | [5 empty] | Conecon GmbH | http://www.conecon.com | Industry About | [10 empty] | 3.65 | 3.51 | 3.51 | 3.44 | 3.51 | SOLAR-V1-NO-AGE | SOLAR-V1-NO-AGE | SOLAR-V1-NO-AGE | SOLAR-V1-NO-AGE | SOLAR-V1-NO-AGE
DEU | Germany | Goldbach Solar Power Plant |  | WRI1030239 | 2.8 | 49.9990 | 9.2008 | Solar | [5 empty] | Conecon GmbH | http://www.conecon.com | Industry About | [10 empty] | 4.05 | 3.96 | 3.98 | 4.01 | 3.99 | SOLAR-V1-NO-AGE | SOLAR-V1-NO-AGE | SOLAR-V1-NO-AGE | SOLAR-V1-NO-AGE | SOLAR-V1-NO-AGE
DEU | Germany | Stadelhofen 1 |  | WKS0063296 | 5.5 | 49.9992 | 11.1994 | Solar | [5 empty] | Wiki-Solar | https://www.wiki-solar.org | Wiki-Solar | [10 empty] | 7.65 | 8.29 | 8.28 | 7.95 | 7.73 | SOLAR-V1-NO-AGE | SOLAR-V1-NO-AGE | SOLAR-V1-NO-AGE | SOLAR-V1-NO-AGE | SOLAR-V1-NO-AGE
DEU | Germany | Erlasee Solar Power Plant |  | WRI1030238 | 11.4 | 50.0029 | 9.9204 | Solar | [5 empty] | Gut Erlasee Solarpark | http://www.sagsolar.com | Industry About | [10 empty] | 16.36 | 17.19 | 17.40 | 17.38 | 17.13 | SOLAR-V1-NO-AGE | SOLAR-V1-NO-AGE | SOLAR-V1-NO-AGE | SOLAR-V1-NO-AGE | SOLAR-V1-NO-AGE
DEU | Germany | Buckendorf 1 |  | WKS0063288 | 9.8 | 50.0120 | 11.2421 | Solar | [5 empty] | Wiki-Solar | https://www.wiki-solar.org | Wiki-Solar | [10 empty] | 13.57 | 14.75 | 14.73 | 14.21 | 13.82 | SOLAR-V1-NO-AGE | SOLAR-V1-NO-AGE | SOLAR-V1-NO-AGE | SOLAR-V1-NO-AGE | SOLAR-V1-NO-AGE
DEU | Germany | Jura Solarpark |  | WKS0063286 | 27 | 50.0120 | 11.2421 | Solar | [5 empty] | Wiki-Solar | https://www.wiki-solar.org | Wiki-Solar | [10 empty] | 36.48 | 39.15 | 39.24 | 38.51 | 37.69 | NO-ESTIMATION | NO-ESTIMATION | NO-ESTIMATION | NO-ESTIMATION | CAPACITY-FACTOR-V1
DEU | Germany | Dreieich |  | WKS0061266 | 8 | 50.0230 | 8.6430 | Solar | [5 empty] | Wiki-Solar | https://www.wiki-solar.org | Wiki-Solar | [10 empty] | 11.43 | 11.80 | 11.82 | 12.05 | 12 | NO-ESTIMATION | NO-ESTIMATION | NO-ESTIMATION | NO-ESTIMATION | CAPACITY-FACTOR-V1
DEU | Germany | Hasselbach Solar Power Plant |  | WRI1030237 | 1.9 | 50.0322 | 7.4374 | Solar | [5 empty] | SYBAC Solar GmbH | http://www.sybac-solar.de | Industry About | [10 empty] | 2.48 | 2.51 | 2.51 | 2.51 | 2.53 | HYDRO-V1 | HYDRO-V1 | HYDRO-V1 | HYDRO-V1 | HYDRO-V1
DEU | Germany | Neuenreuth |  | WKS0060258 | 6.3 | 50.0354 | 11.4849 | Solar | [5 empty] | Wiki-Solar | https://www.wiki-solar.org | Wiki-Solar | [10 empty] | 8.67 | 9.38 | 9.29 | 8.81 | 8.74 | HYDRO-V1 | HYDRO-V1 | HYDRO-V1 | HYDRO-V1 | HYDRO-V1
DEU | Germany | Leideneck Solar Power Plant |  | WRI1030236 | 1 | 50.0403 | 7.3650 | Solar | [5 empty] | SYBAC Solar GmbH | http://www.sybac-solar.de | Industry About | [10 empty] | 1.32 | 1.37 | 1.37 | 1.34 | 1.36 | SOLAR-V1-NO-AGE | SOLAR-V1-NO-AGE | SOLAR-V1-NO-AGE | SOLAR-V1-NO-AGE | SOLAR-V1-NO-AGE
DEU | Germany | Zultenberg |  | WKS0060348 | 5 | 50.0486 | 11.3146 | Solar | [5 empty] | Wiki-Solar | https://www.wiki-solar.org | Wiki-Solar | [10 empty] | 6.99 | 7.57 | 7.57 | 7.26 | 7.06 | HYDRO-V1 | HYDRO-V1 | HYDRO-V1 | HYDRO-V1 | HYDRO-V1
DEU | Germany | Hasborn |  | WKS0060308 | 5.6 | 50.0674 | 6.9030 | Solar | [5 empty] | Wiki-Solar | https://www.wiki-solar.org | Wiki-Solar | [10 empty] | 7.68 | 8.38 | 8.39 | 8.00 | 8.29 | NO-ESTIMATION | NO-ESTIMATION | NO-ESTIMATION | NO-ESTIMATION | CAPACITY-FACTOR-V1
DEU | Germany | Rentweinsdorf Solar Power Plant |  | WRI1030235 | 13 | 50.0695 | 10.8322 | Solar | [5 empty] | Belectric | http://www.belectric.com | Industry About | 1085925 | [9 empty] | 18.00 | 19.82 | 19.90 | 19.09 | 18.99 | SOLAR-V1-NO-AGE | SOLAR-V1-NO-AGE | SOLAR-V1-NO-AGE | SOLAR-V1-NO-AGE | SOLAR-V1-NO-AGE
DEU | Germany | NiederÃ¶fflingen |  | WKS0067751 | 5.6 | 50.0750 | 6.8970 | Solar | [5 empty] | Wiki-Solar | https://www.wiki-solar.org | Wiki-Solar | [10 empty] | 7.68 | 8.38 | 8.39 | 8.00 | 8.29 | SOLAR-V1-NO-AGE | SOLAR-V1-NO-AGE | SOLAR-V1-NO-AGE | SOLAR-V1-NO-AGE | SOLAR-V1-NO-AGE
DEU | Germany | Ebern - TUP Solar Power Plant |  | WRI1030234 | 7.1 | 50.0824 | 10.7686 | Solar | [5 empty] | CEE PVF Ebern-TUP GmbH & Co KG | http://www.cee-holding.de | Industry About | [10 empty] | 9.64 | 10.55 | 10.60 | 10.08 | 10.03 | NO-ESTIMATION | NO-ESTIMATION | NO-ESTIMATION | NO-ESTIMATION | CAPACITY-FACTOR-V1
DEU | Germany | Heubach Solar Power Plant |  | WRI1030233 | 4.8 | 50.0879 | 10.7784 | Solar | [5 empty] | Gehrlicher Solar AG | http://www.gehrlicher.com | Industry About | [10 empty] | 7.16 | 7.83 | 7.86 | 7.52 | 7.48 | SOLAR-V1-NO-AGE | SOLAR-V1-NO-AGE | SOLAR-V1-NO-AGE | SOLAR-V1-NO-AGE | SOLAR-V1-NO-AGE
DEU | Germany | Jesserndorf Solar Power Plant |  | WRI1030232 | 1 | 50.0923 | 10.6846 | Solar | [5 empty] | Gehrlicher Solar AG | http://www.gehrlicher.com | Industry About | 1088414 | [9 empty] | 1.28 | 1.37 | 1.37 | 1.30 | 1.28 | NO-ESTIMATION | NO-ESTIMATION | NO-ESTIMATION | NO-ESTIMATION | CAPACITY-FACTOR-V1
DEU | Germany | Gefrees |  | WKS0063347 | 5.5 | 50.0976 | 11.6946 | Solar | [5 empty] | Wiki-Solar | https://www.wiki-solar.org | Wiki-Solar | [10 empty] | 8.31 | 8.28 | 7.87 | 7.72 | 7.49 | HYDRO-V1 | HYDRO-V1 | HYDRO-V1 | HYDRO-V1 | HYDRO-V1
DEU | Germany | Witzleshofen |  | WKS0065385 | 5.5 | 50.1174 | 11.7247 | Solar | [5 empty] | Wiki-Solar | https://www.wiki-solar.org | Wiki-Solar | [10 empty] | 8.31 | 8.28 | 7.87 | 7.72 | 7.49 | HYDRO-V1 | HYDRO-V1 | HYDRO-V1 | HYDRO-V1 | HYDRO-V1
DEU | Germany | Untersteinach Solar Power Plant |  | WRI1030231 | 10 | 50.1422 | 11.5303 | Solar | [5 empty] | Enerparc AG | http://www.enerparc.de | Industry About | [10 empty] | 14.00 | 15.09 | 14.88 | 14.19 | 14.05 | HYDRO-V1 | HYDRO-V1 | HYDRO-V1 | HYDRO-V1 | HYDRO-V1
DEU | Germany | Ellscheid Solar Power Plant |  | WRI1030230 | 5 | 50.1551 | 6.9303 | Solar | [5 empty] | SYBAC Solar GmbH | http://www.sybac-solar.de | Industry About | [10 empty] | 6.90 | 7.53 | 7.54 | 7.19 | 7.49 | NO-ESTIMATION | NO-ESTIMATION | NO-ESTIMATION | NO-ESTIMATION | CAPACITY-FACTOR-V1
DEU | Germany | Bischwind Solar Power Plant |  | WRI1030229 | 1.7 | 50.1632 | 10.8031 | Solar | [5 empty] | Gehrlicher Solar AG | http://www.gehrlicher.com | Industry About | [10 empty] | 2.17 | 2.28 | 2.26 | 2.19 | 2.21 | HYDRO-V1 | HYDRO-V1 | HYDRO-V1 | HYDRO-V1 | HYDRO-V1
DEU | Germany | MÃ¼nchberg |  | WKS0060242 | 6.8 | 50.1782 | 11.8140 | Solar | [5 empty] | Wiki-Solar | https://www.wiki-solar.org | Wiki-Solar | [10 empty] | 10.11 | 10.09 | 9.54 | 9.37 | 9.12 | HYDRO-V1 | HYDRO-V1 | HYDRO-V1 | HYDRO-V1 | HYDRO-V1
DEU | Germany | Selb |  | WKS0067987 | 4.1 | 50.1848 | 12.1347 | Solar | [5 empty] | Wiki-Solar | https://www.wiki-solar.org | Wiki-Solar | [10 empty] | 6.31 | 5.91 | 5.69 | 5.58 | 5.43 | NO-ESTIMATION | NO-ESTIMATION | NO-ESTIMATION | NO-ESTIMATION | CAPACITY-FACTOR-V1
DEU | Germany | Bogel Solar Power Plant |  | WRI1030228 | 1.7 | 50.1886 | 7.8093 | Solar | [5 empty] | SYBAC Solar GmbH | http://www.sybac-solar.de | Industry About | [10 empty] | 2.24 | 2.27 | 2.27 | 2.27 | 2.27 | NO-ESTIMATION | NO-ESTIMATION | NO-ESTIMATION | NO-ESTIMATION | CAPACITY-FACTOR-V1
DEU | Germany | Thundorf Solar Power Plant |  | WRI1030227 | 2.1 | 50.1981 | 10.3032 | Solar | [5 empty] | Gehrlicher Solar AG | http://www.gehrlicher.com | Industry About | 1088410 | [9 empty] | 2.94 | 2.95 | 2.95 | 2.94 | 2.93 | NO-ESTIMATION | NO-ESTIMATION | NO-ESTIMATION | NO-ESTIMATION | CAPACITY-FACTOR-V1
DEU | Germany | Gelnhausen Solar Power Plant |  | WRI1030226 | 1.4 | 50.2127 | 9.1650 | Solar | [5 empty] | Conecon GmbH | http://www.conecon.com | Industry About | [10 empty] | 1.86 | 1.87 | 1.86 | 1.86 | 1.85 | SOLAR-V1-NO-AGE | SOLAR-V1-NO-AGE | SOLAR-V1-NO-AGE | SOLAR-V1-NO-AGE | SOLAR-V1-NO-AGE
DEU | Germany | Coburg Solar Power Plant |  | WRI1030225 | 1.3 | 50.2133 | 11.0660 | Solar | [5 empty] | Ranft | http://www.ranft-een.de/referenzen-erfahrung/freiflachenanlagen-deutschland | Industry About | [10 empty] | 1.73 | 1.74 | 1.72 | 1.69 | 1.66 | NO-ESTIMATION | NO-ESTIMATION | NO-ESTIMATION | NO-ESTIMATION | CAPACITY-FACTOR-V1
DEU | Germany | MaÃŸbach 1+2 |  | WKS0067733 | 20 | 50.2242 | 10.2178 | Solar | [5 empty] | Wiki-Solar | https://www.wiki-solar.org | Wiki-Solar | [10 empty] | 28.45 | 30.57 | 30.80 | 29.91 | 29.66 | NO-ESTIMATION | NO-ESTIMATION | NO-ESTIMATION | NO-ESTIMATION | CAPACITY-FACTOR-V1
DEU | Germany | Kaisersesch Solar Power Plant |  | WRI1030224 | 9.3 | 50.2331 | 7.1644 | Solar | [5 empty] | SYBAC Solar GmbH | http://www.sybac-solar.de | Industry About | [10 empty] | 12.79 | 13.99 | 14.03 | 13.38 | 13.94 | NO-ESTIMATION | NO-ESTIMATION | NO-ESTIMATION | NO-ESTIMATION | CAPACITY-FACTOR-V1
DEU | Germany | Mittelwasungen Solar Power Plant |  | WRI1030223 | 2.1 | 50.2651 | 11.1246 | Solar | [5 empty] | Gehrlicher Solar AG | http://www.gehrlicher.com | Industry About | 1088409 | [9 empty] | 3.10 | 2.95 | 2.97 | 3.00 | 2.93 | NO-ESTIMATION | NO-ESTIMATION | NO-ESTIMATION | NO-ESTIMATION | CAPACITY-FACTOR-V1
DEU | Germany | Birkig Solar Power Plant |  | WRI1030222 | 1.2 | 50.2897 | 11.1191 | Solar | [5 empty] | CEE PVF Birkig GmbH & Co KG | http://www.cee-holding.de | Industry About | 1097998 | [9 empty] | 1.62 | 1.60 | 1.59 | 1.56 | 1.53 | NO-ESTIMATION | NO-ESTIMATION | NO-ESTIMATION | NO-ESTIMATION | CAPACITY-FACTOR-V1
DEU | Germany | Polch Solar Power Plant |  | WRI1030221 | 12.5 | 50.3156 | 7.3151 | Solar | [5 empty] | SYBAC Solar GmbH | http://www.sybac-solar.de | Industry About | [10 empty] | 17.96 | 19.18 | 19.15 | 18.48 | 19.17 | NO-ESTIMATION | NO-ESTIMATION | NO-ESTIMATION | NO-ESTIMATION | CAPACITY-FACTOR-V1
DEU | Germany | Gattendorf 3 |  | WKS0072075 | 6.5 | 50.3310 | 12.0220 | Solar | [5 empty] | Wiki-Solar | https://www.wiki-solar.org | Wiki-Solar | [10 empty] | 9.68 | 9.64 | 9.14 | 9.01 | 8.92 | NO-ESTIMATION | NO-ESTIMATION | NO-ESTIMATION | NO-ESTIMATION | CAPACITY-FACTOR-V1
DEU | Germany | KÃ¶ditz |  | WKS0068812 | 10 | 50.3410 | 11.8360 | Solar | [5 empty] | Wiki-Solar | https://www.wiki-solar.org | Wiki-Solar | [10 empty] | 14.98 | 15.05 | 14.35 | 14.11 | 13.95 | NO-ESTIMATION | NO-ESTIMATION | NO-ESTIMATION | NO-ESTIMATION | CAPACITY-FACTOR-V1
DEU | Germany | Gattendorf 2 |  | WKS0066152 | 4 | 50.3450 | 11.9750 | Solar | [5 empty] | Wiki-Solar | https://www.wiki-solar.org | Wiki-Solar | [10 empty] | 6.19 | 5.82 | 5.59 | 5.49 | 5.45 | NO-ESTIMATION | NO-ESTIMATION | NO-ESTIMATION | NO-ESTIMATION | CAPACITY-FACTOR-V1
DEU | Germany | Gattendorf |  | WKS0062553 | 10 | 50.3471 | 11.9820 | Solar | [5 empty] | Wiki-Solar | https://www.wiki-solar.org | Wiki-Solar | [10 empty] | 14.98 | 15.00 | 14.31 | 14.08 | 13.95 | HYDRO-V1 | HYDRO-V1 | HYDRO-V1 | HYDRO-V1 | HYDRO-V1
DEU | Germany | Trogen 1 |  | WKS0071782 | 10 | 50.3660 | 11.9750 | Solar | [5 empty] | Wiki-Solar | https://www.wiki-solar.org | Wiki-Solar | [10 empty] | 14.98 | 15.00 | 14.31 | 14.08 | 13.95 | HYDRO-V1 | HYDRO-V1 | HYDRO-V1 | HYDRO-V1 | HYDRO-V1
DEU | Germany | Mengersgereuth-Hï¿½mmern Solar Power Plant |  | WRI1030220 | 1.4 | 50.3933 | 11.1020 | Solar | [5 empty] | Gehrlicher Solar AG | http://www.gehrlicher.com | Industry About | [10 empty] | 1.90 | 1.85 | 1.85 | 1.82 | 1.78 | HYDRO-V1 | HYDRO-V1 | HYDRO-V1 | HYDRO-V1 | HYDRO-V1
DEU | Germany | Wï¿½lfersheim Solar Power Plant |  | WRI1030219 | 5.3 | 50.3953 | 8.8275 | Solar | [5 empty] | Ovag Energie AG | http://www.ovag-energie.de | Industry About | [10 empty] | 7.50 | 8.01 | 8.02 | 7.87 | 7.79 | NO-ESTIMATION | NO-ESTIMATION | NO-ESTIMATION | NO-ESTIMATION | CAPACITY-FACTOR-V1
DEU | Germany | Schmidtheim Solar Power Plant |  | WRI1030218 | 3.1 | 50.4125 | 6.5483 | Solar | [5 empty] | SYBAC Solar GmbH | http://www.sybac-solar.de | Industry About | [10 empty] | 4.38 | 4.51 | 4.51 | 4.39 | 4.53 | NO-ESTIMATION | NO-ESTIMATION | NO-ESTIMATION | NO-ESTIMATION | CAPACITY-FACTOR-V1
DEU | Germany | Brohltal Solar Power Plant |  | WRI1030217 | 1.5 | 50.4265 | 7.2298 | Solar | [5 empty] | SYBAC Solar GmbH | http://www.sybac-solar.de | Industry About | 1097591 | [9 empty] | 2.02 | 2.05 | 2.07 | 2.00 | 2.07 | SOLAR-V1-NO-AGE | SOLAR-V1-NO-AGE | SOLAR-V1-NO-AGE | SOLAR-V1-NO-AGE | SOLAR-V1-NO-AGE
DEU | Germany | Reurieth Solar Power Plant |  | WRI1030216 | 4.3 | 50.4633 | 10.6616 | Solar | [5 empty] | SYBAC Solar GmbH | http://www.sybac-solar.de | Industry About | [10 empty] | 6.15 | 6.25 | 6.19 | 6.05 | 5.85 | SOLAR-V1-NO-AGE | SOLAR-V1-NO-AGE | SOLAR-V1-NO-AGE | SOLAR-V1-NO-AGE | SOLAR-V1-NO-AGE
DEU | Germany | Deesen Solar Power Plant |  | WRI1030215 | 4.1 | 50.5153 | 7.6997 | Solar | [5 empty] | Pfalzsolar GmbH | http://pfalzsolar.de | Industry About | 1109339 | [9 empty] | 5.71 | 5.91 | 6.00 | 5.80 | 5.97 | SOLAR-V1-NO-AGE | SOLAR-V1-NO-AGE | SOLAR-V1-NO-AGE | SOLAR-V1-NO-AGE | SOLAR-V1-NO-AGE
DEU | Germany | Waldbrunn Solar Power Plant |  | WRI1030214 | 4.6 | 50.5174 | 8.1065 | Solar | [5 empty] | SYBAC Solar GmbH | http://www.sybac-solar.de | Industry About | 1097587 | [9 empty] | 6.65 | 7.03 | 7.07 | 6.77 | 6.9 | HYDRO-V1 | HYDRO-V1 | HYDRO-V1 | HYDRO-V1 | HYDRO-V1
DEU | Germany | Solms Solar Power Plant |  | WRI1030213 | 2.9 | 50.5342 | 8.4139 | Solar | [5 empty] | SYBAC Solar GmbH | http://www.sybac-solar.de | Industry About | 1097588 | [9 empty] | 4.14 | 4.14 | 4.12 | 4.11 | 4.13 | HYDRO-V1 | HYDRO-V1 | HYDRO-V1 | HYDRO-V1 | HYDRO-V1
DEU | Germany | Schleiz Solar Power Plant |  | WRI1030212 | 11.2 | 50.5497 | 11.7909 | Solar | [5 empty] | SYBAC Solar GmbH | http://www.sybac-solar.de | Industry About | [10 empty] | 17.04 | 17.15 | 16.44 | 16.23 | 16.12 | HYDRO-V1 | HYDRO-V1 | HYDRO-V1 | HYDRO-V1 | HYDRO-V1
DEU | Germany | Rohr Solar Power Plant |  | WRI1030211 | 4.7 | 50.5708 | 10.4902 | Solar | [5 empty] | CEE PVF Haidenaab GmbH & Co KG | http://www.cee-holding.de | Industry About | 1098062 | [9 empty] | 6.94 | 7.43 | 7.36 | 7.14 | 6.98 | SOLAR-V1-NO-AGE | SOLAR-V1-NO-AGE | SOLAR-V1-NO-AGE | SOLAR-V1-NO-AGE | SOLAR-V1-NO-AGE
DEU | Germany | Kalenberg Solar Power Plant |  | WRI1030210 | 3.7 | 50.5717 | 6.5995 | Solar | [5 empty] | F&S Solar Concept GmbH | http://www.fs-sun.com | Industry About | 1108103 | [9 empty] | 5.19 | 5.35 | 5.42 | 5.21 | 5.42 | SOLAR-V1-NO-AGE | SOLAR-V1-NO-AGE | SOLAR-V1-NO-AGE | SOLAR-V1-NO-AGE | SOLAR-V1-NO-AGE
DEU | Germany | Langenhahn Solar Power Plant |  | WRI1030209 | 5.3 | 50.5890 | 7.9230 | Solar | [5 empty] | SYBAC Solar GmbH | http://www.sybac-solar.de | Industry About | [10 empty] | 7.50 | 7.98 | 8.05 | 7.67 | 7.9 | HYDRO-V1 | HYDRO-V1 | HYDRO-V1 | HYDRO-V1 | HYDRO-V1
DEU | Germany | Oberdreis Solar Power Plant |  | WRI1030208 | 2.9 | 50.6232 | 7.6851 | Solar | [5 empty] | SYBAC Solar GmbH | http://www.sybac-solar.de | Industry About | 1097589 | [9 empty] | 4.15 | 4.14 | 4.17 | 4.09 | 4.14 | NO-ESTIMATION | NO-ESTIMATION | NO-ESTIMATION | NO-ESTIMATION | CAPACITY-FACTOR-V1
DEU | Germany | Driedorf Solar Power Plant |  | WRI1030207 | 5 | 50.6473 | 8.1834 | Solar | [5 empty] | SYBAC Solar GmbH | http://www.sybac-solar.de | Industry About | [10 empty] | 7.07 | 7.53 | 7.57 | 7.20 | 7.4 | HYDRO-V1 | HYDRO-V1 | HYDRO-V1 | HYDRO-V1 | HYDRO-V1
DEU | Germany | Viernau Solar Power Plant |  | WRI1030206 | 1.6 | 50.6590 | 10.5631 | Solar | [5 empty] | Solarpark Rodenï¿½s GmbH | http://www.solarpark-rodenaes.de | Industry About | [10 empty] | 2.16 | 2.18 | 2.18 | 2.11 | 2.1 | NO-ESTIMATION | NO-ESTIMATION | NO-ESTIMATION | NO-ESTIMATION | CAPACITY-FACTOR-V1
DEU | Germany | Nauroth Solar Power Plant |  | WRI1030205 | 8.5 | 50.7030 | 7.8651 | Solar | [5 empty] | SYBAC Solar GmbH | http://www.sybac-solar.de | Industry About | 1097586 | [9 empty] | 11.55 | 12.38 | 12.41 | 11.89 | 12.19 | NO-ESTIMATION | NO-ESTIMATION | NO-ESTIMATION | NO-ESTIMATION | CAPACITY-FACTOR-V1
DEU | Germany | Werdau Solar Power Plant |  | WRI1030204 | 1.7 | 50.7144 | 12.3825 | Solar | [5 empty] | Enerparc AG | http://www.enerparc.de | Industry About | 1096965 | [9 empty] | 2.50 | 2.27 | 2.19 | 2.18 | 2.16 | NO-ESTIMATION | NO-ESTIMATION | NO-ESTIMATION | NO-ESTIMATION | CAPACITY-FACTOR-V1
DEU | Germany | Altenberg |  | WKS0069422 | 10 | 50.7600 | 13.7730 | Solar | [5 empty] | Wiki-Solar | https://www.wiki-solar.org | Wiki-Solar | [10 empty] | 13.47 | 15.10 | 15.09 | 14.40 | 14.48 | SOLAR-V1-NO-AGE | SOLAR-V1-NO-AGE | SOLAR-V1-NO-AGE | SOLAR-V1-NO-AGE | SOLAR-V1-NO-AGE
DEU | Germany | Bad Endbach Solar Power Plant |  | WRI1030203 | 7.3 | 50.7606 | 8.5209 | Solar | [5 empty] | Enerparc AG | http://www.enerparc.de | Industry About | 1096858 | [9 empty] | 9.85 | 10.89 | 10.69 | 10.36 | 10.44 | SOLAR-V1-NO-AGE | SOLAR-V1-NO-AGE | SOLAR-V1-NO-AGE | SOLAR-V1-NO-AGE | SOLAR-V1-NO-AGE
DEU | Germany | Breitungen Solar Power Plant |  | WRI1030202 | 3.6 | 50.7789 | 10.3287 | Solar | [5 empty] | Solarpark Rodenï¿½s GmbH | http://www.solarpark-rodenaes.de | Industry About | [10 empty] | 5.20 | 5.29 | 5.14 | 5.11 | 4.93 | HYDRO-V1 | HYDRO-V1 | HYDRO-V1 | HYDRO-V1 | HYDRO-V1
DEU | Germany | Troisdorf Oberlar Solar Power Plant |  | WRI1030201 | 3.5 | 50.8067 | 7.1403 | Solar | [5 empty] | F&S Solar Concept GmbH | http://www.fs-sun.com | Industry About | 1098375 | [9 empty] | 5.08 | 5.02 | 5.11 | 5.14 | 5.12 | NO-ESTIMATION | NO-ESTIMATION | NO-ESTIMATION | NO-ESTIMATION | CAPACITY-FACTOR-V1
DEU | Germany | Chemnitz |  | WKS0065376 | 4.4 | 50.8073 | 12.9209 | Solar | [5 empty] | Wiki-Solar | https://www.wiki-solar.org | Wiki-Solar | [10 empty] | 6.21 | 6.43 | 6.45 | 6.15 | 6.21 | NO-ESTIMATION | NO-ESTIMATION | NO-ESTIMATION | NO-ESTIMATION | CAPACITY-FACTOR-V1
DEU | Germany | Dietlas Werke |  | WKS0063346 | 4.9 | 50.8145 | 10.0881 | Solar | [5 empty] | Wiki-Solar | https://www.wiki-solar.org | Wiki-Solar | [10 empty] | 6.66 | 7.12 | 6.92 | 6.88 | 6.67 | NO-ESTIMATION | NO-ESTIMATION | NO-ESTIMATION | NO-ESTIMATION | CAPACITY-FACTOR-V1
DEU | Germany | Ronneburg - Juwi Solar Power Plant |  | WRI1030200 | 19.9 | 50.8398 | 12.1799 | Solar | [5 empty] | Juwi Solar GmbH | http://www.juwi.com | Industry About | [10 empty] | 28.50 | 30.53 | 30.60 | 29.73 | 29.52 | NO-ESTIMATION | NO-ESTIMATION | NO-ESTIMATION | NO-ESTIMATION | CAPACITY-FACTOR-V1
DEU | Germany | Inden Solar Power Plant |  | WRI1030199 | 3.8 | 50.8436 | 6.3390 | Solar | [5 empty] | F&S Solar Concept GmbH | http://www.fs-sun.com | Industry About | 1108094 | [9 empty] | 5.43 | 5.42 | 5.48 | 5.55 | 5.47 | NO-ESTIMATION | NO-ESTIMATION | NO-ESTIMATION | NO-ESTIMATION | CAPACITY-FACTOR-V1
DEU | Germany | Ronneburg I |  | WKS0061377 | 4.5 | 50.8470 | 12.1830 | Solar | [5 empty] | Wiki-Solar | https://www.wiki-solar.org | Wiki-Solar | [10 empty] | 6.35 | 6.60 | 6.60 | 6.32 | 6.27 | NO-ESTIMATION | NO-ESTIMATION | NO-ESTIMATION | NO-ESTIMATION | CAPACITY-FACTOR-V1
DEU | Germany | Hohenkirchen |  | WKS0068833 | 5.1 | 50.8640 | 10.6880 | Solar | [5 empty] | Wiki-Solar | https://www.wiki-solar.org | Wiki-Solar | [10 empty] | 7.21 | 7.73 | 7.45 | 7.32 | 7.18 | SOLAR-V1-NO-AGE | SOLAR-V1-NO-AGE | SOLAR-V1-NO-AGE | SOLAR-V1-NO-AGE | SOLAR-V1-NO-AGE
DEU | Germany | Ronneburg N |  | WKS0061475 | 9.5 | 50.8730 | 12.1990 | Solar | [5 empty] | Wiki-Solar | https://www.wiki-solar.org | Wiki-Solar | [10 empty] | 13.21 | 14.33 | 14.36 | 13.70 | 13.61 | SOLAR-V1-NO-AGE | SOLAR-V1-NO-AGE | SOLAR-V1-NO-AGE | SOLAR-V1-NO-AGE | SOLAR-V1-NO-AGE
DEU | Germany | Beerwalde |  | WKS0072974 | 5.2 | 50.8814 | 12.2225 | Solar | [5 empty] | Wiki-Solar | https://www.wiki-solar.org | Wiki-Solar | [10 empty] | 7.24 | 7.88 | 7.89 | 7.49 | 7.44 | NO-ESTIMATION | NO-ESTIMATION | NO-ESTIMATION | NO-ESTIMATION | CAPACITY-FACTOR-V1
DEU | Germany | Nivelstein |  | WKS0063903 | 10.4 | 50.8949 | 6.0845 | Solar | [5 empty] | Wiki-Solar | https://www.wiki-solar.org | Wiki-Solar | [10 empty] | 15.25 | 15.79 | 15.99 | 16.10 | 15.95 | SOLAR-V1-NO-AGE | SOLAR-V1-NO-AGE | SOLAR-V1-NO-AGE | SOLAR-V1-NO-AGE | SOLAR-V1-NO-AGE
DEU | Germany | RÃ¼dersdorf TH |  | WKS0061742 | 7.6 | 50.9010 | 11.9760 | Solar | [5 empty] | Wiki-Solar | https://www.wiki-solar.org | Wiki-Solar | [10 empty] | 10.36 | 11.41 | 11.26 | 10.97 | 10.79 | NO-ESTIMATION | NO-ESTIMATION | NO-ESTIMATION | NO-ESTIMATION | CAPACITY-FACTOR-V1
DEU | Germany | Freiberg Solar Power Plant |  | WRI1030198 | 3 | 50.9085 | 13.3746 | Solar | [5 empty] | Solarparc GmbH | http://www.solarparc.de | Industry About | [10 empty] | 4.26 | 4.37 | 4.32 | 4.24 | 4.25 | NO-ESTIMATION | NO-ESTIMATION | NO-ESTIMATION | NO-ESTIMATION | CAPACITY-FACTOR-V1
DEU | Germany | Neudietendorf |  | WKS0063241 | 5.7 | 50.9096 | 10.9035 | Solar | [5 empty] | Wiki-Solar | https://www.wiki-solar.org | Wiki-Solar | [10 empty] | 7.98 | 8.48 | 8.36 | 8.11 | 7.98 | NO-ESTIMATION | NO-ESTIMATION | NO-ESTIMATION | NO-ESTIMATION | CAPACITY-FACTOR-V1
DEU | Germany | Jï¿½lich Solar Power Plant |  | WRI1030197 | 1.5 | 50.9150 | 6.3876 | Solar | [5 empty] | Deutsches Zentrum fï¿½r Luft- und Raumfahrt eV (DLR) | http://www.dlr.de | Industry About | [10 empty] | 2.05 | 2.06 | 2.05 | 2.06 | 2.05 | SOLAR-V1-NO-AGE | SOLAR-V1-NO-AGE | SOLAR-V1-NO-AGE | SOLAR-V1-NO-AGE | SOLAR-V1-NO-AGE
DEU | Germany | Klettbach Solar Power Plant |  | WRI1030196 | 1.9 | 50.9204 | 11.1657 | Solar | [5 empty] | Enerparc AG | http://www.enerparc.de | Industry About | 1096861 | [9 empty] | 2.50 | 2.52 | 2.52 | 2.42 | 2.44 | SOLAR-V1-NO-AGE | SOLAR-V1-NO-AGE | SOLAR-V1-NO-AGE | SOLAR-V1-NO-AGE | SOLAR-V1-NO-AGE
DEU | Germany | Ziegelscheune |  | WKS0060204 | 8 | 50.9300 | 13.3950 | Solar | [5 empty] | Wiki-Solar | https://www.wiki-solar.org | Wiki-Solar | [10 empty] | 10.74 | 12.02 | 11.80 | 11.42 | 11.33 | SOLAR-V1-NO-AGE | SOLAR-V1-NO-AGE | SOLAR-V1-NO-AGE | SOLAR-V1-NO-AGE | SOLAR-V1-NO-AGE
DEU | Germany | Hirschfelde A |  | WKS0067756 | 5.5 | 50.9338 | 14.8635 | Solar | [5 empty] | Wiki-Solar | https://www.wiki-solar.org | Wiki-Solar | [10 empty] | 7.43 | 8.29 | 8.26 | 7.88 | 7.73 | NO-ESTIMATION | NO-ESTIMATION | NO-ESTIMATION | NO-ESTIMATION | CAPACITY-FACTOR-V1
DEU | Germany | Oberseifertsdorf Solar Power Plant |  | WRI1030195 | 10 | 50.9363 | 14.8011 | Solar | [5 empty] | Enerparc AG | http://www.enerparc.de | Industry About | [10 empty] | 13.60 | 15.06 | 15.06 | 14.43 | 14.16 | NO-ESTIMATION | NO-ESTIMATION | NO-ESTIMATION | NO-ESTIMATION | CAPACITY-FACTOR-V1
DEU | Germany | Oberseifertsdorf 2 |  | WKS0067728 | 4.5 | 50.9388 | 14.8014 | Solar | [5 empty] | Wiki-Solar | https://www.wiki-solar.org | Wiki-Solar | [10 empty] | 6.13 | 6.60 | 6.60 | 6.33 | 6.21 | SOLAR-V1-NO-AGE | SOLAR-V1-NO-AGE | SOLAR-V1-NO-AGE | SOLAR-V1-NO-AGE | SOLAR-V1-NO-AGE
DEU | Germany | Gotha Solar Power Plant |  | WRI1030193 | 11.8 | 50.9393 | 10.6677 | Solar | [5 empty] | CEE PVF Gotha GmbH & Co KG | http://www.cee-holding.de | Industry About | [10 empty] | 16.85 | 18.13 | 17.66 | 17.33 | 17.11 | SOLAR-V1-NO-AGE | SOLAR-V1-NO-AGE | SOLAR-V1-NO-AGE | SOLAR-V1-NO-AGE | SOLAR-V1-NO-AGE
DEU | Germany | Grabsleben Solar Power Plant |  | WRI1030194 | 2.2 | 50.9393 | 10.8301 | Solar | [5 empty] | SYBAC Solar GmbH | http://www.sybac-solar.de | Industry About | 1097583 | [9 empty] | 3.24 | 3.10 | 3.10 | 3.08 | 3.07 | SOLAR-V1-NO-AGE | SOLAR-V1-NO-AGE | SOLAR-V1-NO-AGE | SOLAR-V1-NO-AGE | SOLAR-V1-NO-AGE
DEU | Germany | Nohra A |  | WKS0071648 | 5.5 | 50.9580 | 11.2650 | Solar | [5 empty] | Wiki-Solar | https://www.wiki-solar.org | Wiki-Solar | [10 empty] | 7.56 | 8.29 | 8.28 | 8.01 | 7.83 | SOLAR-V1-NO-AGE | SOLAR-V1-NO-AGE | SOLAR-V1-NO-AGE | SOLAR-V1-NO-AGE | SOLAR-V1-NO-AGE
DEU | Germany | PÃ¶lzig |  | WKS0065390 | 5.7 | 50.9610 | 12.1774 | Solar | [5 empty] | Wiki-Solar | https://www.wiki-solar.org | Wiki-Solar | [10 empty] | 7.81 | 8.58 | 8.48 | 8.26 | 8.1 | SOLAR-V1-NO-AGE | SOLAR-V1-NO-AGE | SOLAR-V1-NO-AGE | SOLAR-V1-NO-AGE | SOLAR-V1-NO-AGE
DEU | Germany | Gerstungen Solar Power Plant |  | WRI1030192 | 3.8 | 50.9669 | 10.0631 | Solar | [5 empty] | Soventix GmbH | http://www.soventix.com | Industry About | 1110162 | [9 empty] | 5.37 | 5.40 | 5.44 | 5.31 | 5.19 | SOLAR-V1-NO-AGE | SOLAR-V1-NO-AGE | SOLAR-V1-NO-AGE | SOLAR-V1-NO-AGE | SOLAR-V1-NO-AGE
DEU | Germany | Nohra |  | WKS0071647 | 4.5 | 50.9740 | 11.2480 | Solar | [5 empty] | Wiki-Solar | https://www.wiki-solar.org | Wiki-Solar | [10 empty] | 6.14 | 6.60 | 6.61 | 6.51 | 6.31 | SOLAR-V1-NO-AGE | SOLAR-V1-NO-AGE | SOLAR-V1-NO-AGE | SOLAR-V1-NO-AGE | SOLAR-V1-NO-AGE
DEU | Germany | Altenburg Kieswerk Solar Power Plant |  | WRI1030191 | 4.4 | 50.9796 | 12.4985 | Solar | [5 empty] | Pfalzsolar GmbH | http://pfalzsolar.de | Industry About | 1109329 | [9 empty] | 6.00 | 6.37 | 6.45 | 6.39 | 6.37 | SOLAR-V1-NO-AGE | SOLAR-V1-NO-AGE | SOLAR-V1-NO-AGE | SOLAR-V1-NO-AGE | SOLAR-V1-NO-AGE
DEU | Germany | Oberrossau |  | WKS0062541 | 7 | 50.9870 | 13.0740 | Solar | [5 empty] | Wiki-Solar | https://www.wiki-solar.org | Wiki-Solar | [10 empty] | 9.52 | 10.49 | 10.27 | 9.93 | 9.88 | SOLAR-V1-NO-AGE | SOLAR-V1-NO-AGE | SOLAR-V1-NO-AGE | SOLAR-V1-NO-AGE | SOLAR-V1-NO-AGE
DEU | Germany | Altenburg Flugplatz Solar Power Plant |  | WRI1030190 | 12.1 | 50.9894 | 12.5103 | Solar | [5 empty] | Pfalzsolar GmbH | http://pfalzsolar.de | Industry About | 1109328 | [9 empty] | 16.93 | 18.56 | 18.61 | 18.49 | 18.35 | NO-ESTIMATION | NO-ESTIMATION | NO-ESTIMATION | NO-ESTIMATION | CAPACITY-FACTOR-V1
DEU | Germany | Weimar - Hydrema Solar Power Plant |  | WRI1030189 | 1 | 50.9940 | 11.3403 | Solar | [5 empty] | Hydrema Produktion Weimar GmbH | http://www.hydrema-produktion.de | Industry About | [10 empty] | 1.32 | 1.37 | 1.36 | 1.30 | 1.28 | HYDRO-V1 | HYDRO-V1 | HYDRO-V1 | HYDRO-V1 | HYDRO-V1
DEU | Germany | Laisa Solar Power Plant |  | WRI1030188 | 2.8 | 50.9941 | 8.6225 | Solar | [5 empty] | Solarpark Rodenï¿½s GmbH | http://www.solarpark-rodenaes.de | Industry About | [10 empty] | 3.93 | 3.99 | 3.91 | 4.00 | 3.92 | HYDRO-V1 | HYDRO-V1 | HYDRO-V1 | HYDRO-V1 | HYDRO-V1
DEU | Germany | HÃ¶rselberg-Hainich |  | WKS0067730 | 4.5 | 51.0019 | 10.4371 | Solar | [5 empty] | Wiki-Solar | https://www.wiki-solar.org | Wiki-Solar | [10 empty] | 6.43 | 6.61 | 6.40 | 6.33 | 6.16 | HYDRO-V1 | HYDRO-V1 | HYDRO-V1 | HYDRO-V1 | HYDRO-V1
DEU | Germany | Eisenach Solar Power Plant |  | WRI1030187 | 3.3 | 51.0023 | 10.3254 | Solar | [5 empty] | Enerparc AG | http://www.enerparc.de | Industry About | [10 empty] | 4.72 | 4.82 | 4.68 | 4.63 | 4.49 | HYDRO-V1 | HYDRO-V1 | HYDRO-V1 | HYDRO-V1 | HYDRO-V1
DEU | Germany | Rositz A1 |  | WKS0066123 | 10 | 51.0030 | 12.2950 | Solar | [5 empty] | Wiki-Solar | https://www.wiki-solar.org | Wiki-Solar | [10 empty] | 13.47 | 15.07 | 15.04 | 14.63 | 14.39 | SOLAR-V1-NO-AGE | SOLAR-V1-NO-AGE | SOLAR-V1-NO-AGE | SOLAR-V1-NO-AGE | SOLAR-V1-NO-AGE
DEU | Germany | BienstÃ¤dt |  | WKS0068322 | 3.9 | 51.0220 | 10.8280 | Solar | [5 empty] | Wiki-Solar | https://www.wiki-solar.org | Wiki-Solar | [10 empty] | 5.59 | 5.65 | 5.59 | 5.45 | 5.34 | NO-ESTIMATION | NO-ESTIMATION | NO-ESTIMATION | NO-ESTIMATION | CAPACITY-FACTOR-V1
DEU | Germany | Dï¿½rrrï¿½hrsdorf Solar Power Plant |  | WRI1030186 | 1.9 | 51.0277 | 14.0108 | Solar | [5 empty] | Enerparc AG | http://www.enerparc.de | Industry About | [10 empty] | 2.40 | 2.51 | 2.53 | 2.51 | 2.41 | SOLAR-V1-NO-AGE | SOLAR-V1-NO-AGE | SOLAR-V1-NO-AGE | SOLAR-V1-NO-AGE | SOLAR-V1-NO-AGE
DEU | Germany | Eckolstï¿½dt Solar Power Plant |  | WRI1030185 | 8.5 | 51.0435 | 11.6283 | Solar | [5 empty] | Belectric | http://www.belectric.com | Industry About | [10 empty] | 11.08 | 12.46 | 12.33 | 12.11 | 11.83 | NO-ESTIMATION | NO-ESTIMATION | NO-ESTIMATION | NO-ESTIMATION | CAPACITY-FACTOR-V1
DEU | Germany | Sontra Solar Power Plant |  | WRI1030184 | 1.1 | 51.0538 | 9.9230 | Solar | [5 empty] | SYBAC Solar GmbH | http://www.sybac-solar.de | Industry About | [10 empty] | 1.43 | 1.45 | 1.43 | 1.38 | 1.37 | HYDRO-V1 | HYDRO-V1 | HYDRO-V1 | HYDRO-V1 | HYDRO-V1
DEU | Germany | Serbitz |  | WKS0065387 | 5.2 | 51.0878 | 12.4796 | Solar | [5 empty] | Wiki-Solar | https://www.wiki-solar.org | Wiki-Solar | [10 empty] | 7.13 | 7.83 | 7.86 | 7.77 | 7.57 | SOLAR-V1-NO-AGE | SOLAR-V1-NO-AGE | SOLAR-V1-NO-AGE | SOLAR-V1-NO-AGE | SOLAR-V1-NO-AGE
DEU | Germany | Borna |  | WKS0061991 | 8.5 | 51.1040 | 12.4890 | Solar | [5 empty] | Wiki-Solar | https://www.wiki-solar.org | Wiki-Solar | [10 empty] | 11.17 | 12.38 | 12.43 | 12.28 | 11.86 | NO-ESTIMATION | NO-ESTIMATION | NO-ESTIMATION | NO-ESTIMATION | CAPACITY-FACTOR-V1
DEU | Germany | Rosswein |  | WKS0065380 | 4.6 | 51.1072 | 13.1916 | Solar | [5 empty] | Wiki-Solar | https://www.wiki-solar.org | Wiki-Solar | [10 empty] | 6.41 | 7.08 | 7.06 | 6.85 | 6.72 | NO-ESTIMATION | NO-ESTIMATION | NO-ESTIMATION | NO-ESTIMATION | CAPACITY-FACTOR-V1
DEU | Germany | Bad Wildungen Solar Power Plant |  | WRI1030183 | 1.6 | 51.1263 | 9.1506 | Solar | [5 empty] | SYBAC Solar GmbH | http://www.sybac-solar.de | Industry About | [10 empty] | 2.09 | 2.19 | 2.18 | 2.11 | 2.11 | NO-ESTIMATION | NO-ESTIMATION | NO-ESTIMATION | NO-ESTIMATION | CAPACITY-FACTOR-V1
DEU | Germany | Borna Solar Power Plant |  | WRI1030182 | 3.5 | 51.1284 | 12.4726 | Solar | [5 empty] | Solar Asset Management | http://www.sol-asset.com | Industry About | [10 empty] | 4.80 | 5.07 | 5.11 | 5.07 | 4.94 | NO-ESTIMATION | NO-ESTIMATION | NO-ESTIMATION | NO-ESTIMATION | CAPACITY-FACTOR-V1
DEU | Germany | Heinersdorf Solar Power Plant |  | WRI1030181 | 7.1 | 51.1292 | 12.6234 | Solar | [5 empty] | Enerparc AG | http://www.enerparc.de | Industry About | [10 empty] | 9.57 | 10.56 | 10.60 | 10.41 | 10.08 | SOLAR-V1-NO-AGE | SOLAR-V1-NO-AGE | SOLAR-V1-NO-AGE | SOLAR-V1-NO-AGE | SOLAR-V1-NO-AGE
DEU | Germany | Nessa Solar Power Plant |  | WRI1030180 | 1 | 51.1372 | 12.0127 | Solar | [5 empty] | Pfalzsolar GmbH | http://pfalzsolar.de | Industry About | [10 empty] | 1.28 | 1.37 | 1.36 | 1.34 | 1.3 | SOLAR-V1-NO-AGE | SOLAR-V1-NO-AGE | SOLAR-V1-NO-AGE | SOLAR-V1-NO-AGE | SOLAR-V1-NO-AGE
DEU | Germany | FrÃ¤nkenau |  | WKS0062551 | 5.9 | 51.1390 | 11.7039 | Solar | [5 empty] | Wiki-Solar | https://www.wiki-solar.org | Wiki-Solar | [10 empty] | 7.95 | 8.79 | 8.75 | 8.64 | 8.33 | NO-ESTIMATION | NO-ESTIMATION | NO-ESTIMATION | NO-ESTIMATION | CAPACITY-FACTOR-V1
DEU | Germany | Groï¿½engottern Solar Power Plant |  | WRI1030179 | 2.1 | 51.1407 | 10.5654 | Solar | [5 empty] | Enerparc AG | http://www.enerparc.de | Industry About | [10 empty] | 3.09 | 2.99 | 2.96 | 2.96 | 2.93 | HYDRO-V1 | HYDRO-V1 | HYDRO-V1 | HYDRO-V1 | HYDRO-V1
DEU | Germany | Mockritz |  | WKS0061473 | 10.3 | 51.1553 | 13.1094 | Solar | [5 empty] | Wiki-Solar | https://www.wiki-solar.org | Wiki-Solar | [10 empty] | 14.22 | 15.71 | 15.71 | 15.33 | 14.98 | NO-ESTIMATION | NO-ESTIMATION | NO-ESTIMATION | NO-ESTIMATION | CAPACITY-FACTOR-V1
DEU | Germany | Gï¿½rlitz Solar Power Plant |  | WRI1030178 | 6 | 51.1853 | 14.9662 | Solar | [5 empty] | Enerparc AG | http://www.enerparc.de | Industry About | [10 empty] | 8.08 | 8.94 | 8.97 | 8.54 | 8.48 | SOLAR-V1-NO-AGE | SOLAR-V1-NO-AGE | SOLAR-V1-NO-AGE | SOLAR-V1-NO-AGE | SOLAR-V1-NO-AGE
DEU | Germany | Litten Solar Power Plant |  | WRI1030177 | 38.3 | 51.1954 | 14.5194 | Solar | [5 empty] | Enerparc AG | http://www.enerparc.de | Industry About | 1096971 | [9 empty] | 51.58 | 55.55 | 55.55 | 55.46 | 54.01 | HYDRO-V1 | HYDRO-V1 | HYDRO-V1 | HYDRO-V1 | HYDRO-V1
DEU | Germany | Espenhain Solar Power Plant |  | WRI1030176 | 5 | 51.1966 | 12.4787 | Solar | [5 empty] | Solar Asset Management | http://www.sol-asset.com | Industry About | [10 empty] | 6.90 | 7.53 | 7.56 | 7.47 | 7.3 | SOLAR-V1-NO-AGE | SOLAR-V1-NO-AGE | SOLAR-V1-NO-AGE | SOLAR-V1-NO-AGE | SOLAR-V1-NO-AGE
DEU | Germany | Mï¿½hlhausen Solar Power Plant |  | WRI1030175 | 4.4 | 51.2295 | 10.4751 | Solar | [5 empty] | Conecon GmbH | http://www.conecon.com | Industry About | [10 empty] | 6.29 | 6.47 | 6.19 | 6.19 | 6.02 | SOLAR-V1-NO-AGE | SOLAR-V1-NO-AGE | SOLAR-V1-NO-AGE | SOLAR-V1-NO-AGE | SOLAR-V1-NO-AGE
DEU | Germany | Kodersdorf Solar Power Plant |  | WRI1030174 | 3.8 | 51.2301 | 14.9078 | Solar | [5 empty] | Enerparc AG | http://www.enerparc.de | Industry About | [10 empty] | 5.19 | 5.51 | 5.54 | 5.42 | 5.36 | NO-ESTIMATION | NO-ESTIMATION | NO-ESTIMATION | NO-ESTIMATION | CAPACITY-FACTOR-V1
DEU | Germany | Tagewerben II |  | WKS0061987 | 10.7 | 51.2440 | 11.9720 | Solar | [5 empty] | Wiki-Solar | https://www.wiki-solar.org | Wiki-Solar | [10 empty] | 14.91 | 16.49 | 16.49 | 16.30 | 15.94 | SOLAR-V1-NO-AGE | SOLAR-V1-NO-AGE | SOLAR-V1-NO-AGE | SOLAR-V1-NO-AGE | SOLAR-V1-NO-AGE
DEU | Germany | WeiÃŸenfels |  | WKS0063155 | 7.6 | 51.2500 | 11.9650 | Solar | [5 empty] | Wiki-Solar | https://www.wiki-solar.org | Wiki-Solar | [10 empty] | 10.25 | 11.32 | 11.36 | 11.21 | 10.94 | SOLAR-V1-NO-AGE | SOLAR-V1-NO-AGE | SOLAR-V1-NO-AGE | SOLAR-V1-NO-AGE | SOLAR-V1-NO-AGE
DEU | Germany | KÃ¶nigsbrÃ¼ck |  | WKS0060368 | 4.4 | 51.2795 | 13.8997 | Solar | [5 empty] | Wiki-Solar | https://www.wiki-solar.org | Wiki-Solar | [10 empty] | 6.20 | 6.29 | 6.29 | 6.46 | 6.42 | SOLAR-V1-NO-AGE | SOLAR-V1-NO-AGE | SOLAR-V1-NO-AGE | SOLAR-V1-NO-AGE | SOLAR-V1-NO-AGE
DEU | Germany | Kamenz Solar Power Plant |  | WRI1030173 | 3.8 | 51.2947 | 14.1298 | Solar | [5 empty] | Enerparc AG | http://www.enerparc.de | Industry About | [10 empty] | 5.36 | 5.43 | 5.43 | 5.41 | 5.47 | SOLAR-V1-NO-AGE | SOLAR-V1-NO-AGE | SOLAR-V1-NO-AGE | SOLAR-V1-NO-AGE | SOLAR-V1-NO-AGE
DEU | Germany | Oschatz II |  | WKS0072081 | 4.8 | 51.2995 | 13.0638 | Solar | [5 empty] | Wiki-Solar | https://www.wiki-solar.org | Wiki-Solar | [10 empty] | 7.46 | 7.78 | 7.82 | 7.89 | 7.87 | SOLAR-V1-NO-AGE | SOLAR-V1-NO-AGE | SOLAR-V1-NO-AGE | SOLAR-V1-NO-AGE | SOLAR-V1-NO-AGE
DEU | Germany | Horka A |  | WKS0073637 | 7 | 51.3000 | 14.9330 | Solar | [5 empty] | Wiki-Solar | https://www.wiki-solar.org | Wiki-Solar | [10 empty] | 9.77 | 10.24 | 10.24 | 10.46 | 9.95 | SOLAR-V1-NO-AGE | SOLAR-V1-NO-AGE | SOLAR-V1-NO-AGE | SOLAR-V1-NO-AGE | SOLAR-V1-NO-AGE
DEU | Germany | Oschatz Solar Power Plant |  | WRI1030172 | 3.8 | 51.3064 | 13.1089 | Solar | [5 empty] | Enerparc AG | http://www.enerparc.de | Industry About | [10 empty] | 5.36 | 5.43 | 5.44 | 5.55 | 5.56 | HYDRO-V1 | HYDRO-V1 | HYDRO-V1 | HYDRO-V1 | HYDRO-V1
DEU | Germany | Beuna A |  | WKS0071806 | 8 | 51.3102 | 11.9570 | Solar | [5 empty] | Wiki-Solar | https://www.wiki-solar.org | Wiki-Solar | [10 empty] | 11.20 | 11.80 | 11.95 | 12.03 | 12.03 | HYDRO-V1 | HYDRO-V1 | HYDRO-V1 | HYDRO-V1 | HYDRO-V1
DEU | Germany | Markranstï¿½dt Solar Power Plant |  | WRI1030171 | 4.1 | 51.3144 | 12.2191 | Solar | [5 empty] | Belectric | http://www.belectric.com | Industry About | [10 empty] | 5.74 | 5.85 | 5.91 | 5.98 | 5.83 | NO-ESTIMATION | NO-ESTIMATION | NO-ESTIMATION | NO-ESTIMATION | CAPACITY-FACTOR-V1
DEU | Germany | Waldpolenz Solar Power Plant |  | WRI1025877 | 45 | 51.3289 | 12.6554 | Solar | [5 empty] | Juwi Solar GmbH | http://www.juwi.com | Industry About | 1068590 | [9 empty] | 62.25 | 64.05 | 64.98 | 65.32 | 63.73 | NO-ESTIMATION | NO-ESTIMATION | NO-ESTIMATION | NO-ESTIMATION | CAPACITY-FACTOR-V1
DEU | Germany | Waldpolenz |  | WKS0060014 | 42.9 | 51.3298 | 12.6595 | Solar | [5 empty] | Wiki-Solar | https://www.wiki-solar.org | Wiki-Solar | [10 empty] | 59.34 | 61.06 | 61.95 | 62.27 | 60.75 | NO-ESTIMATION | NO-ESTIMATION | NO-ESTIMATION | NO-ESTIMATION | CAPACITY-FACTOR-V1
DEU | Germany | Waldpolenz extn |  | WKS0063912 | 12.3 | 51.3320 | 12.6494 | Solar | [5 empty] | Wiki-Solar | https://www.wiki-solar.org | Wiki-Solar | [10 empty] | 17.84 | 18.61 | 18.87 | 18.91 | 18.55 | NO-ESTIMATION | NO-ESTIMATION | NO-ESTIMATION | NO-ESTIMATION | CAPACITY-FACTOR-V1
DEU | Germany | Zeithain E1 |  | WKS0068648 | 5 | 51.3324 | 13.3725 | Solar | [5 empty] | Wiki-Solar | https://www.wiki-solar.org | Wiki-Solar | [10 empty] | 7.14 | 7.43 | 7.51 | 7.58 | 7.57 | NO-ESTIMATION | NO-ESTIMATION | NO-ESTIMATION | NO-ESTIMATION | CAPACITY-FACTOR-V1
DEU | Germany | Zeithain J1 |  | WKS0070957 | 8.5 | 51.3373 | 13.3587 | Solar | [5 empty] | Wiki-Solar | https://www.wiki-solar.org | Wiki-Solar | [10 empty] | 11.67 | 12.23 | 12.34 | 12.47 | 12.41 | NO-ESTIMATION | NO-ESTIMATION | NO-ESTIMATION | NO-ESTIMATION | CAPACITY-FACTOR-V1
DEU | Germany | GÃ¶llingen |  | WKS0068342 | 5.4 | 51.3385 | 10.9936 | Solar | [5 empty] | Wiki-Solar | https://www.wiki-solar.org | Wiki-Solar | [10 empty] | 7.36 | 8.16 | 8.15 | 8.03 | 7.69 | NO-ESTIMATION | NO-ESTIMATION | NO-ESTIMATION | NO-ESTIMATION | CAPACITY-FACTOR-V1
DEU | Germany | Geusa Solar Power Plant |  | WRI1030170 | 5.9 | 51.3398 | 11.9631 | Solar | [5 empty] | Solarpark Geusa GmbH & Co. KG | http://www.firmendb.de/firmen/7146646.php | Industry About | [10 empty] | 8.22 | 8.62 | 8.74 | 8.80 | 8.8 | SOLAR-V1-NO-AGE | SOLAR-V1-NO-AGE | SOLAR-V1-NO-AGE | SOLAR-V1-NO-AGE | SOLAR-V1-NO-AGE
DEU | Germany | Althen Solar Power Plant |  | WRI1030169 | 7.3 | 51.3457 | 12.5171 | Solar | [5 empty] | Enerparc AG | http://www.enerparc.de | Industry About | 1096958 | [9 empty] | 10.28 | 10.72 | 10.91 | 10.95 | 10.91 | SOLAR-V1-NO-AGE | SOLAR-V1-NO-AGE | SOLAR-V1-NO-AGE | SOLAR-V1-NO-AGE | SOLAR-V1-NO-AGE
DEU | Germany | Dï¿½lzig Solar Power Plant |  | WRI1030168 | 3.9 | 51.3508 | 12.2001 | Solar | [5 empty] | Enerparc AG | http://www.enerparc.de | Industry About | [10 empty] | 5.49 | 5.57 | 5.61 | 5.68 | 5.65 | SOLAR-V1-NO-AGE | SOLAR-V1-NO-AGE | SOLAR-V1-NO-AGE | SOLAR-V1-NO-AGE | SOLAR-V1-NO-AGE
DEU | Germany | Zweimen Solar Power Plant |  | WRI1030167 | 4 | 51.3520 | 12.1334 | Solar | [5 empty] | Solar-Konzept GmbH | http://www.solar-konzept.de | Industry About | [10 empty] | 5.61 | 5.72 | 5.78 | 5.85 | 5.83 | SOLAR-V1-NO-AGE | SOLAR-V1-NO-AGE | SOLAR-V1-NO-AGE | SOLAR-V1-NO-AGE | SOLAR-V1-NO-AGE
DEU | Germany | Zeithain 1 |  | WKS0060098 | 12 | 51.3527 | 13.3284 | Solar | [5 empty] | Wiki-Solar | https://www.wiki-solar.org | Wiki-Solar | [10 empty] | 17.36 | 18.15 | 18.31 | 18.47 | 18.45 | SOLAR-V1-NO-AGE | SOLAR-V1-NO-AGE | SOLAR-V1-NO-AGE | SOLAR-V1-NO-AGE | SOLAR-V1-NO-AGE
DEU | Germany | Panitzsch Solar Power Plant |  | WRI1030166 | 7.5 | 51.3538 | 12.5477 | Solar | [5 empty] | Enerparc AG | http://www.enerparc.de | Industry About | 1096959 | [9 empty] | 10.56 | 11.01 | 11.21 | 11.26 | 11.21 | SOLAR-V1-NO-AGE | SOLAR-V1-NO-AGE | SOLAR-V1-NO-AGE | SOLAR-V1-NO-AGE | SOLAR-V1-NO-AGE
DEU | Germany | Nemsdorf Solar Power Plant |  | WRI1030165 | 4.8 | 51.3567 | 11.6712 | Solar | [5 empty] | Enerparc AG | http://www.enerparc.de | Industry About | [10 empty] | 7.42 | 7.80 | 7.84 | 7.89 | 7.87 | NO-ESTIMATION | NO-ESTIMATION | NO-ESTIMATION | NO-ESTIMATION | CAPACITY-FACTOR-V1
DEU | Germany | Artern Solar Power Plant |  | WRI1030164 | 4.9 | 51.3606 | 11.3131 | Solar | [5 empty] | SYBAC Solar GmbH | http://www.sybac-solar.de | Industry About | [10 empty] | 6.56 | 7.18 | 7.18 | 7.20 | 6.8 | NO-ESTIMATION | NO-ESTIMATION | NO-ESTIMATION | NO-ESTIMATION | CAPACITY-FACTOR-V1
DEU | Germany | Zeithain E2 |  | WKS0068663 | 10 | 51.3620 | 13.3440 | Solar | [5 empty] | Wiki-Solar | https://www.wiki-solar.org | Wiki-Solar | [10 empty] | 14.17 | 14.84 | 14.97 | 15.12 | 15.09 | HYDRO-V1 | HYDRO-V1 | HYDRO-V1 | HYDRO-V1 | HYDRO-V1
DEU | Germany | Rothenburg Solar Power Plant |  | WRI1025894 | 37 | 51.3620 | 14.9512 | Solar | [5 empty] | Gehrlicher Solar AG | http://www.gehrlicher.com | Industry About | [10 empty] | 51.34 | 53.10 | 53.05 | 53.68 | 52.97 | NO-ESTIMATION | NO-ESTIMATION | NO-ESTIMATION | NO-ESTIMATION | CAPACITY-FACTOR-V1
DEU | Germany | Kï¿½rlitz Solar Power Plant |  | WRI1030163 | 2 | 51.3623 | 12.7965 | Solar | [5 empty] | Solarparc GmbH | http://www.solarparc.de | Industry About | [10 empty] | 2.85 | 2.78 | 2.79 | 2.79 | 2.77 | HYDRO-V1 | HYDRO-V1 | HYDRO-V1 | HYDRO-V1 | HYDRO-V1
DEU | Germany | WÃ¼lknitz |  | WKS0060118 | 11.2 | 51.3630 | 13.3850 | Solar | [5 empty] | Wiki-Solar | https://www.wiki-solar.org | Wiki-Solar | [10 empty] | 16.19 | 16.92 | 17.06 | 17.22 | 17.2 | NO-ESTIMATION | NO-ESTIMATION | NO-ESTIMATION | NO-ESTIMATION | CAPACITY-FACTOR-V1
DEU | Germany | Zeithain G1 |  | WKS0069445 | 13 | 51.3780 | 13.3380 | Solar | [5 empty] | Wiki-Solar | https://www.wiki-solar.org | Wiki-Solar | [10 empty] | 18.76 | 19.62 | 19.59 | 19.96 | 19.92 | NO-ESTIMATION | NO-ESTIMATION | NO-ESTIMATION | NO-ESTIMATION | CAPACITY-FACTOR-V1
DEU | Germany | Leinefelde-Worbis |  | WKS0062295 | 8 | 51.3844 | 10.3364 | Solar | [5 empty] | Wiki-Solar | https://www.wiki-solar.org | Wiki-Solar | [10 empty] | 10.99 | 12.00 | 11.81 | 11.42 | 11.22 | HYDRO-V1 | HYDRO-V1 | HYDRO-V1 | HYDRO-V1 | HYDRO-V1
DEU | Germany | Allstedt Solar Power Plant |  | WRI1030162 | 19.2 | 51.3860 | 11.4476 | Solar | [5 empty] | Conecon GmbH | http://www.conecon.com | Industry About | 1096504 | [9 empty] | 27.31 | 29.36 | 29.58 | 29.60 | 28.8 | HYDRO-V1 | HYDRO-V1 | HYDRO-V1 | HYDRO-V1 | HYDRO-V1
DEU | Germany | LÃ¼ptitz |  | WKS0062342 | 13.4 | 51.3860 | 12.7760 | Solar | [5 empty] | Wiki-Solar | https://www.wiki-solar.org | Wiki-Solar | [10 empty] | 19.35 | 20.21 | 20.50 | 20.55 | 20.07 | HYDRO-V1 | HYDRO-V1 | HYDRO-V1 | HYDRO-V1 | HYDRO-V1
DEU | Germany | LÃ¼ptitz 4-8 |  | WKS0066744 | 10 | 51.3860 | 12.7760 | Solar | [5 empty] | Wiki-Solar | https://www.wiki-solar.org | Wiki-Solar | [10 empty] | 14.18 | 14.84 | 15.07 | 15.10 | 14.74 | HYDRO-V1 | HYDRO-V1 | HYDRO-V1 | HYDRO-V1 | HYDRO-V1
DEU | Germany | Taucha Solar Power Plant |  | WRI1030161 | 5.3 | 51.3876 | 12.5070 | Solar | [5 empty] | Enerparc AG | http://www.enerparc.de | Industry About | 1096957 | [9 empty] | 7.57 | 7.88 | 7.99 | 8.05 | 8.02 | HYDRO-V1 | HYDRO-V1 | HYDRO-V1 | HYDRO-V1 | HYDRO-V1
DEU | Germany | Sondershausen E1 |  | WKS0068643 | 4.1 | 51.3886 | 10.8492 | Solar | [5 empty] | Wiki-Solar | https://www.wiki-solar.org | Wiki-Solar | [10 empty] | 5.71 | 5.97 | 5.91 | 5.73 | 5.62 | HYDRO-V1 | HYDRO-V1 | HYDRO-V1 | HYDRO-V1 | HYDRO-V1
DEU | Germany | Ermlitz-Schkopau |  | WKS0067735 | 8.5 | 51.3928 | 12.1719 | Solar | [5 empty] | Wiki-Solar | https://www.wiki-solar.org | Wiki-Solar | [10 empty] | 11.60 | 12.21 | 12.38 | 12.47 | 12.33 | HYDRO-V1 | HYDRO-V1 | HYDRO-V1 | HYDRO-V1 | HYDRO-V1
DEU | Germany | Rietschen Solar Power Plant |  | WRI1030160 | 2.2 | 51.3929 | 14.7910 | Solar | [5 empty] | Enerparc AG | http://www.enerparc.de | Industry About | 1096973 | [9 empty] | 3.17 | 3.08 | 3.07 | 3.09 | 3.1 | NO-ESTIMATION | NO-ESTIMATION | NO-ESTIMATION | NO-ESTIMATION | CAPACITY-FACTOR-V1
DEU | Germany | Lochau Solar Power Plant |  | WRI1030159 | 3.3 | 51.3969 | 12.0772 | Solar | [5 empty] | Solarpark Lochau GmbH | http://www.cs-solarservice.com | Industry About | 1089161 | [9 empty] | 4.62 | 4.72 | 4.75 | 4.81 | 4.77 | HYDRO-V1 | HYDRO-V1 | HYDRO-V1 | HYDRO-V1 | HYDRO-V1
DEU | Germany | Raï¿½nitz Solar Power Plant |  | WRI1030158 | 7.1 | 51.3993 | 12.0801 | Solar | [5 empty] | Solarpark Rassnitz GmbH | http://www.cs-solarservice.com | Industry About | [10 empty] | 9.92 | 10.40 | 10.55 | 10.63 | 10.51 | HYDRO-V1 | HYDRO-V1 | HYDRO-V1 | HYDRO-V1 | HYDRO-V1
DEU | Germany | Voigstedt Solar Power Plant |  | WRI1030157 | 3.7 | 51.4013 | 11.3351 | Solar | [5 empty] | SYBAC Solar GmbH | http://www.sybac-solar.de | Industry About | [10 empty] | 5.07 | 5.42 | 5.41 | 5.42 | 5.21 | HYDRO-V1 | HYDRO-V1 | HYDRO-V1 | HYDRO-V1 | HYDRO-V1
DEU | Germany | Breitenfeld I |  | WKS0061474 | 6.3 | 51.4040 | 12.3610 | Solar | [5 empty] | Wiki-Solar | https://www.wiki-solar.org | Wiki-Solar | [10 empty] | 8.87 | 9.22 | 9.38 | 9.42 | 9.37 | HYDRO-V1 | HYDRO-V1 | HYDRO-V1 | HYDRO-V1 | HYDRO-V1
DEU | Germany | Grï¿½den Solar Power Plant |  | WRI1030156 | 3.4 | 51.4044 | 13.5836 | Solar | [5 empty] | SYBAC Solar GmbH | http://www.sybac-solar.de | Industry About | [10 empty] | 4.90 | 4.86 | 4.86 | 4.95 | 4.95 | HYDRO-V1 | HYDRO-V1 | HYDRO-V1 | HYDRO-V1 | HYDRO-V1
DEU | Germany | Edersleben A |  | WKS0072037 | 10 | 51.4047 | 11.2921 | Solar | [5 empty] | Wiki-Solar | https://www.wiki-solar.org | Wiki-Solar | [10 empty] | 13.69 | 15.07 | 15.04 | 15.09 | 14.37 | HYDRO-V1 | HYDRO-V1 | HYDRO-V1 | HYDRO-V1 | HYDRO-V1
DEU | Germany | Zeithain J2 |  | WKS0070958 | 21.5 | 51.4100 | 13.3360 | Solar | [5 empty] | Wiki-Solar | https://www.wiki-solar.org | Wiki-Solar | [10 empty] | 31.93 | 32.36 | 32.31 | 32.98 | 32.84 | HYDRO-V1 | HYDRO-V1 | HYDRO-V1 | HYDRO-V1 | HYDRO-V1
DEU | Germany | Boxberg |  | WKS0074092 | 3.7 | 51.4132 | 14.5779 | Solar | [5 empty] | Wiki-Solar | https://www.wiki-solar.org | Wiki-Solar | [10 empty] | 5.32 | 5.31 | 5.30 | 5.42 | 5.35 | HYDRO-V1 | HYDRO-V1 | HYDRO-V1 | HYDRO-V1 | HYDRO-V1
DEU | Germany | Birkenhof |  | WKS0063300 | 5.2 | 51.4180 | 11.3962 | Solar | [5 empty] | Wiki-Solar | https://www.wiki-solar.org | Wiki-Solar | [10 empty] | 7.18 | 7.88 | 7.87 | 7.89 | 7.51 | HYDRO-V1 | HYDRO-V1 | HYDRO-V1 | HYDRO-V1 | HYDRO-V1
DEU | Germany | Riethnordhausen Solar Power Plant |  | WRI1030155 | 7.3 | 51.4195 | 11.2458 | Solar | [5 empty] | Soventix GmbH | http://www.soventix.com | Industry About | [10 empty] | 9.92 | 10.94 | 10.88 | 10.89 | 10.35 | HYDRO-V1 | HYDRO-V1 | HYDRO-V1 | HYDRO-V1 | HYDRO-V1
DEU | Germany | Rackwitz Solar Power Plant |  | WRI1030154 | 4.2 | 51.4292 | 12.3676 | Solar | [5 empty] | Enerparc AG | http://www.enerparc.de | Industry About | [10 empty] | 5.88 | 5.98 | 6.02 | 6.13 | 6.1 | NO-ESTIMATION | NO-ESTIMATION | NO-ESTIMATION | NO-ESTIMATION | CAPACITY-FACTOR-V1
DEU | Germany | Solarpark Stedten |  | WRI1025883 | 28.3441 | 51.4333 | 11.7383 | Solar | [5 empty] | Bundesnetzagentur | https://www.bundesnetzagentur.de/DE/Sachgebiete/ElektrizitaetundGas/Unternehmen_Institutionen/Versorgungssicherheit/Erzeugungskapazitaeten/Kraftwerksliste/kraftwerksliste-node.html | Industry About | 1089158 | [9 empty] | 38.81 | 40.69 | 40.74 | 41.18 | 41.11 | HYDRO-V1 | HYDRO-V1 | HYDRO-V1 | HYDRO-V1 | HYDRO-V1
DEU | Germany | Oberrï¿½blingen Solar Power Plant |  | WRI1030153 | 8.1 | 51.4350 | 11.3150 | Solar | [5 empty] | Enerparc AG | http://www.enerparc.de | Industry About | [10 empty] | 11.04 | 12.15 | 12.11 | 12.17 | 11.53 | NO-ESTIMATION | NO-ESTIMATION | NO-ESTIMATION | NO-ESTIMATION | CAPACITY-FACTOR-V1
DEU | Germany | Halle-Dieskau |  | WKS0068343 | 3.5 | 51.4416 | 12.0665 | Solar | [5 empty] | Wiki-Solar | https://www.wiki-solar.org | Wiki-Solar | [10 empty] | 4.93 | 5.01 | 5.06 | 5.12 | 5.08 | HYDRO-V1 | HYDRO-V1 | HYDRO-V1 | HYDRO-V1 | HYDRO-V1
DEU | Germany | Kabelsketal |  | WKS0069884 | 4.5 | 51.4432 | 12.0665 | Solar | [5 empty] | Wiki-Solar | https://www.wiki-solar.org | Wiki-Solar | [10 empty] | 6.30 | 6.45 | 6.54 | 6.60 | 6.55 | HYDRO-V1 | HYDRO-V1 | HYDRO-V1 | HYDRO-V1 | HYDRO-V1
DEU | Germany | Glesien Solar Power Plant |  | WRI1030152 | 4.2 | 51.4452 | 12.2345 | Solar | [5 empty] | Enerparc AG | http://www.enerparc.de | Industry About | 1096951 | [9 empty] | 5.88 | 5.98 | 6.04 | 6.13 | 6.11 | HYDRO-V1 | HYDRO-V1 | HYDRO-V1 | HYDRO-V1 | HYDRO-V1
DEU | Germany | Rothenschirmbach Solar Power Plant |  | WRI1030151 | 1.2 | 51.4493 | 11.5534 | Solar | [5 empty] | GP Joule GmbH | http://www.gp-joule.eu | Industry About | 1109274 | [9 empty] | 1.56 | 1.61 | 1.61 | 1.61 | 1.59 | HYDRO-V1 | HYDRO-V1 | HYDRO-V1 | HYDRO-V1 | HYDRO-V1
DEU | Germany | Wiesenena Solar Power Plant |  | WRI1030150 | 5.2 | 51.4507 | 12.1909 | Solar | [5 empty] | Enerparc AG | http://www.enerparc.de | Industry About | [10 empty] | 7.44 | 7.73 | 7.86 | 7.90 | 7.87 | HYDRO-V1 | HYDRO-V1 | HYDRO-V1 | HYDRO-V1 | HYDRO-V1
DEU | Germany | Halle Messe |  | WKS0068345 | 4.1 | 51.4548 | 12.0200 | Solar | [5 empty] | Wiki-Solar | https://www.wiki-solar.org | Wiki-Solar | [10 empty] | 5.72 | 5.85 | 5.91 | 5.98 | 5.94 | HYDRO-V1 | HYDRO-V1 | HYDRO-V1 | HYDRO-V1 | HYDRO-V1
DEU | Germany | Ruhland Solar Power Plant |  | WRI1030149 | 2.2 | 51.4552 | 13.8874 | Solar | [5 empty] | SYBAC Solar GmbH | http://www.sybac-solar.de | Industry About | 1111333 | [9 empty] | 3.21 | 3.08 | 3.07 | 3.09 | 3.12 | HYDRO-V1 | HYDRO-V1 | HYDRO-V1 | HYDRO-V1 | HYDRO-V1
DEU | Germany | Lauta Solar Power Plant |  | WRI1030148 | 23.5 | 51.4567 | 14.1095 | Solar | [5 empty] | Conecon GmbH | http://www.conecon.com | Industry About | [10 empty] | 33.78 | 34.20 | 34.20 | 34.91 | 34.62 | HYDRO-V1 | HYDRO-V1 | HYDRO-V1 | HYDRO-V1 | HYDRO-V1
DEU | Germany | Berga |  | WKS0060094 | 12 | 51.4570 | 11.0240 | Solar | [5 empty] | Wiki-Solar | https://www.wiki-solar.org | Wiki-Solar | [10 empty] | 16.66 | 18.46 | 18.27 | 18.33 | 17.6 | HYDRO-V1 | HYDRO-V1 | HYDRO-V1 | HYDRO-V1 | HYDRO-V1
DEU | Germany | Wallhausen Solar Power Plant |  | WRI1030147 | 5.4 | 51.4582 | 11.2152 | Solar | [5 empty] | IB Vogt GmbH | http://www.vogt-solar.com | Industry About | [10 empty] | 7.42 | 8.16 | 7.94 | 8.13 | 7.73 | NO-ESTIMATION | NO-ESTIMATION | NO-ESTIMATION | NO-ESTIMATION | CAPACITY-FACTOR-V1
DEU | Germany | Solarpark Amsdorf |  | WRI1025884 | 28.344 | 51.4582 | 11.7350 | Solar | [5 empty] | Bundesnetzagentur | https://www.bundesnetzagentur.de/DE/Sachgebiete/ElektrizitaetundGas/Unternehmen_Institutionen/Versorgungssicherheit/Erzeugungskapazitaeten/Kraftwerksliste/kraftwerksliste-node.html | Industry About | [10 empty] | 38.81 | 40.26 | 40.74 | 41.18 | 41.11 | HYDRO-V1 | HYDRO-V1 | HYDRO-V1 | HYDRO-V1 | HYDRO-V1
DEU | Germany | Zwochau Solar Power Plant |  | WRI1030146 | 3.8 | 51.4611 | 12.2528 | Solar | [5 empty] | Enerparc AG | http://www.enerparc.de | Industry About | [10 empty] | 5.36 | 5.43 | 5.47 | 5.56 | 5.53 | HYDRO-V1 | HYDRO-V1 | HYDRO-V1 | HYDRO-V1 | HYDRO-V1
DEU | Germany | Roï¿½la Solar Power Plant |  | WRI1030145 | 6 | 51.4646 | 11.0559 | Solar | [5 empty] | GP Joule GmbH | http://www.gp-joule.eu | Industry About | [10 empty] | 8.14 | 8.97 | 8.87 | 8.87 | 8.49 | HYDRO-V1 | HYDRO-V1 | HYDRO-V1 | HYDRO-V1 | HYDRO-V1
DEU | Germany | Neuburxdorf |  | WKS0068341 | 5.7 | 51.4669 | 13.2809 | Solar | [5 empty] | Wiki-Solar | https://www.wiki-solar.org | Wiki-Solar | [10 empty] | 8.25 | 8.39 | 8.38 | 8.58 | 8.41 | SOLAR-V1-NO-AGE | SOLAR-V1-NO-AGE | SOLAR-V1-NO-AGE | SOLAR-V1-NO-AGE | SOLAR-V1-NO-AGE
DEU | Germany | Laubusch Solar Power Plant |  | WRI1030144 | 3 | 51.4685 | 14.1321 | Solar | [5 empty] | IB Vogt GmbH | http://www.vogt-solar.com | Industry About | [10 empty] | 4.39 | 4.33 | 4.32 | 4.37 | 4.37 | HYDRO-V1 | HYDRO-V1 | HYDRO-V1 | HYDRO-V1 | HYDRO-V1
DEU | Germany | Plessa Solar Power Plant |  | WRI1030143 | 3.1 | 51.4698 | 13.6020 | Solar | [5 empty] | GP Joule GmbH | http://www.gp-joule.eu | Industry About | 1109272 | [9 empty] | 4.52 | 4.48 | 4.48 | 4.53 | 4.53 | NO-ESTIMATION | NO-ESTIMATION | NO-ESTIMATION | NO-ESTIMATION | CAPACITY-FACTOR-V1
DEU | Germany | Sprotta Solar Power Plant |  | WRI1030142 | 2.6 | 51.4726 | 12.7008 | Solar | [5 empty] | Gehrlicher Solar AG | http://www.gehrlicher.com | Industry About | 1088408 | [9 empty] | 3.72 | 3.63 | 3.64 | 3.65 | 3.64 | NO-ESTIMATION | NO-ESTIMATION | NO-ESTIMATION | NO-ESTIMATION | CAPACITY-FACTOR-V1
DEU | Germany | Elsterheide Solar Power Plant |  | WRI1030141 | 20 | 51.4728 | 14.3054 | Solar | [5 empty] | CEE PVF Elsterheide GmbH & Co KG | http://www.cee-holding.de | Industry About | [10 empty] | 29.52 | 30.27 | 30.27 | 30.85 | 30.75 | HYDRO-V1 | HYDRO-V1 | HYDRO-V1 | HYDRO-V1 | HYDRO-V1
DEU | Germany | Teutschenthal Solar Power Plant |  | WRI1030140 | 7.1 | 51.4734 | 11.7896 | Solar | [5 empty] | Solarparc GmbH | http://www.solarparc.de | Industry About | [10 empty] | 9.92 | 10.40 | 10.55 | 10.61 | 10.51 | HYDRO-V1 | HYDRO-V1 | HYDRO-V1 | HYDRO-V1 | HYDRO-V1
DEU | Germany | Sangerhausen Solar Power Plant |  | WRI1030139 | 1 | 51.4781 | 11.3229 | Solar | [5 empty] | Soventix GmbH | http://www.soventix.com | Industry About | [10 empty] | 1.28 | 1.37 | 1.35 | 1.35 | 1.28 | HYDRO-V1 | HYDRO-V1 | HYDRO-V1 | HYDRO-V1 | HYDRO-V1
DEU | Germany | Sietzsch E |  | WKS0061472 | 9.5 | 51.4880 | 12.1970 | Solar | [5 empty] | Wiki-Solar | https://www.wiki-solar.org | Wiki-Solar | [10 empty] | 13.51 | 14.11 | 14.33 | 14.37 | 14.35 | HYDRO-V1 | HYDRO-V1 | HYDRO-V1 | HYDRO-V1 | HYDRO-V1
DEU | Germany | Schipkau A1 |  | WKS0066113 | 10 | 51.4880 | 13.8750 | Solar | [5 empty] | Wiki-Solar | https://www.wiki-solar.org | Wiki-Solar | [10 empty] | 14.32 | 14.84 | 14.84 | 15.11 | 15.03 | HYDRO-V1 | HYDRO-V1 | HYDRO-V1 | HYDRO-V1 | HYDRO-V1
DEU | Germany | Nordhausen Solar Power Plant |  | WRI1030138 | 3 | 51.4890 | 10.8254 | Solar | [5 empty] | Ranfit-E | http://www.ranft-een.de/referenzen-erfahrung/freiflachenanlagen-deutschland | Industry About | [10 empty] | 4.30 | 4.36 | 4.31 | 4.24 | 4.17 | NO-ESTIMATION | NO-ESTIMATION | NO-ESTIMATION | NO-ESTIMATION | CAPACITY-FACTOR-V1
DEU | Germany | Sietzsch Solar Power Plant |  | WRI1030137 | 10 | 51.4896 | 12.1908 | Solar | [5 empty] | Enerparc AG | http://www.enerparc.de | Industry About | [10 empty] | 14.18 | 14.84 | 15.07 | 15.11 | 15.09 | NO-ESTIMATION | NO-ESTIMATION | NO-ESTIMATION | NO-ESTIMATION | CAPACITY-FACTOR-V1
DEU | Germany | Schwarzheide Solar Power Plant |  | WRI1025905 | 12.7312 | 51.4937 | 13.8424 | Solar | [5 empty] | Bundesnetzagentur | https://www.bundesnetzagentur.de/DE/Sachgebiete/ElektrizitaetundGas/Unternehmen_Institutionen/Versorgungssicherheit/Erzeugungskapazitaeten/Kraftwerksliste/kraftwerksliste-node.html | Industry About | 1094242 | [9 empty] | 18.57 | 19.25 | 19.26 | 19.58 | 19.33 | NO-ESTIMATION | NO-ESTIMATION | NO-ESTIMATION | NO-ESTIMATION | CAPACITY-FACTOR-V1
DEU | Germany | Rote Jahne Solar Power Plant |  | WRI1030136 | 13.2 | 51.5079 | 12.6807 | Solar | [5 empty] | Juwi Solar GmbH | http://www.juwi.com | Industry About | 1074741 | [9 empty] | 19.05 | 19.91 | 20.14 | 20.25 | 20.2 | NO-ESTIMATION | NO-ESTIMATION | NO-ESTIMATION | NO-ESTIMATION | CAPACITY-FACTOR-V1
DEU | Germany | Delitzsch Solar Power Plant |  | WRI1025879 | 32.1 | 51.5090 | 12.2893 | Solar | [5 empty] | Enerparc AG | http://www.enerparc.de | Industry About | [10 empty] | 44.94 | 46.32 | 46.86 | 47.11 | 47.14 | HYDRO-V1 | HYDRO-V1 | HYDRO-V1 | HYDRO-V1 | HYDRO-V1
DEU | Germany | Schipkau Solar Power Plant |  | WRI1030135 | 2.2 | 51.5103 | 13.8879 | Solar | [5 empty] | Enerparc AG | http://www.enerparc.de | Industry About | 1112177 | [9 empty] | 3.19 | 3.08 | 3.07 | 3.09 | 3.1 | HYDRO-V1 | HYDRO-V1 | HYDRO-V1 | HYDRO-V1 | HYDRO-V1
DEU | Germany | Zerre |  | WKS0060202 | 8 | 51.5135 | 14.3889 | Solar | [5 empty] | Wiki-Solar | https://www.wiki-solar.org | Wiki-Solar | [10 empty] | 11.43 | 11.81 | 11.81 | 12.08 | 11.96 | NO-ESTIMATION | NO-ESTIMATION | NO-ESTIMATION | NO-ESTIMATION | CAPACITY-FACTOR-V1
DEU | Germany | Sabrodt |  | WKS0061465 | 10 | 51.5150 | 14.3230 | Solar | [5 empty] | Wiki-Solar | https://www.wiki-solar.org | Wiki-Solar | [10 empty] | 14.37 | 14.83 | 14.83 | 15.11 | 15.05 | NO-ESTIMATION | NO-ESTIMATION | NO-ESTIMATION | NO-ESTIMATION | CAPACITY-FACTOR-V1
DEU | Germany | Delitzsch - Ziehwerk Solar Power Plant |  | WRI1030134 | 1.8 | 51.5154 | 12.3528 | Solar | [5 empty] | Enerparc AG | http://www.enerparc.de | Industry About | [10 empty] | 2.36 | 2.38 | 2.38 | 2.39 | 2.38 | NO-ESTIMATION | NO-ESTIMATION | NO-ESTIMATION | NO-ESTIMATION | CAPACITY-FACTOR-V1
DEU | Germany | Delitzsch - Fabrikstraï¿½e Solar Power Plant |  | WRI1030133 | 2.7 | 51.5165 | 12.3269 | Solar | [5 empty] | Enerparc AG | http://www.enerparc.de | Industry About | [10 empty] | 3.90 | 3.79 | 3.80 | 3.83 | 3.82 | HYDRO-V1 | HYDRO-V1 | HYDRO-V1 | HYDRO-V1 | HYDRO-V1
DEU | Germany | Braschwitz Solar Power Plant |  | WRI1030132 | 8 | 51.5183 | 12.0639 | Solar | [5 empty] | Enerparc AG | http://www.enerparc.de | Industry About | [10 empty] | 11.25 | 11.80 | 11.95 | 12.01 | 11.86 | HYDRO-V1 | HYDRO-V1 | HYDRO-V1 | HYDRO-V1 | HYDRO-V1
DEU | Germany | Hohenthurm Solar Power Plant |  | WRI1030131 | 4.3 | 51.5258 | 12.1023 | Solar | [5 empty] | Enerparc AG | http://www.enerparc.de | Industry About | [10 empty] | 6.01 | 6.13 | 6.19 | 6.26 | 6.2 | HYDRO-V1 | HYDRO-V1 | HYDRO-V1 | HYDRO-V1 | HYDRO-V1
DEU | Germany | KrughÃ¼tte |  | WKS0061374 | 29.1 | 51.5270 | 11.5180 | Solar | [5 empty] | Wiki-Solar | https://www.wiki-solar.org | Wiki-Solar | [10 empty] | 39.21 | 41.82 | 42.15 | 42.19 | 41.44 | HYDRO-V1 | HYDRO-V1 | HYDRO-V1 | HYDRO-V1 | HYDRO-V1
DEU | Germany | Sennewitz A |  | WKS0070975 | 6 | 51.5310 | 11.9310 | Solar | [5 empty] | Wiki-Solar | https://www.wiki-solar.org | Wiki-Solar | [10 empty] | 8.41 | 8.76 | 8.89 | 8.97 | 8.9 | HYDRO-V1 | HYDRO-V1 | HYDRO-V1 | HYDRO-V1 | HYDRO-V1
DEU | Germany | Sennewitz B |  | WKS0070976 | 4.5 | 51.5352 | 11.9428 | Solar | [5 empty] | Wiki-Solar | https://www.wiki-solar.org | Wiki-Solar | [10 empty] | 6.32 | 6.45 | 6.54 | 6.62 | 6.51 | HYDRO-V1 | HYDRO-V1 | HYDRO-V1 | HYDRO-V1 | HYDRO-V1
DEU | Germany | Spremberg |  | WKS0060320 | 3.6 | 51.5370 | 14.3890 | Solar | [5 empty] | Wiki-Solar | https://www.wiki-solar.org | Wiki-Solar | [10 empty] | 5.16 | 5.15 | 5.15 | 5.28 | 5.27 | HYDRO-V1 | HYDRO-V1 | HYDRO-V1 | HYDRO-V1 | HYDRO-V1
DEU | Germany | Meuro Solar Power Plant |  | WRI1025872 | 166 | 51.5446 | 13.9795 | Solar | [5 empty] | GP Joule GmbH | http://www.gp-joule.eu | Industry About | [10 empty] | 233.21 | 238.24 | 238.21 | 242.86 | 242.11 | HYDRO-V1 | HYDRO-V1 | HYDRO-V1 | HYDRO-V1 | HYDRO-V1
DEU | Germany | Landsberg G1 |  | WKS0069426 | 6.7 | 51.5450 | 12.1600 | Solar | [5 empty] | Wiki-Solar | https://www.wiki-solar.org | Wiki-Solar | [10 empty] | 9.36 | 9.79 | 9.91 | 9.99 | 9.79 | HYDRO-V1 | HYDRO-V1 | HYDRO-V1 | HYDRO-V1 | HYDRO-V1
DEU | Germany | Lï¿½nnewitz Solar Power Plant |  | WRI1030130 | 25.9 | 51.5495 | 13.2212 | Solar | [5 empty] | Enerparc AG | http://www.enerparc.de | Industry About | [10 empty] | 36.48 | 37.17 | 37.20 | 37.80 | 37.87 | HYDRO-V1 | HYDRO-V1 | HYDRO-V1 | HYDRO-V1 | HYDRO-V1
DEU | Germany | Oppin Solar Power Plant |  | WRI1030129 | 6.9 | 51.5504 | 12.0475 | Solar | [5 empty] | Enerparc AG | http://www.enerparc.de | Industry About | 1096946 | [9 empty] | 9.67 | 10.08 | 10.23 | 10.32 | 10.16 | HYDRO-V1 | HYDRO-V1 | HYDRO-V1 | HYDRO-V1 | HYDRO-V1
DEU | Germany | LÃ¶nnewitz I |  | WKS0061469 | 4 | 51.5534 | 13.2184 | Solar | [5 empty] | Wiki-Solar | https://www.wiki-solar.org | Wiki-Solar | [10 empty] | 5.76 | 5.72 | 5.73 | 5.86 | 5.83 | HYDRO-V1 | HYDRO-V1 | HYDRO-V1 | HYDRO-V1 | HYDRO-V1
DEU | Germany | Helbra |  | WKS0060109 | 11.5 | 51.5540 | 11.5140 | Solar | [5 empty] | Wiki-Solar | https://www.wiki-solar.org | Wiki-Solar | [10 empty] | 16.40 | 17.56 | 17.64 | 17.68 | 17.35 | HYDRO-V1 | HYDRO-V1 | HYDRO-V1 | HYDRO-V1 | HYDRO-V1
DEU | Germany | Senftenberg II/III |  | WKS0060059 | 82 | 51.5580 | 13.9940 | Solar | [5 empty] | Wiki-Solar | https://www.wiki-solar.org | Wiki-Solar | [10 empty] | 116.02 | 118.50 | 118.49 | 120.79 | 120.41 | HYDRO-V1 | HYDRO-V1 | HYDRO-V1 | HYDRO-V1 | HYDRO-V1
DEU | Germany | Senftenberg Solar Power Plant |  | WRI1030128 | 18 | 51.5593 | 13.9878 | Solar | [5 empty] | Phoenix Solar AG | http://www.phoenixsolar-group.com | Industry About | [10 empty] | 26.66 | 27.38 | 27.37 | 27.84 | 27.81 | HYDRO-V1 | HYDRO-V1 | HYDRO-V1 | HYDRO-V1 | HYDRO-V1
DEU | Germany | Solar Schipkau II GmbH & Co. KG |  | WRI1025882 | 81 | 51.5683 | 13.7377 | Solar | [5 empty] | PV Tech | https://www.pv-tech.org/news/q_cells_closes_sale_of_40mw_pv_projects_to_difnibc_joint_venture_blue_forre | Industry About | [10 empty] | 114.13 | 116.93 | 117.06 | 119.38 | 119.23 | HYDRO-V1 | HYDRO-V1 | HYDRO-V1 | HYDRO-V1 | HYDRO-V1
DEU | Germany | Roitzsch - Enerparc Solar Power Plant |  | WRI1030127 | 10 | 51.5697 | 12.2724 | Solar | [5 empty] | Enerparc AG | http://www.enerparc.de | Industry About | [10 empty] | 14.17 | 14.84 | 15.01 | 15.11 | 15.09 | HYDRO-V1 | HYDRO-V1 | HYDRO-V1 | HYDRO-V1 | HYDRO-V1
DEU | Germany | Torgau Solar Power Plant |  | WRI1030126 | 8.9 | 51.5732 | 12.9833 | Solar | [5 empty] | Enerparc AG | http://www.enerparc.de | Industry About | 1096960 | [9 empty] | 12.96 | 13.24 | 13.22 | 13.48 | 13.42 | HYDRO-V1 | HYDRO-V1 | HYDRO-V1 | HYDRO-V1 | HYDRO-V1
DEU | Germany | Ilfeld Solar Power Plant |  | WRI1030125 | 5.6 | 51.5744 | 10.7796 | Solar | [5 empty] | Mainz Solar GmbH | http://www.cs-solarservice.com | Industry About | [10 empty] | 7.78 | 8.42 | 8.29 | 8.01 | 7.88 | HYDRO-V1 | HYDRO-V1 | HYDRO-V1 | HYDRO-V1 | HYDRO-V1
DEU | Germany | Roitzsch - Capital Stage Solar Power Plant |  | WRI1030124 | 12.7 | 51.5811 | 12.2448 | Solar | [5 empty] | Solarpark Roitzsch GmbH | http://www.cs-solarservice.com | Industry About | [10 empty] | 18.38 | 19.21 | 19.43 | 19.54 | 19.49 | HYDRO-V1 | HYDRO-V1 | HYDRO-V1 | HYDRO-V1 | HYDRO-V1
DEU | Germany | SÃ¼ptitz |  | WKS0060375 | 4.8 | 51.5869 | 12.9251 | Solar | [5 empty] | Wiki-Solar | https://www.wiki-solar.org | Wiki-Solar | [10 empty] | 7.62 | 7.78 | 7.75 | 7.89 | 7.84 | HYDRO-V1 | HYDRO-V1 | HYDRO-V1 | HYDRO-V1 | HYDRO-V1
DEU | Germany | Glebitzsch Solar Power Plant |  | WRI1030123 | 3.9 | 51.5886 | 12.1924 | Solar | [5 empty] | Solarpark Glebitzsch GmbH | http://www.cs-solarservice.com | Industry About | 1108943 | [9 empty] | 5.50 | 5.57 | 5.61 | 5.70 | 5.67 | HYDRO-V1 | HYDRO-V1 | HYDRO-V1 | HYDRO-V1 | HYDRO-V1
DEU | Germany | Welzow II Flughafen |  | WRI1025902 | 18.6 | 51.5891 | 14.1413 | Solar | [5 empty] | Bundesnetzagentur | https://www.bundesnetzagentur.de/DE/Sachgebiete/ElektrizitaetundGas/Unternehmen_Institutionen/Versorgungssicherheit/Erzeugungskapazitaeten/Kraftwerksliste/kraftwerksliste-node.html | Industry About | 1116410 | [9 empty] | 27.63 | 28.33 | 28.33 | 28.87 | 28.78 | HYDRO-V1 | HYDRO-V1 | HYDRO-V1 | HYDRO-V1 | HYDRO-V1
DEU | Germany | Apfelborn Solar Power Plant |  | WRI1030122 | 2 | 51.5923 | 11.5474 | Solar | [5 empty] | Solarparc GmbH | http://www.solarparc.de | Industry About | [10 empty] | 2.81 | 2.79 | 2.78 | 2.83 | 2.8 | HYDRO-V1 | HYDRO-V1 | HYDRO-V1 | HYDRO-V1 | HYDRO-V1
DEU | Germany | Lettewitz Solar Power Plant |  | WRI1030121 | 13.3 | 51.6005 | 11.8638 | Solar | [5 empty] | Solarpark Lettewitz GmbH | http://www.cs-solarservice.com | Industry About | 1108939 | [9 empty] | 19.15 | 20.04 | 20.27 | 20.40 | 20.04 | HYDRO-V1 | HYDRO-V1 | HYDRO-V1 | HYDRO-V1 | HYDRO-V1
DEU | Germany | Weeze Solar Power Plant |  | WRI1030120 | 14 | 51.6055 | 6.1529 | Solar | [5 empty] | Bay Solar AG | http://www.bayenergy.net | Industry About | [10 empty] | 21.24 | 21.45 | 21.12 | 21.46 | 21.1 | HYDRO-V1 | HYDRO-V1 | HYDRO-V1 | HYDRO-V1 | HYDRO-V1
DEU | Germany | Alte Kaserne |  | WKS0065869 | 10 | 51.6090 | 12.3167 | Solar | [5 empty] | Wiki-Solar | https://www.wiki-solar.org | Wiki-Solar | [10 empty] | 14.17 | 14.84 | 15.01 | 15.15 | 15.09 | HYDRO-V1 | HYDRO-V1 | HYDRO-V1 | HYDRO-V1 | HYDRO-V1
DEU | Germany | Zscherndorf |  | WKS0066005 | 8.5 | 51.6117 | 12.2819 | Solar | [5 empty] | Wiki-Solar | https://www.wiki-solar.org | Wiki-Solar | [10 empty] | 11.67 | 12.23 | 12.38 | 12.49 | 12.44 | HYDRO-V1 | HYDRO-V1 | HYDRO-V1 | HYDRO-V1 | HYDRO-V1
DEU | Germany | Dï¿½bern Solar Power Plant |  | WRI1030119 | 6.3 | 51.6126 | 14.6169 | Solar | [5 empty] | SYBAC Solar GmbH | http://www.sybac-solar.de | Industry About | [10 empty] | 9.07 | 9.22 | 9.22 | 9.40 | 9.35 | HYDRO-V1 | HYDRO-V1 | HYDRO-V1 | HYDRO-V1 | HYDRO-V1
DEU | Germany | Bitterfeld-Wolfen - GP Joule Solar Power Plant |  | WRI1030118 | 3 | 51.6166 | 12.3076 | Solar | [5 empty] | GP Joule GmbH | http://www.gp-joule.eu | Industry About | [10 empty] | 4.29 | 4.32 | 4.34 | 4.39 | 4.36 | HYDRO-V1 | HYDRO-V1 | HYDRO-V1 | HYDRO-V1 | HYDRO-V1
DEU | Germany | Bitterfeld Microtech |  | WKS0060317 | 5.4 | 51.6190 | 12.2870 | Solar | [5 empty] | Wiki-Solar | https://www.wiki-solar.org | Wiki-Solar | [10 empty] | 7.68 | 7.99 | 8.10 | 8.18 | 8.13 | HYDRO-V1 | HYDRO-V1 | HYDRO-V1 | HYDRO-V1 | HYDRO-V1
DEU | Germany | NÃ¶rten-Hardenberg B1 |  | WKS0066157 | 10 | 51.6290 | 9.9311 | Solar | [5 empty] | Wiki-Solar | https://www.wiki-solar.org | Wiki-Solar | [10 empty] | 13.47 | 15.06 | 14.88 | 14.40 | 14.16 | HYDRO-V1 | HYDRO-V1 | HYDRO-V1 | HYDRO-V1 | HYDRO-V1
DEU | Germany | GroÃŸÃ¶rner |  | WKS0069845 | 7 | 51.6305 | 11.4944 | Solar | [5 empty] | Wiki-Solar | https://www.wiki-solar.org | Wiki-Solar | [10 empty] | 9.68 | 10.39 | 10.42 | 10.46 | 10.23 | HYDRO-V1 | HYDRO-V1 | HYDRO-V1 | HYDRO-V1 | HYDRO-V1
DEU | Germany | Mï¿½sthinsdorf Solar Power Plant |  | WRI1030117 | 5.1 | 51.6361 | 12.0165 | Solar | [5 empty] | Enerparc AG | http://www.enerparc.de | Industry About | [10 empty] | 7.27 | 7.57 | 7.68 | 7.75 | 7.6 | HYDRO-V1 | HYDRO-V1 | HYDRO-V1 | HYDRO-V1 | HYDRO-V1
DEU | Germany | Greppin |  | WKS0065870 | 8 | 51.6379 | 12.2829 | Solar | [5 empty] | Wiki-Solar | https://www.wiki-solar.org | Wiki-Solar | [10 empty] | 11.29 | 11.81 | 11.95 | 12.08 | 12 | HYDRO-V1 | HYDRO-V1 | HYDRO-V1 | HYDRO-V1 | HYDRO-V1
DEU | Germany | Rï¿½dgen Solar Power Plant |  | WRI1030116 | 7 | 51.6390 | 12.1944 | Solar | [5 empty] | Klaron GmbH | http://www.klaron.de | Industry About | [10 empty] | 9.83 | 10.26 | 10.40 | 10.51 | 10.44 | HYDRO-V1 | HYDRO-V1 | HYDRO-V1 | HYDRO-V1 | HYDRO-V1
DEU | Germany | Pritzen |  | WKS0067315 | 10 | 51.6440 | 14.1220 | Solar | [5 empty] | Wiki-Solar | https://www.wiki-solar.org | Wiki-Solar | [10 empty] | 14.41 | 14.84 | 14.84 | 15.10 | 15.05 | HYDRO-V1 | HYDRO-V1 | HYDRO-V1 | HYDRO-V1 | HYDRO-V1
DEU | Germany | Altdï¿½bern Solar Power Plant |  | WRI1030115 | 1.3 | 51.6470 | 14.0020 | Solar | [5 empty] | Solar-Konzept GmbH | http://www.solar-konzept.de | Industry About | [10 empty] | 1.74 | 1.75 | 1.74 | 1.75 | 1.74 | HYDRO-V1 | HYDRO-V1 | HYDRO-V1 | HYDRO-V1 | HYDRO-V1
DEU | Germany | GrÃ¶bitz |  | WKS0067463 | 4 | 51.6530 | 13.6970 | Solar | [5 empty] | Wiki-Solar | https://www.wiki-solar.org | Wiki-Solar | [10 empty] | 5.73 | 5.72 | 5.72 | 5.86 | 5.79 | HYDRO-V1 | HYDRO-V1 | HYDRO-V1 | HYDRO-V1 | HYDRO-V1
DEU | Germany | Walbeck Solar Power Plant |  | WRI1030114 | 2.5 | 51.6556 | 11.4809 | Solar | [5 empty] | Ranft | http://www.ranft-een.de/referenzen-erfahrung/freiflachenanlagen-deutschland | Industry About | [10 empty] | 3.56 | 3.51 | 3.51 | 3.54 | 3.52 | HYDRO-V1 | HYDRO-V1 | HYDRO-V1 | HYDRO-V1 | HYDRO-V1
DEU | Germany | Jocksdorf |  | WKS0060198 | 8 | 51.6578 | 14.6100 | Solar | [5 empty] | Wiki-Solar | https://www.wiki-solar.org | Wiki-Solar | [10 empty] | 11.50 | 11.82 | 11.82 | 12.03 | 11.99 | HYDRO-V1 | HYDRO-V1 | HYDRO-V1 | HYDRO-V1 | HYDRO-V1
DEU | Germany | Jocksdorf Solar Power Plant |  | WRI1030113 | 103.9 | 51.6597 | 14.6261 | Solar | [5 empty] | Mï¿½hring Energie GmbH | http://www.moehring-energie.de | Industry About | [10 empty] | 147.78 | 149.75 | 149.75 | 152.89 | 152.14 | HYDRO-V1 | HYDRO-V1 | HYDRO-V1 | HYDRO-V1 | HYDRO-V1
DEU | Germany | Solarpark Neiï¿½e-Malxetal |  | WRI1025889 | 22.1247 | 51.6609 | 14.6296 | Solar | [5 empty] | Bundesnetzagentur | https://www.bundesnetzagentur.de/DE/Sachgebiete/ElektrizitaetundGas/Unternehmen_Institutionen/Versorgungssicherheit/Erzeugungskapazitaeten/Kraftwerksliste/kraftwerksliste-node.html | Industry About | [10 empty] | 31.85 | 32.24 | 32.24 | 32.91 | 32.75 | HYDRO-V1 | HYDRO-V1 | HYDRO-V1 | HYDRO-V1 | HYDRO-V1
DEU | Germany | Muldenstein |  | WKS0061241 | 11.2 | 51.6610 | 12.3320 | Solar | [5 empty] | Wiki-Solar | https://www.wiki-solar.org | Wiki-Solar | [10 empty] | 16.32 | 16.92 | 17.07 | 17.25 | 17.18 | HYDRO-V1 | HYDRO-V1 | HYDRO-V1 | HYDRO-V1 | HYDRO-V1
DEU | Germany | Bitterfeld-Wolfen F1 |  | WKS0068822 | 9.6 | 51.6640 | 12.2450 | Solar | [5 empty] | Wiki-Solar | https://www.wiki-solar.org | Wiki-Solar | [10 empty] | 13.62 | 14.23 | 14.40 | 14.53 | 14.47 | SOLAR-V1-NO-AGE | SOLAR-V1-NO-AGE | SOLAR-V1-NO-AGE | SOLAR-V1-NO-AGE | SOLAR-V1-NO-AGE
DEU | Germany | Preschen |  | WKS0060134 | 10.2 | 51.6672 | 14.6475 | Solar | [5 empty] | Wiki-Solar | https://www.wiki-solar.org | Wiki-Solar | [10 empty] | 14.76 | 15.10 | 15.10 | 15.39 | 15.31 | SOLAR-V1-NO-AGE | SOLAR-V1-NO-AGE | SOLAR-V1-NO-AGE | SOLAR-V1-NO-AGE | SOLAR-V1-NO-AGE
DEU | Germany | Herzberg Solar Power Plant |  | WRI1030112 | 16.4 | 51.6731 | 13.2232 | Solar | [5 empty] | Belectric | http://www.belectric.com | Industry About | [10 empty] | 23.99 | 24.63 | 24.65 | 25.11 | 25.09 | NO-ESTIMATION | NO-ESTIMATION | NO-ESTIMATION | NO-ESTIMATION | CAPACITY-FACTOR-V1
DEU | Germany | Bronkow |  | WKS0061295 | 11.3 | 51.6750 | 13.9630 | Solar | [5 empty] | Wiki-Solar | https://www.wiki-solar.org | Wiki-Solar | [10 empty] | 16.44 | 17.07 | 17.06 | 17.35 | 17.33 | NO-ESTIMATION | NO-ESTIMATION | NO-ESTIMATION | NO-ESTIMATION | CAPACITY-FACTOR-V1
DEU | Germany | Neuhausen Solar Power Plant |  | WRI1030111 | 10.6 | 51.6844 | 14.4243 | Solar | [5 empty] | Solarpark Neuhausen GmbH | http://www.cs-solarservice.com | Industry About | 1108940 | [9 empty] | 15.44 | 16.09 | 16.08 | 16.34 | 16.29 | NO-ESTIMATION | NO-ESTIMATION | NO-ESTIMATION | NO-ESTIMATION | CAPACITY-FACTOR-V1
DEU | Germany | Frauendorf |  | WKS0067444 | 10 | 51.7030 | 14.3980 | Solar | [5 empty] | Wiki-Solar | https://www.wiki-solar.org | Wiki-Solar | [10 empty] | 14.37 | 14.84 | 14.84 | 15.11 | 15.05 | SOLAR-V1-NO-AGE | SOLAR-V1-NO-AGE | SOLAR-V1-NO-AGE | SOLAR-V1-NO-AGE | SOLAR-V1-NO-AGE
DEU | Germany | Sergen |  | WKS0069666 | 10 | 51.7080 | 14.4840 | Solar | [5 empty] | Wiki-Solar | https://www.wiki-solar.org | Wiki-Solar | [10 empty] | 14.33 | 14.84 | 14.84 | 15.10 | 15.05 | NO-ESTIMATION | NO-ESTIMATION | NO-ESTIMATION | NO-ESTIMATION | CAPACITY-FACTOR-V1
DEU | Germany | Golpa |  | WKS0066091 | 6 | 51.7126 | 12.3845 | Solar | [5 empty] | Wiki-Solar | https://www.wiki-solar.org | Wiki-Solar | [10 empty] | 8.62 | 8.78 | 8.87 | 9.00 | 8.93 | SOLAR-V1-NO-AGE | SOLAR-V1-NO-AGE | SOLAR-V1-NO-AGE | SOLAR-V1-NO-AGE | SOLAR-V1-NO-AGE
DEU | Germany | Missen Solar Power Plant |  | WRI1030110 | 10.1 | 51.7185 | 14.0594 | Solar | [5 empty] | Gehrlicher Solar AG | http://www.gehrlicher.com | Industry About | 1098061 | [9 empty] | 14.49 | 14.96 | 14.95 | 15.22 | 15.21 | SOLAR-V1-NO-AGE | SOLAR-V1-NO-AGE | SOLAR-V1-NO-AGE | SOLAR-V1-NO-AGE | SOLAR-V1-NO-AGE
DEU | Germany | KÃ¶then Flugplatz |  | WKS0060075 | 14.8 | 51.7200 | 11.9710 | Solar | [5 empty] | Wiki-Solar | https://www.wiki-solar.org | Wiki-Solar | [10 empty] | 21.50 | 22.38 | 22.59 | 22.73 | 22.26 | SOLAR-V1-NO-AGE | SOLAR-V1-NO-AGE | SOLAR-V1-NO-AGE | SOLAR-V1-NO-AGE | SOLAR-V1-NO-AGE
DEU | Germany | KÃ¶then Enerparc |  | WKS0063252 | 4.9 | 51.7204 | 11.9501 | Solar | [5 empty] | Wiki-Solar | https://www.wiki-solar.org | Wiki-Solar | [10 empty] | 6.78 | 7.10 | 7.16 | 7.20 | 7 | SOLAR-V1-NO-AGE | SOLAR-V1-NO-AGE | SOLAR-V1-NO-AGE | SOLAR-V1-NO-AGE | SOLAR-V1-NO-AGE
DEU | Germany | Forst Solar Power Plant |  | WRI1030109 | 3.6 | 51.7210 | 14.6298 | Solar | [5 empty] | CEE PVF Forst GmbH & Co KG | http://www.cee-holding.de | Industry About | 1098058 | [9 empty] | 5.20 | 5.16 | 5.16 | 5.27 | 5.26 | SOLAR-V1-NO-AGE | SOLAR-V1-NO-AGE | SOLAR-V1-NO-AGE | SOLAR-V1-NO-AGE | SOLAR-V1-NO-AGE
DEU | Germany | Kï¿½then Solar Power Plant |  | WRI1030108 | 45 | 51.7212 | 11.9600 | Solar | [5 empty] | Juwi Solar GmbH | http://www.juwi.com | Industry About | [10 empty] | 61.97 | 64.11 | 64.73 | 65.15 | 63.57 | NO-ESTIMATION | NO-ESTIMATION | NO-ESTIMATION | NO-ESTIMATION | CAPACITY-FACTOR-V1
DEU | Germany | KÃ¶then XI |  | WKS0063255 | 7 | 51.7214 | 11.9644 | Solar | [5 empty] | Wiki-Solar | https://www.wiki-solar.org | Wiki-Solar | [10 empty] | 9.80 | 10.27 | 10.39 | 10.48 | 10.2 | HYDRO-V1 | HYDRO-V1 | HYDRO-V1 | HYDRO-V1 | HYDRO-V1
DEU | Germany | KÃ¶then VI-IX |  | WKS0063254 | 17.1 | 51.7230 | 11.9570 | Solar | [5 empty] | Wiki-Solar | https://www.wiki-solar.org | Wiki-Solar | [10 empty] | 24.80 | 25.82 | 26.06 | 26.23 | 25.68 | SOLAR-V1-NO-AGE | SOLAR-V1-NO-AGE | SOLAR-V1-NO-AGE | SOLAR-V1-NO-AGE | SOLAR-V1-NO-AGE
DEU | Germany | GrÃ¤fenhainichen II |  | WKS0066102 | 8 | 51.7290 | 12.4010 | Solar | [5 empty] | Wiki-Solar | https://www.wiki-solar.org | Wiki-Solar | [10 empty] | 11.55 | 11.82 | 11.93 | 12.07 | 12 | SOLAR-V1-NO-AGE | SOLAR-V1-NO-AGE | SOLAR-V1-NO-AGE | SOLAR-V1-NO-AGE | SOLAR-V1-NO-AGE
DEU | Germany | Solarpark Finsterwalde |  | WRI1025895 | 20.3862 | 51.7305 | 13.6870 | Solar | [5 empty] | Bundesnetzagentur | https://www.bundesnetzagentur.de/DE/Sachgebiete/ElektrizitaetundGas/Unternehmen_Institutionen/Versorgungssicherheit/Erzeugungskapazitaeten/Kraftwerksliste/kraftwerksliste-node.html | Industry About | [10 empty] | 30.09 | 30.85 | 30.84 | 31.43 | 31.05 | SOLAR-V1-NO-AGE | SOLAR-V1-NO-AGE | SOLAR-V1-NO-AGE | SOLAR-V1-NO-AGE | SOLAR-V1-NO-AGE
DEU | Germany | Gahro Solar Power Plant |  | WRI1030107 | 27.4 | 51.7306 | 13.6862 | Solar | [5 empty] | Enerparc AG | http://www.enerparc.de | Industry About | [10 empty] | 38.18 | 39.18 | 39.17 | 39.95 | 39.43 | SOLAR-V1-NO-AGE | SOLAR-V1-NO-AGE | SOLAR-V1-NO-AGE | SOLAR-V1-NO-AGE | SOLAR-V1-NO-AGE
DEU | Germany | GrÃ¤fenhainichen I |  | WKS0066158 | 6 | 51.7340 | 12.4050 | Solar | [5 empty] | Wiki-Solar | https://www.wiki-solar.org | Wiki-Solar | [10 empty] | 8.62 | 8.78 | 8.87 | 8.98 | 8.93 | SOLAR-V1-NO-AGE | SOLAR-V1-NO-AGE | SOLAR-V1-NO-AGE | SOLAR-V1-NO-AGE | SOLAR-V1-NO-AGE
DEU | Germany | Solarpark Calau |  | WRI1025910 | 10.0515 | 51.7519 | 13.9579 | Solar | [5 empty] | Bundesnetzagentur | https://www.bundesnetzagentur.de/DE/Sachgebiete/ElektrizitaetundGas/Unternehmen_Institutionen/Versorgungssicherheit/Erzeugungskapazitaeten/Kraftwerksliste/kraftwerksliste-node.html | Industry About | [10 empty] | 14.67 | 14.89 | 14.87 | 15.09 | 15.12 | HYDRO-V1 | HYDRO-V1 | HYDRO-V1 | HYDRO-V1 | HYDRO-V1
DEU | Germany | Dissenchen A |  | WKS0069816 | 8 | 51.7553 | 14.3950 | Solar | [5 empty] | Wiki-Solar | https://www.wiki-solar.org | Wiki-Solar | [10 empty] | 11.54 | 11.82 | 11.81 | 11.98 | 11.99 | HYDRO-V1 | HYDRO-V1 | HYDRO-V1 | HYDRO-V1 | HYDRO-V1
DEU | Germany | Cottbus Solar Power Plant |  | WRI1030106 | 3.7 | 51.7589 | 14.3668 | Solar | [5 empty] | Enerparc AG | http://www.enerparc.de | Industry About | [10 empty] | 5.36 | 5.30 | 5.30 | 5.37 | 5.4 | NO-ESTIMATION | NO-ESTIMATION | NO-ESTIMATION | NO-ESTIMATION | CAPACITY-FACTOR-V1
DEU | Germany | Waldrehna Solar Power Plant |  | WRI1025891 | 52.7 | 51.7733 | 13.6010 | Solar | [5 empty] | Juwi Solar GmbH | http://www.juwi.com | Industry About | [10 empty] | 74.41 | 75.41 | 75.32 | 76.38 | 76.66 | NO-ESTIMATION | NO-ESTIMATION | NO-ESTIMATION | NO-ESTIMATION | CAPACITY-FACTOR-V1
DEU | Germany | Solarpark Burg |  | WRI1025896 | 20.0044 | 51.7743 | 14.1116 | Solar | [5 empty] | Bundesnetzagentur | https://www.bundesnetzagentur.de/DE/Sachgebiete/ElektrizitaetundGas/Unternehmen_Institutionen/Versorgungssicherheit/Erzeugungskapazitaeten/Kraftwerksliste/kraftwerksliste-node.html | Industry About | [10 empty] | 29.81 | 30.28 | 30.24 | 30.67 | 30.83 | NO-ESTIMATION | NO-ESTIMATION | NO-ESTIMATION | NO-ESTIMATION | CAPACITY-FACTOR-V1
DEU | Germany | Bernburg A |  | WKS0067462 | 6 | 51.7980 | 11.7716 | Solar | [5 empty] | Wiki-Solar | https://www.wiki-solar.org | Wiki-Solar | [10 empty] | 8.62 | 8.77 | 8.93 | 8.96 | 8.92 | NO-ESTIMATION | NO-ESTIMATION | NO-ESTIMATION | NO-ESTIMATION | CAPACITY-FACTOR-V1
DEU | Germany | Bernburg Solar Power Plant |  | WRI1030105 | 10 | 51.7999 | 11.7142 | Solar | [5 empty] | Enerparc AG | http://www.enerparc.de | Industry About | [10 empty] | 14.50 | 14.84 | 15.01 | 15.12 | 15.09 | HYDRO-V1 | HYDRO-V1 | HYDRO-V1 | HYDRO-V1 | HYDRO-V1
DEU | Germany | ChÃ¶rau A |  | WKS0073670 | 4 | 51.8098 | 12.1207 | Solar | [5 empty] | Wiki-Solar | https://www.wiki-solar.org | Wiki-Solar | [10 empty] | 5.79 | 5.72 | 5.78 | 5.80 | 5.84 | SOLAR-V1-NO-AGE | SOLAR-V1-NO-AGE | SOLAR-V1-NO-AGE | SOLAR-V1-NO-AGE | SOLAR-V1-NO-AGE
DEU | Germany | Stradow L1 |  | WKS0071800 | 6.8 | 51.8100 | 14.0280 | Solar | [5 empty] | Wiki-Solar | https://www.wiki-solar.org | Wiki-Solar | [10 empty] | 9.84 | 9.93 | 9.91 | 10.08 | 10.09 | NO-ESTIMATION | NO-ESTIMATION | NO-ESTIMATION | NO-ESTIMATION | CAPACITY-FACTOR-V1
DEU | Germany | Oranienbaum |  | WKS0060196 | 8.2 | 51.8103 | 12.3411 | Solar | [5 empty] | Wiki-Solar | https://www.wiki-solar.org | Wiki-Solar | [10 empty] | 11.39 | 11.79 | 11.77 | 11.95 | 11.97 | NO-ESTIMATION | NO-ESTIMATION | NO-ESTIMATION | NO-ESTIMATION | CAPACITY-FACTOR-V1
DEU | Germany | Westerwiehe 1 Solar Power Plant |  | WRI1030104 | 2 | 51.8119 | 8.5154 | Solar | [5 empty] | Abakus Solar AG | http://www.abakus-solar.de | Industry About | [10 empty] | 2.85 | 2.78 | 2.79 | 2.82 | 2.81 | NO-ESTIMATION | NO-ESTIMATION | NO-ESTIMATION | NO-ESTIMATION | CAPACITY-FACTOR-V1
DEU | Germany | Listerfehrda Solar Power Plant |  | WRI1030103 | 2.9 | 51.8168 | 12.8626 | Solar | [5 empty] | IB Vogt GmbH | http://www.vogt-solar.com | Industry About | 1101507 | [9 empty] | 4.20 | 4.13 | 4.12 | 4.15 | 4.15 | NO-ESTIMATION | NO-ESTIMATION | NO-ESTIMATION | NO-ESTIMATION | CAPACITY-FACTOR-V1
DEU | Germany | Westerwiehe 2 Solar Power Plant |  | WRI1030102 | 1 | 51.8178 | 8.5236 | Solar | [5 empty] | Abakus Solar AG | http://www.abakus-solar.de | Industry About | [10 empty] | 1.34 | 1.37 | 1.37 | 1.35 | 1.34 | NO-ESTIMATION | NO-ESTIMATION | NO-ESTIMATION | NO-ESTIMATION | CAPACITY-FACTOR-V1
DEU | Germany | Schï¿½newalde Solar Power Plant |  | WRI1030101 | 3.7 | 51.8214 | 13.2322 | Solar | [5 empty] | Solarpark Schï¿½newalde Ltd & Co KG | http://www.cs-solarservice.com | Industry About | [10 empty] | 5.36 | 5.30 | 5.31 | 5.36 | 5.42 | HYDRO-V1 | HYDRO-V1 | HYDRO-V1 | HYDRO-V1 | HYDRO-V1
DEU | Germany | Wulfen Solar Power Plant |  | WRI1030100 | 2.7 | 51.8221 | 11.9222 | Solar | [5 empty] | Mainz Solar GmbH | http://www.cs-solarservice.com | Industry About | [10 empty] | 3.96 | 3.79 | 3.80 | 3.81 | 3.82 | SOLAR-V1-NO-AGE | SOLAR-V1-NO-AGE | SOLAR-V1-NO-AGE | SOLAR-V1-NO-AGE | SOLAR-V1-NO-AGE
DEU | Germany | Dessau |  | WKS0062344 | 4.9 | 51.8360 | 12.1989 | Solar | [5 empty] | Wiki-Solar | https://www.wiki-solar.org | Wiki-Solar | [10 empty] | 6.88 | 7.09 | 7.08 | 7.18 | 7.19 | NO-ESTIMATION | NO-ESTIMATION | NO-ESTIMATION | NO-ESTIMATION | CAPACITY-FACTOR-V1
DEU | Germany | Hohenerxleben Solar Power Plant |  | WRI1030099 | 1.3 | 51.8492 | 11.6594 | Solar | [5 empty] | Enerparc AG | http://www.enerparc.de | Industry About | [10 empty] | 1.76 | 1.74 | 1.74 | 1.75 | 1.73 | NO-ESTIMATION | NO-ESTIMATION | NO-ESTIMATION | NO-ESTIMATION | CAPACITY-FACTOR-V1
DEU | Germany | Vockerode Solar Power Plant |  | WRI1030098 | 9.6 | 51.8499 | 12.3392 | Solar | [5 empty] | IB Vogt GmbH | http://www.vogt-solar.com | Industry About | [10 empty] | 13.78 | 14.24 | 14.21 | 14.43 | 14.45 | NO-ESTIMATION | NO-ESTIMATION | NO-ESTIMATION | NO-ESTIMATION | CAPACITY-FACTOR-V1
DEU | Germany | Cahnsdorf III |  | WKS0069648 | 6.3 | 51.8550 | 13.7750 | Solar | [5 empty] | Wiki-Solar | https://www.wiki-solar.org | Wiki-Solar | [10 empty] | 9.27 | 9.22 | 9.21 | 9.40 | 9.36 | NO-ESTIMATION | NO-ESTIMATION | NO-ESTIMATION | NO-ESTIMATION | CAPACITY-FACTOR-V1
DEU | Germany | Halberstadt I |  | WKS0061495 | 18.2 | 51.8620 | 11.0550 | Solar | [5 empty] | Wiki-Solar | https://www.wiki-solar.org | Wiki-Solar | [10 empty] | 26.45 | 28.03 | 28.09 | 27.60 | 27.76 | NO-ESTIMATION | NO-ESTIMATION | NO-ESTIMATION | NO-ESTIMATION | CAPACITY-FACTOR-V1
DEU | Germany | Staï¿½furt 1 Solar Power Plant |  | WRI1030097 | 5 | 51.8640 | 11.6055 | Solar | [5 empty] | SYBAC Solar GmbH | http://www.sybac-solar.de | Industry About | [10 empty] | 7.24 | 7.43 | 7.53 | 7.58 | 7.54 | SOLAR-V1-NO-AGE | SOLAR-V1-NO-AGE | SOLAR-V1-NO-AGE | SOLAR-V1-NO-AGE | SOLAR-V1-NO-AGE
DEU | Germany | Peitz Solar Power Plant |  | WRI1030096 | 3 | 51.8667 | 14.4116 | Solar | [5 empty] | Solarpark Rodenï¿½s GmbH | http://www.solarpark-rodenaes.de | Industry About | [10 empty] | 4.40 | 4.33 | 4.33 | 4.37 | 4.36 | NO-ESTIMATION | NO-ESTIMATION | NO-ESTIMATION | NO-ESTIMATION | CAPACITY-FACTOR-V1
DEU | Germany | Cahnsdorf I |  | WKS0067738 | 10 | 51.8670 | 13.7750 | Solar | [5 empty] | Wiki-Solar | https://www.wiki-solar.org | Wiki-Solar | [10 empty] | 14.86 | 14.85 | 14.83 | 15.11 | 15.06 | SOLAR-V1-NO-AGE | SOLAR-V1-NO-AGE | SOLAR-V1-NO-AGE | SOLAR-V1-NO-AGE | SOLAR-V1-NO-AGE
DEU | Germany | Luckau Solar Power Plant |  | WRI1030095 | 21 | 51.8683 | 13.7868 | Solar | [5 empty] | Management Capital Invest (MCG) | http://www.mcg-group.com | Industry About | 1091862 | [9 empty] | 31.51 | 31.62 | 31.58 | 32.14 | 32.13 | SOLAR-V1-NO-AGE | SOLAR-V1-NO-AGE | SOLAR-V1-NO-AGE | SOLAR-V1-NO-AGE | SOLAR-V1-NO-AGE
DEU | Germany | Staï¿½furt 2 Solar Power Plant |  | WRI1030094 | 2.5 | 51.8684 | 11.5811 | Solar | [5 empty] | SYBAC Solar GmbH | http://www.sybac-solar.de | Industry About | [10 empty] | 3.60 | 3.51 | 3.51 | 3.53 | 3.42 | SOLAR-V1-NO-AGE | SOLAR-V1-NO-AGE | SOLAR-V1-NO-AGE | SOLAR-V1-NO-AGE | SOLAR-V1-NO-AGE
DEU | Germany | Coswig |  | WKS0066092 | 4 | 51.8899 | 12.4410 | Solar | [5 empty] | Wiki-Solar | https://www.wiki-solar.org | Wiki-Solar | [10 empty] | 5.72 | 5.72 | 5.73 | 5.79 | 5.85 | NO-ESTIMATION | NO-ESTIMATION | NO-ESTIMATION | NO-ESTIMATION | CAPACITY-FACTOR-V1
DEU | Germany | Cottbus-Drewitz Solar Power Plant |  | WRI1025904 | 29.5 | 51.8917 | 14.5305 | Solar | [5 empty] | Enerparc AG | http://www.enerparc.de | Industry About | 1096979 | [9 empty] | 41.28 | 41.92 | 41.92 | 42.51 | 42.7 | NO-ESTIMATION | NO-ESTIMATION | NO-ESTIMATION | NO-ESTIMATION | CAPACITY-FACTOR-V1
DEU | Germany | Halberstadt Solar Power Plant |  | WRI1025903 | 3.8 | 51.8970 | 11.0914 | Solar | [5 empty] | Juwi Solar GmbH | http://www.juwi.com | Industry About | 1089160 | [9 empty] | 5.34 | 5.47 | 5.54 | 5.54 | 5.47 | NO-ESTIMATION | NO-ESTIMATION | NO-ESTIMATION | NO-ESTIMATION | CAPACITY-FACTOR-V1
DEU | Germany | Abtsdorf |  | WKS0060248 | 6.6 | 51.9130 | 12.6940 | Solar | [5 empty] | Wiki-Solar | https://www.wiki-solar.org | Wiki-Solar | [10 empty] | 9.37 | 9.66 | 9.66 | 9.81 | 9.84 | NO-ESTIMATION | NO-ESTIMATION | NO-ESTIMATION | NO-ESTIMATION | CAPACITY-FACTOR-V1
DEU | Germany | Zahna Solar Power Plant |  | WRI1030093 | 3.3 | 51.9172 | 12.7656 | Solar | [5 empty] | Solarpark Zahna AG & Co KG | http://www.cs-solarservice.com | Industry About | [10 empty] | 4.70 | 4.72 | 4.73 | 4.76 | 4.81 | NO-ESTIMATION | NO-ESTIMATION | NO-ESTIMATION | NO-ESTIMATION | CAPACITY-FACTOR-V1
DEU | Germany | Lieberose Solar Power Plant |  | WRI1030092 | 53 | 51.9241 | 14.4084 | Solar | [5 empty] | Juwi Solar GmbH | http://www.juwi.com | Industry About | 1077182 | [9 empty] | 75.38 | 75.84 | 75.84 | 76.81 | 77.25 | SOLAR-V1-NO-AGE | SOLAR-V1-NO-AGE | SOLAR-V1-NO-AGE | SOLAR-V1-NO-AGE | SOLAR-V1-NO-AGE
DEU | Germany | Calbe 2 Solar Power Plant |  | WRI1030091 | 4.3 | 51.9267 | 11.8042 | Solar | [5 empty] | Stadtwerke Bielefeld GmbH | https://www.stadtwerke-bielefeld.de | Industry About | [10 empty] | 6.15 | 6.13 | 6.19 | 6.22 | 6.26 | SOLAR-V1-NO-AGE | SOLAR-V1-NO-AGE | SOLAR-V1-NO-AGE | SOLAR-V1-NO-AGE | SOLAR-V1-NO-AGE
DEU | Germany | Solarpark Turnow |  | WRI1025878 | 34.8 | 51.9321 | 14.4073 | Solar | [5 empty] | Bundesnetzagentur | https://www.bundesnetzagentur.de/DE/Sachgebiete/ElektrizitaetundGas/Unternehmen_Institutionen/Versorgungssicherheit/Erzeugungskapazitaeten/Kraftwerksliste/kraftwerksliste-node.html | Industry About | [10 empty] | 49.76 | 50.10 | 50.10 | 50.74 | 51.03 | NO-ESTIMATION | NO-ESTIMATION | NO-ESTIMATION | NO-ESTIMATION | CAPACITY-FACTOR-V1
DEU | Germany | Guben |  | WKS0060137 | 10 | 51.9530 | 14.6540 | Solar | [5 empty] | Wiki-Solar | https://www.wiki-solar.org | Wiki-Solar | [10 empty] | 14.47 | 14.83 | 14.83 | 15.05 | 15.09 | NO-ESTIMATION | NO-ESTIMATION | NO-ESTIMATION | NO-ESTIMATION | CAPACITY-FACTOR-V1
DEU | Germany | NiedergÃ¶rsdorf A |  | WKS0072888 | 7 | 51.9941 | 13.0027 | Solar | [5 empty] | Wiki-Solar | https://www.wiki-solar.org | Wiki-Solar | [10 empty] | 10.03 | 10.25 | 10.26 | 10.46 | 10.45 | NO-ESTIMATION | NO-ESTIMATION | NO-ESTIMATION | NO-ESTIMATION | CAPACITY-FACTOR-V1
DEU | Germany | Zerbst Solar Power Plant |  | WRI1030090 | 12 | 51.9955 | 12.1298 | Solar | [5 empty] | Management Capital Invest (MCG) | http://www.mcg-group.com | Industry About | [10 empty] | 17.57 | 18.15 | 18.41 | 18.39 | 18.42 | NO-ESTIMATION | NO-ESTIMATION | NO-ESTIMATION | NO-ESTIMATION | CAPACITY-FACTOR-V1
DEU | Germany | Zerbst |  | WKS0060923 | 37.8 | 51.9990 | 12.1360 | Solar | [5 empty] | Wiki-Solar | https://www.wiki-solar.org | Wiki-Solar | [10 empty] | 53.10 | 54.21 | 54.99 | 54.92 | 55.2 | NO-ESTIMATION | NO-ESTIMATION | NO-ESTIMATION | NO-ESTIMATION | CAPACITY-FACTOR-V1
DEU | Germany | Zerbst I |  | WKS0063284 | 9 | 51.9990 | 12.1360 | Solar | [5 empty] | Wiki-Solar | https://www.wiki-solar.org | Wiki-Solar | [10 empty] | 13.05 | 13.39 | 13.59 | 13.58 | 13.6 | NO-ESTIMATION | NO-ESTIMATION | NO-ESTIMATION | NO-ESTIMATION | CAPACITY-FACTOR-V1
DEU | Germany | Zerbst III-V |  | WKS0063283 | 24.9 | 51.9990 | 12.1360 | Solar | [5 empty] | Wiki-Solar | https://www.wiki-solar.org | Wiki-Solar | [10 empty] | 35.03 | 35.74 | 36.25 | 36.21 | 36.39 | SOLAR-V1-NO-AGE | SOLAR-V1-NO-AGE | SOLAR-V1-NO-AGE | SOLAR-V1-NO-AGE | SOLAR-V1-NO-AGE
DEU | Germany | JÃ¼terbog |  | WKS0061399 | 10.1 | 52.0000 | 13.0400 | Solar | [5 empty] | Wiki-Solar | https://www.wiki-solar.org | Wiki-Solar | [10 empty] | 14.58 | 14.94 | 14.95 | 15.22 | 15.18 | NO-ESTIMATION | NO-ESTIMATION | NO-ESTIMATION | NO-ESTIMATION | CAPACITY-FACTOR-V1
DEU | Germany | Wanzleben |  | WKS0069885 | 4.3 | 52.0490 | 11.4600 | Solar | [5 empty] | Wiki-Solar | https://www.wiki-solar.org | Wiki-Solar | [10 empty] | 6.00 | 6.15 | 6.29 | 6.27 | 6.26 | SOLAR-V1-NO-AGE | SOLAR-V1-NO-AGE | SOLAR-V1-NO-AGE | SOLAR-V1-NO-AGE | SOLAR-V1-NO-AGE
DEU | Germany | Schwege Solar Power Plant |  | WRI1030089 | 8.2 | 52.0627 | 7.9332 | Solar | [5 empty] | F&S Solar Concept GmbH | http://www.fs-sun.com | Industry About | 1098371 | [9 empty] | 11.39 | 11.79 | 11.98 | 11.98 | 11.98 | SOLAR-V1-NO-AGE | SOLAR-V1-NO-AGE | SOLAR-V1-NO-AGE | SOLAR-V1-NO-AGE | SOLAR-V1-NO-AGE
DEU | Germany | Luckenwalde Solar Power Plant |  | WRI1030088 | 6 | 52.1083 | 13.1635 | Solar | [5 empty] | Belectric | http://www.belectric.com | Industry About | [10 empty] | 8.63 | 8.77 | 8.78 | 8.95 | 8.94 | NO-ESTIMATION | NO-ESTIMATION | NO-ESTIMATION | NO-ESTIMATION | CAPACITY-FACTOR-V1
DEU | Germany | Bitterfeld-Wolfen - Hinter dem Bahnhof Solar Power Plant |  | WRI1030087 | 6 | 52.1123 | 13.0665 | Solar | [5 empty] | Grï¿½ne Energien Solar GmbH | http://www.gruene-energien-solar.com | Industry About | [10 empty] | 8.61 | 8.77 | 8.78 | 8.95 | 8.94 | NO-ESTIMATION | NO-ESTIMATION | NO-ESTIMATION | NO-ESTIMATION | CAPACITY-FACTOR-V1
DEU | Germany | FrankenfÃ¶rde |  | WKS0062346 | 5.9 | 52.1123 | 13.0681 | Solar | [5 empty] | Wiki-Solar | https://www.wiki-solar.org | Wiki-Solar | [10 empty] | 8.46 | 8.62 | 8.63 | 8.80 | 8.79 | NO-ESTIMATION | NO-ESTIMATION | NO-ESTIMATION | NO-ESTIMATION | CAPACITY-FACTOR-V1
DEU | Germany | TÃ¶pchin Belectric |  | WKS0063581 | 4.8 | 52.1634 | 13.5570 | Solar | [5 empty] | Wiki-Solar | https://www.wiki-solar.org | Wiki-Solar | [10 empty] | 7.79 | 7.78 | 7.77 | 7.87 | 7.86 | NO-ESTIMATION | NO-ESTIMATION | NO-ESTIMATION | NO-ESTIMATION | CAPACITY-FACTOR-V1
DEU | Germany | Tï¿½pchin - Enerparc Solar Power Plant |  | WRI1030086 | 4.2 | 52.1667 | 13.5649 | Solar | [5 empty] | Enerparc AG | http://www.enerparc.de | Industry About | [10 empty] | 6.16 | 5.98 | 5.98 | 6.06 | 6.11 | NO-ESTIMATION | NO-ESTIMATION | NO-ESTIMATION | NO-ESTIMATION | CAPACITY-FACTOR-V1
DEU | Germany | TÃ¶pchin Enerparc |  | WKS0067977 | 4.1 | 52.1671 | 13.5650 | Solar | [5 empty] | Wiki-Solar | https://www.wiki-solar.org | Wiki-Solar | [10 empty] | 6.03 | 5.86 | 5.85 | 5.93 | 5.97 | NO-ESTIMATION | NO-ESTIMATION | NO-ESTIMATION | NO-ESTIMATION | CAPACITY-FACTOR-V1
DEU | Germany | Gerwisch Solar Power Plant |  | WRI1030085 | 8.6 | 52.1841 | 11.7523 | Solar | [5 empty] | Conecon GmbH | http://www.conecon.com | Industry About | [10 empty] | 12.53 | 12.80 | 12.99 | 12.99 | 13.01 | NO-ESTIMATION | NO-ESTIMATION | NO-ESTIMATION | NO-ESTIMATION | CAPACITY-FACTOR-V1
DEU | Germany | Wï¿½nsdorf Solar Power Plant |  | WRI1030084 | 7.8 | 52.1844 | 13.4760 | Solar | [5 empty] | Belectric | http://www.belectric.com | Industry About | [10 empty] | 11.45 | 11.49 | 11.50 | 11.73 | 11.7 | NO-ESTIMATION | NO-ESTIMATION | NO-ESTIMATION | NO-ESTIMATION | CAPACITY-FACTOR-V1
DEU | Germany | Mixdorf |  | WKS0061192 | 24.1 | 52.2020 | 14.3920 | Solar | [5 empty] | Wiki-Solar | https://www.wiki-solar.org | Wiki-Solar | [10 empty] | 34.16 | 34.56 | 34.56 | 35.04 | 35.24 | HYDRO-V1 | HYDRO-V1 | HYDRO-V1 | HYDRO-V1 | HYDRO-V1
DEU | Germany | Saerbeck Solar Power Plant |  | WRI1030083 | 5.7 | 52.2039 | 7.6185 | Solar | [5 empty] | Bioenergiepark Saerbeck | http://www.fs-sun.com | Industry About | [10 empty] | 8.18 | 8.37 | 8.51 | 8.55 | 8.54 | NO-ESTIMATION | NO-ESTIMATION | NO-ESTIMATION | NO-ESTIMATION | CAPACITY-FACTOR-V1
DEU | Germany | Glau Solar Power Plant |  | WRI1030082 | 8 | 52.2394 | 13.1449 | Solar | [5 empty] | Enerparc AG | http://www.enerparc.de | Industry About | [10 empty] | 11.54 | 11.81 | 11.82 | 12.03 | 11.98 | HYDRO-V1 | HYDRO-V1 | HYDRO-V1 | HYDRO-V1 | HYDRO-V1
DEU | Germany | Vahldorf |  | WKS0065392 | 6.2 | 52.2491 | 11.4970 | Solar | [5 empty] | Wiki-Solar | https://www.wiki-solar.org | Wiki-Solar | [10 empty] | 8.70 | 9.17 | 9.24 | 9.24 | 9.24 | HYDRO-V1 | HYDRO-V1 | HYDRO-V1 | HYDRO-V1 | HYDRO-V1
DEU | Germany | Burg |  | WKS0067997 | 7.1 | 52.2570 | 11.8720 | Solar | [5 empty] | Wiki-Solar | https://www.wiki-solar.org | Wiki-Solar | [10 empty] | 10.11 | 10.42 | 10.55 | 10.59 | 10.59 | NO-ESTIMATION | NO-ESTIMATION | NO-ESTIMATION | NO-ESTIMATION | CAPACITY-FACTOR-V1
DEU | Germany | Schandelah |  | WKS0063305 | 8.7 | 52.2639 | 10.6887 | Solar | [5 empty] | Wiki-Solar | https://www.wiki-solar.org | Wiki-Solar | [10 empty] | 12.40 | 12.96 | 13.15 | 13.20 | 13.05 | NO-ESTIMATION | NO-ESTIMATION | NO-ESTIMATION | NO-ESTIMATION | CAPACITY-FACTOR-V1
DEU | Germany | Hillersleben |  | WKS0063344 | 10 | 52.2810 | 11.4770 | Solar | [5 empty] | Wiki-Solar | https://www.wiki-solar.org | Wiki-Solar | [10 empty] | 14.50 | 14.84 | 15.09 | 15.11 | 15.09 | NO-ESTIMATION | NO-ESTIMATION | NO-ESTIMATION | NO-ESTIMATION | CAPACITY-FACTOR-V1
DEU | Germany | Weferlingen |  | WKS0065389 | 4.5 | 52.3087 | 11.0523 | Solar | [5 empty] | Wiki-Solar | https://www.wiki-solar.org | Wiki-Solar | [10 empty] | 6.33 | 6.47 | 6.61 | 6.60 | 6.6 | HYDRO-V1 | HYDRO-V1 | HYDRO-V1 | HYDRO-V1 | HYDRO-V1
DEU | Germany | GroÃŸbeeren |  | WKS0065404 | 10 | 52.3380 | 13.2660 | Solar | [5 empty] | Wiki-Solar | https://www.wiki-solar.org | Wiki-Solar | [10 empty] | 14.45 | 14.83 | 14.84 | 15.11 | 15.07 | NO-ESTIMATION | NO-ESTIMATION | NO-ESTIMATION | NO-ESTIMATION | CAPACITY-FACTOR-V1
DEU | Germany | Reckahn Solar Power Plant |  | WRI1030081 | 37.7 | 52.3449 | 12.5523 | Solar | [5 empty] | Belectric | http://www.belectric.com | Industry About | 1085918 | [9 empty] | 52.67 | 54.08 | 54.56 | 54.77 | 55.09 | NO-ESTIMATION | NO-ESTIMATION | NO-ESTIMATION | NO-ESTIMATION | CAPACITY-FACTOR-V1
DEU | Germany | Angern A1 |  | WKS0066115 | 7.3 | 52.3730 | 11.8080 | Solar | [5 empty] | Wiki-Solar | https://www.wiki-solar.org | Wiki-Solar | [10 empty] | 10.38 | 10.72 | 10.86 | 10.90 | 10.91 | NO-ESTIMATION | NO-ESTIMATION | NO-ESTIMATION | NO-ESTIMATION | CAPACITY-FACTOR-V1
DEU | Germany | Bochow |  | WKS0061264 | 28.8 | 52.3820 | 12.7760 | Solar | [5 empty] | Wiki-Solar | https://www.wiki-solar.org | Wiki-Solar | [10 empty] | 40.04 | 40.97 | 41.33 | 41.50 | 41.69 | NO-ESTIMATION | NO-ESTIMATION | NO-ESTIMATION | NO-ESTIMATION | CAPACITY-FACTOR-V1
DEU | Germany | Calvï¿½rde Solar Power Plant |  | WRI1030080 | 1.3 | 52.3847 | 11.3071 | Solar | [5 empty] | Mainz Solar GmbH | http://www.cs-solarservice.com | Industry About | [10 empty] | 1.74 | 1.74 | 1.74 | 1.75 | 1.74 | HYDRO-V1 | HYDRO-V1 | HYDRO-V1 | HYDRO-V1 | HYDRO-V1
DEU | Germany | FÃ¼rstenwalde II |  | WKS0063687 | 10 | 52.3850 | 14.0910 | Solar | [5 empty] | Wiki-Solar | https://www.wiki-solar.org | Wiki-Solar | [10 empty] | 14.40 | 14.83 | 14.84 | 15.05 | 15.09 | NO-ESTIMATION | NO-ESTIMATION | NO-ESTIMATION | NO-ESTIMATION | CAPACITY-FACTOR-V1
DEU | Germany | Mahlwinkel Solar Power Plant |  | WRI1025898 | 18.8 | 52.3870 | 11.8192 | Solar | [5 empty] | Solarparc GmbH | http://www.solarparc.de | Industry About | [10 empty] | 27.51 | 28.42 | 28.71 | 28.80 | 28.94 | SOLAR-V1-NO-AGE | SOLAR-V1-NO-AGE | SOLAR-V1-NO-AGE | SOLAR-V1-NO-AGE | SOLAR-V1-NO-AGE
DEU | Germany | Fï¿½rstenwalde Solar Power Plant |  | WRI1030079 | 39.6 | 52.3888 | 14.0955 | Solar | [5 empty] | Enerparc AG | http://www.enerparc.de | Industry About | [10 empty] | 55.47 | 56.63 | 56.68 | 57.42 | 57.78 | SOLAR-V1-NO-AGE | SOLAR-V1-NO-AGE | SOLAR-V1-NO-AGE | SOLAR-V1-NO-AGE | SOLAR-V1-NO-AGE
DEU | Germany | CalvÃ¶rde |  | WKS0066120 | 4.8 | 52.3997 | 11.3087 | Solar | [5 empty] | Wiki-Solar | https://www.wiki-solar.org | Wiki-Solar | [10 empty] | 7.45 | 7.77 | 7.87 | 7.89 | 7.89 | HYDRO-V1 | HYDRO-V1 | HYDRO-V1 | HYDRO-V1 | HYDRO-V1
DEU | Germany | Brandenburg (Havel) Solar Power Plant |  | WRI1030078 | 20 | 52.4037 | 12.5165 | Solar | [5 empty] | Solarpark Brandenburg (Havel) GmbH | http://www.cs-solarservice.com | Industry About | [10 empty] | 29.62 | 30.27 | 30.53 | 30.66 | 30.79 | SOLAR-V1-NO-AGE | SOLAR-V1-NO-AGE | SOLAR-V1-NO-AGE | SOLAR-V1-NO-AGE | SOLAR-V1-NO-AGE
DEU | Germany | Ferchland A |  | WKS0073636 | 5 | 52.4311 | 12.0125 | Solar | [5 empty] | Wiki-Solar | https://www.wiki-solar.org | Wiki-Solar | [10 empty] | 7.23 | 7.43 | 7.53 | 7.55 | 7.54 | NO-ESTIMATION | NO-ESTIMATION | NO-ESTIMATION | NO-ESTIMATION | CAPACITY-FACTOR-V1
DEU | Germany | Briest Solar Power Plant |  | WRI1030077 | 91 | 52.4371 | 12.4529 | Solar | [5 empty] | Management Capital Invest (MCG) | http://www.mcg-group.com | Industry About | [10 empty] | 128.29 | 131.18 | 132.34 | 132.86 | 133.47 | NO-ESTIMATION | NO-ESTIMATION | NO-ESTIMATION | NO-ESTIMATION | CAPACITY-FACTOR-V1
DEU | Germany | Klausheide Solar Power Plant |  | WRI1030076 | 4.1 | 52.4601 | 7.1740 | Solar | [5 empty] | Sunics Solar GmbH | http://www.sunics-solar.de | Industry About | [10 empty] | 5.88 | 5.91 | 5.91 | 6.02 | 5.92 | NO-ESTIMATION | NO-ESTIMATION | NO-ESTIMATION | NO-ESTIMATION | CAPACITY-FACTOR-V1
DEU | Germany | Klein-Wusterwitz |  | WKS0065379 | 7 | 52.4673 | 12.2439 | Solar | [5 empty] | Wiki-Solar | https://www.wiki-solar.org | Wiki-Solar | [10 empty] | 9.94 | 10.26 | 10.40 | 10.42 | 10.44 | NO-ESTIMATION | NO-ESTIMATION | NO-ESTIMATION | NO-ESTIMATION | CAPACITY-FACTOR-V1
DEU | Germany | Eggersdorf |  | WKS0061494 | 20 | 52.4790 | 14.0770 | Solar | [5 empty] | Wiki-Solar | https://www.wiki-solar.org | Wiki-Solar | [10 empty] | 29.66 | 30.24 | 30.27 | 30.66 | 30.75 | NO-ESTIMATION | NO-ESTIMATION | NO-ESTIMATION | NO-ESTIMATION | CAPACITY-FACTOR-V1
DEU | Germany | Ketzin |  | WKS0060313 | 4.5 | 52.4958 | 12.8750 | Solar | [5 empty] | Wiki-Solar | https://www.wiki-solar.org | Wiki-Solar | [10 empty] | 6.43 | 6.45 | 6.45 | 6.56 | 6.56 | NO-ESTIMATION | NO-ESTIMATION | NO-ESTIMATION | NO-ESTIMATION | CAPACITY-FACTOR-V1
DEU | Germany | Rï¿½dersdorf Solar Power Plant |  | WRI1030075 | 7.5 | 52.5004 | 13.7733 | Solar | [5 empty] | Enerparc AG | http://www.enerparc.de | Industry About | [10 empty] | 10.89 | 11.01 | 11.02 | 11.24 | 11.02 | HYDRO-V1 | HYDRO-V1 | HYDRO-V1 | HYDRO-V1 | HYDRO-V1
DEU | Germany | Garzau-Garzin |  | WKS0068329 | 10 | 52.5280 | 13.9650 | Solar | [5 empty] | Wiki-Solar | https://www.wiki-solar.org | Wiki-Solar | [10 empty] | 14.47 | 14.83 | 14.84 | 15.05 | 15.03 | HYDRO-V1 | HYDRO-V1 | HYDRO-V1 | HYDRO-V1 | HYDRO-V1
DEU | Germany | Gardelegen - S&Z Solar Power Plant |  | WRI1030074 | 2.3 | 52.5307 | 11.4306 | Solar | [5 empty] | S & Z Energiesysteme GmbH | http://www.suz-energiesysteme.de | Industry About | [10 empty] | 3.35 | 3.21 | 3.22 | 3.22 | 3.24 | NO-ESTIMATION | NO-ESTIMATION | NO-ESTIMATION | NO-ESTIMATION | CAPACITY-FACTOR-V1
DEU | Germany | PVA Dallgow-Dï¿½beritz |  | WRI1025893 | 20.956 | 52.5345 | 13.1163 | Solar | [5 empty] | Bundesnetzagentur | https://www.bundesnetzagentur.de/DE/Sachgebiete/ElektrizitaetundGas/Unternehmen_Institutionen/Versorgungssicherheit/Erzeugungskapazitaeten/Kraftwerksliste/kraftwerksliste-node.html | Industry About | [10 empty] | 30.98 | 31.51 | 31.53 | 32.07 | 32.09 | SOLAR-V1-NO-AGE | SOLAR-V1-NO-AGE | SOLAR-V1-NO-AGE | SOLAR-V1-NO-AGE | SOLAR-V1-NO-AGE
DEU | Germany | Staats |  | WKS0063298 | 13.5 | 52.5370 | 11.6230 | Solar | [5 empty] | Wiki-Solar | https://www.wiki-solar.org | Wiki-Solar | [10 empty] | 19.72 | 20.37 | 20.58 | 20.72 | 20.34 | HYDRO-V1 | HYDRO-V1 | HYDRO-V1 | HYDRO-V1 | HYDRO-V1
DEU | Germany | Neuenhagen Solar Power Plant |  | WRI1030073 | 7.2 | 52.5371 | 13.7086 | Solar | [5 empty] | S & Z Energiesysteme GmbH | http://www.suz-energiesysteme.de | Industry About | [10 empty] | 10.42 | 10.57 | 10.58 | 10.74 | 10.64 | HYDRO-V1 | HYDRO-V1 | HYDRO-V1 | HYDRO-V1 | HYDRO-V1
DEU | Germany | Seelow |  | WKS0067999 | 10 | 52.5400 | 14.3450 | Solar | [5 empty] | Wiki-Solar | https://www.wiki-solar.org | Wiki-Solar | [10 empty] | 14.40 | 14.83 | 14.84 | 15.05 | 15.05 | HYDRO-V1 | HYDRO-V1 | HYDRO-V1 | HYDRO-V1 | HYDRO-V1
DEU | Germany | Wustermark Solar Power Plant |  | WRI1030072 | 3 | 52.5614 | 12.9516 | Solar | [5 empty] | SYBAC Solar GmbH | http://www.sybac-solar.de | Industry About | [10 empty] | 4.35 | 4.33 | 4.34 | 4.37 | 4.34 | HYDRO-V1 | HYDRO-V1 | HYDRO-V1 | HYDRO-V1 | HYDRO-V1
DEU | Germany | Eiche Solar Power Plant |  | WRI1025908 | 26.5 | 52.5627 | 13.6031 | Solar | [5 empty] | SYBAC Solar GmbH | http://www.sybac-solar.de | Industry About | 1086123 | [9 empty] | 37.18 | 37.85 | 37.88 | 38.38 | 38.22 | HYDRO-V1 | HYDRO-V1 | HYDRO-V1 | HYDRO-V1 | HYDRO-V1
DEU | Germany | Nauen B1 Enerparc |  | WKS0066155 | 5.1 | 52.5816 | 12.7773 | Solar | [5 empty] | Wiki-Solar | https://www.wiki-solar.org | Wiki-Solar | [10 empty] | 7.37 | 7.58 | 7.67 | 7.70 | 7.69 | NO-ESTIMATION | NO-ESTIMATION | NO-ESTIMATION | NO-ESTIMATION | CAPACITY-FACTOR-V1
DEU | Germany | Georgsdorf Solar Power Plant |  | WRI1030071 | 24.7 | 52.5909 | 7.0840 | Solar | [5 empty] | Juwi Solar GmbH | http://www.juwi.com | Industry About | 1094239 | [9 empty] | 34.80 | 35.59 | 35.82 | 36.17 | 35.82 | SOLAR-V1-NO-AGE | SOLAR-V1-NO-AGE | SOLAR-V1-NO-AGE | SOLAR-V1-NO-AGE | SOLAR-V1-NO-AGE
DEU | Germany | Neuhardenberg PV9 |  | WKS0061585 | 6.7 | 52.6020 | 14.2160 | Solar | [5 empty] | Wiki-Solar | https://www.wiki-solar.org | Wiki-Solar | [10 empty] | 9.53 | 9.77 | 9.78 | 9.94 | 9.95 | SOLAR-V1-NO-AGE | SOLAR-V1-NO-AGE | SOLAR-V1-NO-AGE | SOLAR-V1-NO-AGE | SOLAR-V1-NO-AGE
DEU | Germany | Kaserne Neuhardenberg |  | WKS0065386 | 8.8 | 52.6029 | 14.2160 | Solar | [5 empty] | Wiki-Solar | https://www.wiki-solar.org | Wiki-Solar | [10 empty] | 12.72 | 13.08 | 13.09 | 13.28 | 13.28 | SOLAR-V1-NO-AGE | SOLAR-V1-NO-AGE | SOLAR-V1-NO-AGE | SOLAR-V1-NO-AGE | SOLAR-V1-NO-AGE
DEU | Germany | Neuhardenberg PV11 |  | WKS0061587 | 4 | 52.6030 | 14.2160 | Solar | [5 empty] | Wiki-Solar | https://www.wiki-solar.org | Wiki-Solar | [10 empty] | 5.74 | 5.71 | 5.72 | 5.80 | 5.85 | NO-ESTIMATION | NO-ESTIMATION | NO-ESTIMATION | NO-ESTIMATION | CAPACITY-FACTOR-V1
DEU | Germany | Nauen A |  | WKS0067946 | 6.8 | 52.6070 | 12.8900 | Solar | [5 empty] | Wiki-Solar | https://www.wiki-solar.org | Wiki-Solar | [10 empty] | 9.68 | 9.91 | 9.91 | 10.08 | 9.87 | SOLAR-V1-NO-AGE | SOLAR-V1-NO-AGE | SOLAR-V1-NO-AGE | SOLAR-V1-NO-AGE | SOLAR-V1-NO-AGE
DEU | Germany | Neuhardenberg PV1 |  | WKS0061577 | 21 | 52.6080 | 14.2470 | Solar | [5 empty] | Wiki-Solar | https://www.wiki-solar.org | Wiki-Solar | [10 empty] | 30.97 | 31.58 | 31.61 | 32.02 | 32.12 | HYDRO-V1 | HYDRO-V1 | HYDRO-V1 | HYDRO-V1 | HYDRO-V1
DEU | Germany | Neuhardenberg PV6 |  | WKS0061582 | 19.5 | 52.6110 | 14.2220 | Solar | [5 empty] | Wiki-Solar | https://www.wiki-solar.org | Wiki-Solar | [10 empty] | 28.92 | 29.48 | 29.51 | 29.89 | 29.98 | SOLAR-V1-NO-AGE | SOLAR-V1-NO-AGE | SOLAR-V1-NO-AGE | SOLAR-V1-NO-AGE | SOLAR-V1-NO-AGE
DEU | Germany | Neuhardenberg PV2 |  | WKS0061578 | 7.6 | 52.6110 | 14.2550 | Solar | [5 empty] | Wiki-Solar | https://www.wiki-solar.org | Wiki-Solar | [10 empty] | 10.86 | 11.15 | 11.16 | 11.34 | 11.35 | SOLAR-V1-NO-AGE | SOLAR-V1-NO-AGE | SOLAR-V1-NO-AGE | SOLAR-V1-NO-AGE | SOLAR-V1-NO-AGE
DEU | Germany | Neuhardenberg Solar Power Plant |  | WRI1025873 | 76.7 | 52.6123 | 14.2411 | Solar | [5 empty] | Enerparc AG | http://www.enerparc.de | Industry About | 1094234 | [9 empty] | 108.57 | 110.72 | 110.83 | 112.27 | 112.63 | SOLAR-V1-NO-AGE | SOLAR-V1-NO-AGE | SOLAR-V1-NO-AGE | SOLAR-V1-NO-AGE | SOLAR-V1-NO-AGE
DEU | Germany | Neuhardenberg PV3,4+5 |  | WKS0061579 | 58.9 | 52.6150 | 14.2530 | Solar | [5 empty] | Wiki-Solar | https://www.wiki-solar.org | Wiki-Solar | [10 empty] | 82.25 | 83.98 | 84.06 | 85.16 | 85.45 | SOLAR-V1-NO-AGE | SOLAR-V1-NO-AGE | SOLAR-V1-NO-AGE | SOLAR-V1-NO-AGE | SOLAR-V1-NO-AGE
DEU | Germany | Emlichheim Solar Power Plant |  | WRI1030070 | 5 | 52.6223 | 6.8626 | Solar | [5 empty] | Sunics Solar GmbH | http://www.sunics-solar.de | Industry About | [10 empty] | 7.29 | 7.46 | 7.53 | 7.61 | 7.53 | SOLAR-V1-NO-AGE | SOLAR-V1-NO-AGE | SOLAR-V1-NO-AGE | SOLAR-V1-NO-AGE | SOLAR-V1-NO-AGE
DEU | Germany | Werneuchen D1 |  | WKS0068330 | 4 | 52.6296 | 13.7553 | Solar | [5 empty] | Wiki-Solar | https://www.wiki-solar.org | Wiki-Solar | [10 empty] | 5.77 | 5.71 | 5.72 | 5.79 | 5.83 | SOLAR-V1-NO-AGE | SOLAR-V1-NO-AGE | SOLAR-V1-NO-AGE | SOLAR-V1-NO-AGE | SOLAR-V1-NO-AGE
DEU | Germany | VoÃŸberg |  | WKS0062361 | 7.7 | 52.6300 | 14.3970 | Solar | [5 empty] | Wiki-Solar | https://www.wiki-solar.org | Wiki-Solar | [10 empty] | 11.00 | 11.30 | 11.31 | 11.49 | 11.5 | SOLAR-V1-NO-AGE | SOLAR-V1-NO-AGE | SOLAR-V1-NO-AGE | SOLAR-V1-NO-AGE | SOLAR-V1-NO-AGE
DEU | Germany | Werneuchen - Enerparc Solar Power Plant |  | WRI1030069 | 18.8 | 52.6340 | 13.7603 | Solar | [5 empty] | Enerparc AG | http://www.enerparc.de | Industry About | [10 empty] | 27.73 | 28.39 | 28.41 | 28.79 | 28.84 | SOLAR-V1-NO-AGE | SOLAR-V1-NO-AGE | SOLAR-V1-NO-AGE | SOLAR-V1-NO-AGE | SOLAR-V1-NO-AGE
DEU | Germany | Klï¿½den Solar Power Plant |  | WRI1030068 | 6 | 52.6416 | 11.6552 | Solar | [5 empty] | SYBAC Solar GmbH | http://www.sybac-solar.de | Industry About | [10 empty] | 8.58 | 8.77 | 8.89 | 8.96 | 8.84 | SOLAR-V1-NO-AGE | SOLAR-V1-NO-AGE | SOLAR-V1-NO-AGE | SOLAR-V1-NO-AGE | SOLAR-V1-NO-AGE
DEU | Germany | Werneuchen - S&Z Solar Power Plant |  | WRI1030067 | 2.2 | 52.6423 | 13.7523 | Solar | [5 empty] | S & Z Energiesysteme GmbH | http://www.suz-energiesysteme.de | Industry About | [10 empty] | 3.18 | 3.07 | 3.07 | 3.09 | 3.1 | SOLAR-V1-NO-AGE | SOLAR-V1-NO-AGE | SOLAR-V1-NO-AGE | SOLAR-V1-NO-AGE | SOLAR-V1-NO-AGE
DEU | Germany | Hassel D1 |  | WKS0068327 | 4.8 | 52.6427 | 11.9174 | Solar | [5 empty] | Wiki-Solar | https://www.wiki-solar.org | Wiki-Solar | [10 empty] | 7.58 | 7.78 | 7.85 | 7.89 | 7.7 | SOLAR-V1-NO-AGE | SOLAR-V1-NO-AGE | SOLAR-V1-NO-AGE | SOLAR-V1-NO-AGE | SOLAR-V1-NO-AGE
DEU | Germany | Werneuchen D2 |  | WKS0068331 | 4 | 52.6449 | 13.7560 | Solar | [5 empty] | Wiki-Solar | https://www.wiki-solar.org | Wiki-Solar | [10 empty] | 5.76 | 5.71 | 5.72 | 5.79 | 5.83 | SOLAR-V1-NO-AGE | SOLAR-V1-NO-AGE | SOLAR-V1-NO-AGE | SOLAR-V1-NO-AGE | SOLAR-V1-NO-AGE
DEU | Germany | Metzdorf Solar Power Plant |  | WRI1030066 | 6 | 52.6546 | 14.1568 | Solar | [5 empty] | Solarpark Metzdorf | http://wo-gibts.org/eintrag/Solarpark_Metzdorf | Industry About | [10 empty] | 8.55 | 8.77 | 8.78 | 8.92 | 8.94 | SOLAR-V1-NO-AGE | SOLAR-V1-NO-AGE | SOLAR-V1-NO-AGE | SOLAR-V1-NO-AGE | SOLAR-V1-NO-AGE
DEU | Germany | Letschin L1 |  | WKS0071783 | 10 | 52.6560 | 14.3260 | Solar | [5 empty] | Wiki-Solar | https://www.wiki-solar.org | Wiki-Solar | [10 empty] | 14.40 | 14.83 | 14.84 | 15.06 | 15.05 | NO-ESTIMATION | NO-ESTIMATION | NO-ESTIMATION | NO-ESTIMATION | CAPACITY-FACTOR-V1
DEU | Germany | Werneuchen A1 |  | WKS0066103 | 8 | 52.6570 | 13.6890 | Solar | [5 empty] | Wiki-Solar | https://www.wiki-solar.org | Wiki-Solar | [10 empty] | 11.47 | 11.81 | 11.81 | 11.98 | 12.02 | NO-ESTIMATION | NO-ESTIMATION | NO-ESTIMATION | NO-ESTIMATION | CAPACITY-FACTOR-V1
DEU | Germany | Vehlefanz |  | WKS0060332 | 5.2 | 52.7100 | 13.1180 | Solar | [5 empty] | Wiki-Solar | https://www.wiki-solar.org | Wiki-Solar | [10 empty] | 7.55 | 7.72 | 7.72 | 7.85 | 7.81 | NO-ESTIMATION | NO-ESTIMATION | NO-ESTIMATION | NO-ESTIMATION | CAPACITY-FACTOR-V1
DEU | Germany | Bliesdorf A1 |  | WKS0066111 | 4 | 52.7113 | 14.2122 | Solar | [5 empty] | Wiki-Solar | https://www.wiki-solar.org | Wiki-Solar | [10 empty] | 5.75 | 5.72 | 5.72 | 5.80 | 5.85 | SOLAR-V1-NO-AGE | SOLAR-V1-NO-AGE | SOLAR-V1-NO-AGE | SOLAR-V1-NO-AGE | SOLAR-V1-NO-AGE
DEU | Germany | Solarpark Baasdorf |  | WRI1025906 | 12.7044 | 52.7213 | 13.4108 | Solar | [5 empty] | Bundesnetzagentur | https://www.bundesnetzagentur.de/DE/Sachgebiete/ElektrizitaetundGas/Unternehmen_Institutionen/Versorgungssicherheit/Erzeugungskapazitaeten/Kraftwerksliste/kraftwerksliste-node.html | Industry About | [10 empty] | 18.58 | 19.23 | 19.19 | 19.47 | 19.35 | SOLAR-V1-NO-AGE | SOLAR-V1-NO-AGE | SOLAR-V1-NO-AGE | SOLAR-V1-NO-AGE | SOLAR-V1-NO-AGE
DEU | Germany | Leegebruch A |  | WKS0074109 | 10 | 52.7320 | 13.2100 | Solar | [5 empty] | Wiki-Solar | https://www.wiki-solar.org | Wiki-Solar | [10 empty] | 14.42 | 14.84 | 14.82 | 15.05 | 14.96 | NO-ESTIMATION | NO-ESTIMATION | NO-ESTIMATION | NO-ESTIMATION | CAPACITY-FACTOR-V1
DEU | Germany | Oranienburg Solar Power Plant |  | WRI1030065 | 3.8 | 52.7321 | 13.2208 | Solar | [5 empty] | Enerparc AG | http://www.enerparc.de | Industry About | 1096854 | [9 empty] | 5.46 | 5.43 | 5.42 | 5.49 | 5.5 | SOLAR-V1-NO-AGE | SOLAR-V1-NO-AGE | SOLAR-V1-NO-AGE | SOLAR-V1-NO-AGE | SOLAR-V1-NO-AGE
DEU | Germany | Kremmen Solar Power Plant |  | WRI1030064 | 6.7 | 52.7473 | 13.0419 | Solar | [5 empty] | GP Joule GmbH | http://www.gp-joule.eu | Industry About | 1109269 | [9 empty] | 9.54 | 9.78 | 9.76 | 9.94 | 9.87 | NO-ESTIMATION | NO-ESTIMATION | NO-ESTIMATION | NO-ESTIMATION | CAPACITY-FACTOR-V1
DEU | Germany | Finow Solar Power Plant |  | WRI1030063 | 84.9 | 52.8224 | 13.7012 | Solar | [5 empty] | Enerparc AG | http://www.enerparc.de | Industry About | [10 empty] | 119.84 | 122.68 | 124.42 | 125.13 | 123.81 | HYDRO-V1 | HYDRO-V1 | HYDRO-V1 | HYDRO-V1 | HYDRO-V1
DEU | Germany | Fuchsberg I |  | WKS0067460 | 9.9 | 52.8350 | 11.2030 | Solar | [5 empty] | Wiki-Solar | https://www.wiki-solar.org | Wiki-Solar | [10 empty] | 14.35 | 14.69 | 14.91 | 14.98 | 14.9 | HYDRO-V1 | HYDRO-V1 | HYDRO-V1 | HYDRO-V1 | HYDRO-V1
DEU | Germany | Fuchsberg II |  | WKS0072082 | 6.3 | 52.8380 | 11.2070 | Solar | [5 empty] | Wiki-Solar | https://www.wiki-solar.org | Wiki-Solar | [10 empty] | 9.07 | 9.22 | 9.39 | 9.41 | 9.39 | NO-ESTIMATION | NO-ESTIMATION | NO-ESTIMATION | NO-ESTIMATION | CAPACITY-FACTOR-V1
DEU | Germany | Neustadt (Dosse) A |  | WKS0073639 | 6 | 52.8516 | 12.4588 | Solar | [5 empty] | Wiki-Solar | https://www.wiki-solar.org | Wiki-Solar | [10 empty] | 8.62 | 8.77 | 8.93 | 8.97 | 8.94 | HYDRO-V1 | HYDRO-V1 | HYDRO-V1 | HYDRO-V1 | HYDRO-V1
DEU | Germany | Britz |  | WKS0062189 | 8.2 | 52.8584 | 13.7681 | Solar | [5 empty] | Wiki-Solar | https://www.wiki-solar.org | Wiki-Solar | [10 empty] | 11.41 | 11.78 | 11.97 | 12.04 | 11.86 | SOLAR-V1-NO-AGE | SOLAR-V1-NO-AGE | SOLAR-V1-NO-AGE | SOLAR-V1-NO-AGE | SOLAR-V1-NO-AGE
DEU | Germany | Eberswalde |  | WKS0062345 | 5 | 52.8590 | 13.7712 | Solar | [5 empty] | Wiki-Solar | https://www.wiki-solar.org | Wiki-Solar | [10 empty] | 7.23 | 7.43 | 7.56 | 7.62 | 7.49 | SOLAR-V1-NO-AGE | SOLAR-V1-NO-AGE | SOLAR-V1-NO-AGE | SOLAR-V1-NO-AGE | SOLAR-V1-NO-AGE
DEU | Germany | Grï¿½neberg Solar Power Plant |  | WRI1030062 | 7.5 | 52.8643 | 13.2193 | Solar | [5 empty] | S & Z Energiesysteme GmbH | http://www.suz-energiesysteme.de | Industry About | [10 empty] | 10.74 | 11.01 | 11.16 | 11.29 | 11.16 | SOLAR-V1-NO-AGE | SOLAR-V1-NO-AGE | SOLAR-V1-NO-AGE | SOLAR-V1-NO-AGE | SOLAR-V1-NO-AGE
DEU | Germany | Kampehl A |  | WKS0073638 | 7 | 52.8725 | 12.4690 | Solar | [5 empty] | Wiki-Solar | https://www.wiki-solar.org | Wiki-Solar | [10 empty] | 10.06 | 10.26 | 10.44 | 10.48 | 10.39 | SOLAR-V1-NO-AGE | SOLAR-V1-NO-AGE | SOLAR-V1-NO-AGE | SOLAR-V1-NO-AGE | SOLAR-V1-NO-AGE
DEU | Germany | Ahlhorn Solar Power Plant |  | WRI1030061 | 50 | 52.8886 | 8.2334 | Solar | [5 empty] | CEE PVF Ahlhorn (I-V) GmbH & Co KG | http://www.cee-holding.de | Industry About | [10 empty] | 69.66 | 71.55 | 72.59 | 72.83 | 72.73 | SOLAR-V1-NO-AGE | SOLAR-V1-NO-AGE | SOLAR-V1-NO-AGE | SOLAR-V1-NO-AGE | SOLAR-V1-NO-AGE
DEU | Germany | Neuruppin Solar Power Plant |  | WRI1030060 | 7.9 | 52.9460 | 12.7920 | Solar | [5 empty] | Enerparc AG | http://www.enerparc.de | Industry About | [10 empty] | 11.41 | 11.65 | 11.86 | 11.91 | 11.81 | SOLAR-V1-NO-AGE | SOLAR-V1-NO-AGE | SOLAR-V1-NO-AGE | SOLAR-V1-NO-AGE | SOLAR-V1-NO-AGE
DEU | Germany | Angermï¿½nde Solar Power Plant |  | WRI1030059 | 1.7 | 53.0008 | 13.9981 | Solar | [5 empty] | Enerparc AG | http://www.enerparc.de | Industry About | [10 empty] | 2.27 | 2.26 | 2.27 | 2.28 | 2.26 | SOLAR-V1-NO-AGE | SOLAR-V1-NO-AGE | SOLAR-V1-NO-AGE | SOLAR-V1-NO-AGE | SOLAR-V1-NO-AGE
DEU | Germany | Wittenberge Solar Power Plant |  | WRI1030058 | 3.9 | 53.0172 | 11.7580 | Solar | [5 empty] | Conecon GmbH | http://www.conecon.com | Industry About | 1097576 | [9 empty] | 5.50 | 5.57 | 5.68 | 5.69 | 5.67 | NO-ESTIMATION | NO-ESTIMATION | NO-ESTIMATION | NO-ESTIMATION | CAPACITY-FACTOR-V1
DEU | Germany | Templin Solar Power Plant |  | WRI1025874 | 128.4 | 53.0295 | 13.5425 | Solar | [5 empty] | Belectric GmbH | http://www.belectric.com | Industry About | [10 empty] | 180.39 | 184.21 | 186.15 | 187.37 | 185.32 | NO-ESTIMATION | NO-ESTIMATION | NO-ESTIMATION | NO-ESTIMATION | CAPACITY-FACTOR-V1
DEU | Germany | Heiligengrabe C1 |  | WKS0067437 | 5.5 | 53.0518 | 12.3415 | Solar | [5 empty] | Wiki-Solar | https://www.wiki-solar.org | Wiki-Solar | [10 empty] | 8.00 | 8.14 | 8.32 | 8.31 | 8.2 | NO-ESTIMATION | NO-ESTIMATION | NO-ESTIMATION | NO-ESTIMATION | CAPACITY-FACTOR-V1
DEU | Germany | Perleberg Solar Power Plant |  | WRI1030057 | 35 | 53.0734 | 11.8234 | Solar | [5 empty] | Gehrlicher Solar AG | http://www.gehrlicher.com | Industry About | 1093533 | [9 empty] | 48.86 | 50.30 | 51.08 | 51.43 | 51 | NO-ESTIMATION | NO-ESTIMATION | NO-ESTIMATION | NO-ESTIMATION | CAPACITY-FACTOR-V1
DEU | Germany | Karwitz Solar Power Plant |  | WRI1030056 | 10.1 | 53.0800 | 11.0319 | Solar | [5 empty] | IB Vogt GmbH | http://www.vogt-solar.com | Industry About | [10 empty] | 14.62 | 14.95 | 15.18 | 15.23 | 15.17 | NO-ESTIMATION | NO-ESTIMATION | NO-ESTIMATION | NO-ESTIMATION | CAPACITY-FACTOR-V1
DEU | Germany | Heiligengrabe F1 |  | WKS0068817 | 9.8 | 53.1676 | 12.3710 | Solar | [5 empty] | Wiki-Solar | https://www.wiki-solar.org | Wiki-Solar | [10 empty] | 13.87 | 14.51 | 14.79 | 14.78 | 14.63 | NO-ESTIMATION | NO-ESTIMATION | NO-ESTIMATION | NO-ESTIMATION | CAPACITY-FACTOR-V1
DEU | Germany | Ammerland Solar Power Plant |  | WRI1025899 | 20.8 | 53.1799 | 8.1601 | Solar | [5 empty] | GP Joule GmbH | http://www.gp-joule.eu | Industry About | 1089695 | [9 empty] | 30.54 | 31.31 | 31.76 | 31.94 | 31.82 | SOLAR-V1-NO-AGE | SOLAR-V1-NO-AGE | SOLAR-V1-NO-AGE | SOLAR-V1-NO-AGE | SOLAR-V1-NO-AGE
DEU | Germany | Wittstock E1 |  | WKS0068646 | 10 | 53.1960 | 12.5180 | Solar | [5 empty] | Wiki-Solar | https://www.wiki-solar.org | Wiki-Solar | [10 empty] | 14.17 | 14.82 | 15.06 | 15.10 | 14.95 | NO-ESTIMATION | NO-ESTIMATION | NO-ESTIMATION | NO-ESTIMATION | CAPACITY-FACTOR-V1
DEU | Germany | Solarpark Wittstock |  | WRI1025875 | 68 | 53.2018 | 12.5187 | Solar | [5 empty] | Belectric GmbH | http://www.belectric.com | Industry About | [10 empty] | 94.58 | 97.30 | 98.83 | 99.50 | 98.35 | NO-ESTIMATION | NO-ESTIMATION | NO-ESTIMATION | NO-ESTIMATION | CAPACITY-FACTOR-V1
DEU | Germany | MalliÃŸ C1 |  | WKS0067439 | 4.9 | 53.2051 | 11.3480 | Solar | [5 empty] | Wiki-Solar | https://www.wiki-solar.org | Wiki-Solar | [10 empty] | 6.95 | 7.10 | 7.19 | 7.20 | 7.18 | NO-ESTIMATION | NO-ESTIMATION | NO-ESTIMATION | NO-ESTIMATION | CAPACITY-FACTOR-V1
DEU | Germany | Heiligengrabe F2 |  | WKS0068827 | 5.2 | 53.2150 | 12.4450 | Solar | [5 empty] | Wiki-Solar | https://www.wiki-solar.org | Wiki-Solar | [10 empty] | 7.43 | 7.72 | 7.88 | 7.89 | 7.79 | HYDRO-V1 | HYDRO-V1 | HYDRO-V1 | HYDRO-V1 | HYDRO-V1
DEU | Germany | Rapshagen Solar Power Plant |  | WRI1030055 | 9.4 | 53.2171 | 12.2407 | Solar | [5 empty] | GP Joule GmbH | http://www.gp-joule.eu | Industry About | [10 empty] | 13.36 | 13.95 | 14.18 | 14.23 | 14.07 | NO-ESTIMATION | NO-ESTIMATION | NO-ESTIMATION | NO-ESTIMATION | CAPACITY-FACTOR-V1
DEU | Germany | Triglitz D1 |  | WKS0068324 | 8 | 53.2630 | 12.1380 | Solar | [5 empty] | Wiki-Solar | https://www.wiki-solar.org | Wiki-Solar | [10 empty] | 11.30 | 11.92 | 12.00 | 12.00 | 11.81 | NO-ESTIMATION | NO-ESTIMATION | NO-ESTIMATION | NO-ESTIMATION | CAPACITY-FACTOR-V1
DEU | Germany | KrÃ¶chlendorf II |  | WKS0072074 | 8.5 | 53.2640 | 13.7030 | Solar | [5 empty] | Wiki-Solar | https://www.wiki-solar.org | Wiki-Solar | [10 empty] | 11.94 | 12.34 | 12.46 | 12.47 | 12.19 | HYDRO-V1 | HYDRO-V1 | HYDRO-V1 | HYDRO-V1 | HYDRO-V1
DEU | Germany | Grabow |  | WKS0066153 | 8.4 | 53.2651 | 11.5728 | Solar | [5 empty] | Wiki-Solar | https://www.wiki-solar.org | Wiki-Solar | [10 empty] | 11.59 | 12.10 | 12.32 | 12.32 | 12.19 | HYDRO-V1 | HYDRO-V1 | HYDRO-V1 | HYDRO-V1 | HYDRO-V1
DEU | Germany | KrÃ¶chlendorf I |  | WKS0066154 | 10 | 53.2660 | 13.6980 | Solar | [5 empty] | Wiki-Solar | https://www.wiki-solar.org | Wiki-Solar | [10 empty] | 14.50 | 14.97 | 15.10 | 15.12 | 14.81 | NO-ESTIMATION | NO-ESTIMATION | NO-ESTIMATION | NO-ESTIMATION | CAPACITY-FACTOR-V1
DEU | Germany | Prenzlau D1 |  | WKS0068319 | 10 | 53.2940 | 13.7850 | Solar | [5 empty] | Wiki-Solar | https://www.wiki-solar.org | Wiki-Solar | [10 empty] | 14.50 | 14.97 | 15.10 | 15.12 | 14.81 | NO-ESTIMATION | NO-ESTIMATION | NO-ESTIMATION | NO-ESTIMATION | CAPACITY-FACTOR-V1
DEU | Germany | Prenzlau |  | WKS0061368 | 15.7 | 53.3180 | 13.8830 | Solar | [5 empty] | Wiki-Solar | https://www.wiki-solar.org | Wiki-Solar | [10 empty] | 23.18 | 23.88 | 24.07 | 24.17 | 23.68 | HYDRO-V1 | HYDRO-V1 | HYDRO-V1 | HYDRO-V1 | HYDRO-V1
DEU | Germany | Nadrensee |  | WKS0066099 | 12.9 | 53.3260 | 14.3290 | Solar | [5 empty] | Wiki-Solar | https://www.wiki-solar.org | Wiki-Solar | [10 empty] | 18.84 | 19.44 | 19.75 | 19.78 | 19.42 | HYDRO-V1 | HYDRO-V1 | HYDRO-V1 | HYDRO-V1 | HYDRO-V1
DEU | Germany | Solarpark Marienflieï¿½ |  | WRI1025885 | 25.5591 | 53.3366 | 12.2014 | Solar | [5 empty] | Bundesnetzagentur | https://www.bundesnetzagentur.de/DE/Sachgebiete/ElektrizitaetundGas/Unternehmen_Institutionen/Versorgungssicherheit/Erzeugungskapazitaeten/Kraftwerksliste/kraftwerksliste-node.html | Industry About | [10 empty] | 35.51 | 37.21 | 37.33 | 36.83 | 36.73 | NO-ESTIMATION | NO-ESTIMATION | NO-ESTIMATION | NO-ESTIMATION | CAPACITY-FACTOR-V1
DEU | Germany | JÃ¤nnersdorf |  | WKS0061145 | 40.2 | 53.3420 | 12.0570 | Solar | [5 empty] | Wiki-Solar | https://www.wiki-solar.org | Wiki-Solar | [10 empty] | 55.45 | 57.69 | 58.25 | 56.88 | 57.5 | HYDRO-V1 | HYDRO-V1 | HYDRO-V1 | HYDRO-V1 | HYDRO-V1
DEU | Germany | Meyenburg |  | WKS0066105 | 7 | 53.3450 | 12.1950 | Solar | [5 empty] | Wiki-Solar | https://www.wiki-solar.org | Wiki-Solar | [10 empty] | 9.80 | 10.44 | 10.43 | 10.29 | 10.23 | HYDRO-V1 | HYDRO-V1 | HYDRO-V1 | HYDRO-V1 | HYDRO-V1
DEU | Germany | Fincken |  | WKS0068831 | 4.8 | 53.3510 | 12.4700 | Solar | [5 empty] | Wiki-Solar | https://www.wiki-solar.org | Wiki-Solar | [10 empty] | 7.43 | 7.85 | 7.86 | 7.81 | 7.71 | HYDRO-V1 | HYDRO-V1 | HYDRO-V1 | HYDRO-V1 | HYDRO-V1
DEU | Germany | Dedelow Solar Power Plant |  | WRI1030054 | 3.8 | 53.3562 | 13.7860 | Solar | [5 empty] | Enerparc AG | http://www.enerparc.de | Industry About | [10 empty] | 5.44 | 5.44 | 5.54 | 5.55 | 5.47 | SOLAR-V1-NO-AGE | SOLAR-V1-NO-AGE | SOLAR-V1-NO-AGE | SOLAR-V1-NO-AGE | SOLAR-V1-NO-AGE
DEU | Germany | Zachow Solar Power Plant |  | WRI1030053 | 5.5 | 53.3646 | 11.8763 | Solar | [5 empty] | SYBAC Solar GmbH | http://www.sybac-solar.de | Industry About | [10 empty] | 7.82 | 8.23 | 8.27 | 8.24 | 8.16 | HYDRO-V1 | HYDRO-V1 | HYDRO-V1 | HYDRO-V1 | HYDRO-V1
DEU | Germany | Neustrelitz IBC |  | WKS0060205 | 8.3 | 53.3780 | 13.0590 | Solar | [5 empty] | Wiki-Solar | https://www.wiki-solar.org | Wiki-Solar | [10 empty] | 11.41 | 12.16 | 12.17 | 12.00 | 11.74 | NO-ESTIMATION | NO-ESTIMATION | NO-ESTIMATION | NO-ESTIMATION | CAPACITY-FACTOR-V1
DEU | Germany | Brenz Solar Power Plant |  | WRI1030052 | 7.5 | 53.3835 | 11.6402 | Solar | [5 empty] | SYBAC Solar GmbH | http://www.sybac-solar.de | Industry About | [10 empty] | 10.56 | 11.00 | 11.21 | 10.99 | 11.09 | HYDRO-V1 | HYDRO-V1 | HYDRO-V1 | HYDRO-V1 | HYDRO-V1
DEU | Germany | Boizenburg |  | WKS0072484 | 6.6 | 53.3842 | 10.7687 | Solar | [5 empty] | Wiki-Solar | https://www.wiki-solar.org | Wiki-Solar | [10 empty] | 9.41 | 9.66 | 9.82 | 9.85 | 9.78 | NO-ESTIMATION | NO-ESTIMATION | NO-ESTIMATION | NO-ESTIMATION | CAPACITY-FACTOR-V1
DEU | Germany | Ramin Solar Power Plant |  | WRI1030051 | 9 | 53.4304 | 14.2864 | Solar | [5 empty] | Solarpark Ramin GmbH & Co KG | http://www.cs-solarservice.com | Industry About | [10 empty] | 13.05 | 13.37 | 13.60 | 13.62 | 13.36 | HYDRO-V1 | HYDRO-V1 | HYDRO-V1 | HYDRO-V1 | HYDRO-V1
DEU | Germany | MÃ¶deritz A |  | WKS0069457 | 7 | 53.4550 | 11.7970 | Solar | [5 empty] | Wiki-Solar | https://www.wiki-solar.org | Wiki-Solar | [10 empty] | 9.80 | 10.40 | 10.44 | 10.39 | 10.27 | HYDRO-V1 | HYDRO-V1 | HYDRO-V1 | HYDRO-V1 | HYDRO-V1
DEU | Germany | Woldegk Solar Power Plant |  | WRI1030050 | 9 | 53.4596 | 13.5638 | Solar | [5 empty] | Pfalzsolar GmbH | http://pfalzsolar.de | Industry About | 1109330 | [9 empty] | 12.81 | 13.54 | 13.59 | 13.65 | 13.36 | HYDRO-V1 | HYDRO-V1 | HYDRO-V1 | HYDRO-V1 | HYDRO-V1
DEU | Germany | Rastow B1 |  | WKS0066147 | 6 | 53.4612 | 11.4296 | Solar | [5 empty] | Wiki-Solar | https://www.wiki-solar.org | Wiki-Solar | [10 empty] | 8.55 | 8.76 | 8.93 | 8.82 | 8.9 | HYDRO-V1 | HYDRO-V1 | HYDRO-V1 | HYDRO-V1 | HYDRO-V1
DEU | Germany | DomsÃ¼hl A |  | WKS0069456 | 9 | 53.4640 | 11.7990 | Solar | [5 empty] | Wiki-Solar | https://www.wiki-solar.org | Wiki-Solar | [10 empty] | 12.78 | 13.54 | 13.61 | 13.60 | 13.42 | NO-ESTIMATION | NO-ESTIMATION | NO-ESTIMATION | NO-ESTIMATION | CAPACITY-FACTOR-V1
DEU | Germany | LÃ¶cknitz |  | WKS0063582 | 10 | 53.4640 | 14.1850 | Solar | [5 empty] | Wiki-Solar | https://www.wiki-solar.org | Wiki-Solar | [10 empty] | 14.43 | 14.82 | 15.07 | 15.10 | 14.88 | NO-ESTIMATION | NO-ESTIMATION | NO-ESTIMATION | NO-ESTIMATION | CAPACITY-FACTOR-V1
DEU | Germany | Bandenitz Solar Power Plant |  | WRI1030049 | 6 | 53.4846 | 11.2834 | Solar | [5 empty] | SYBAC Solar GmbH | http://www.sybac-solar.de | Industry About | [10 empty] | 8.43 | 8.78 | 8.93 | 8.89 | 8.84 | NO-ESTIMATION | NO-ESTIMATION | NO-ESTIMATION | NO-ESTIMATION | CAPACITY-FACTOR-V1
DEU | Germany | LÃ¼besse A |  | WKS0072886 | 7 | 53.4952 | 11.4559 | Solar | [5 empty] | Wiki-Solar | https://www.wiki-solar.org | Wiki-Solar | [10 empty] | 9.97 | 10.24 | 10.44 | 10.29 | 10.39 | NO-ESTIMATION | NO-ESTIMATION | NO-ESTIMATION | NO-ESTIMATION | CAPACITY-FACTOR-V1
DEU | Germany | Lindenhof |  | WKS0061457 | 8.5 | 53.5059 | 13.3228 | Solar | [5 empty] | Wiki-Solar | https://www.wiki-solar.org | Wiki-Solar | [10 empty] | 11.64 | 12.42 | 12.44 | 12.18 | 11.99 | NO-ESTIMATION | NO-ESTIMATION | NO-ESTIMATION | NO-ESTIMATION | CAPACITY-FACTOR-V1
DEU | Germany | Burg Stargard |  | WKS0061462 | 4.9 | 53.5070 | 13.3198 | Solar | [5 empty] | Wiki-Solar | https://www.wiki-solar.org | Wiki-Solar | [10 empty] | 6.78 | 7.19 | 7.18 | 7.03 | 6.92 | NO-ESTIMATION | NO-ESTIMATION | NO-ESTIMATION | NO-ESTIMATION | CAPACITY-FACTOR-V1
DEU | Germany | Pasewalk Solar Power Plant |  | WRI1030048 | 4.8 | 53.5091 | 13.9799 | Solar | [5 empty] | Enerparc AG | http://www.enerparc.de | Industry About | 1111330 | [9 empty] | 7.62 | 7.80 | 7.87 | 7.88 | 7.76 | NO-ESTIMATION | NO-ESTIMATION | NO-ESTIMATION | NO-ESTIMATION | CAPACITY-FACTOR-V1
DEU | Germany | SÃ¼lte |  | WKS0061467 | 9.8 | 53.5150 | 11.4220 | Solar | [5 empty] | Wiki-Solar | https://www.wiki-solar.org | Wiki-Solar | [10 empty] | 14.07 | 14.51 | 14.76 | 14.56 | 14.68 | NO-ESTIMATION | NO-ESTIMATION | NO-ESTIMATION | NO-ESTIMATION | CAPACITY-FACTOR-V1
DEU | Germany | Solarpark Elmenhorst |  | WRI1025887 | 25 | 53.5403 | 10.5034 | Solar | [5 empty] | Sonnewind & Waerme | http://www.sonnewindwaerme.de/photovoltaik-pressemitteilung/neuer-solarpark-bei-elmenhorst-beschert-schleswig-holstein-platz-der | Industry About | [10 empty] | 34.82 | 35.83 | 36.56 | 36.57 | 36.22 | HYDRO-V1 | HYDRO-V1 | HYDRO-V1 | HYDRO-V1 | HYDRO-V1
DEU | Germany | Neubrandenburg Solar Power Plant |  | WRI1030047 | 2.9 | 53.5447 | 13.3304 | Solar | [5 empty] | Enerparc AG | http://www.enerparc.de | Industry About | [10 empty] | 4.17 | 4.14 | 4.15 | 4.04 | 4.1 | SOLAR-V1-NO-AGE | SOLAR-V1-NO-AGE | SOLAR-V1-NO-AGE | SOLAR-V1-NO-AGE | SOLAR-V1-NO-AGE
DEU | Germany | SÃ¼lte A |  | WKS0072885 | 12 | 53.5490 | 11.4410 | Solar | [5 empty] | Wiki-Solar | https://www.wiki-solar.org | Wiki-Solar | [10 empty] | 17.50 | 18.13 | 18.42 | 18.18 | 18.34 | NO-ESTIMATION | NO-ESTIMATION | NO-ESTIMATION | NO-ESTIMATION | CAPACITY-FACTOR-V1
DEU | Germany | Jabel |  | WKS0061367 | 17.3 | 53.5510 | 12.5710 | Solar | [5 empty] | Wiki-Solar | https://www.wiki-solar.org | Wiki-Solar | [10 empty] | 25.12 | 26.48 | 26.26 | 26.67 | 25.84 | HYDRO-V1 | HYDRO-V1 | HYDRO-V1 | HYDRO-V1 | HYDRO-V1
DEU | Germany | Sukow |  | WKS0063299 | 10.2 | 53.5570 | 11.5740 | Solar | [5 empty] | Wiki-Solar | https://www.wiki-solar.org | Wiki-Solar | [10 empty] | 14.43 | 15.08 | 15.34 | 15.22 | 15.21 | HYDRO-V1 | HYDRO-V1 | HYDRO-V1 | HYDRO-V1 | HYDRO-V1
DEU | Germany | Hohen Wangelin A |  | WKS0070974 | 13 | 53.6170 | 12.4300 | Solar | [5 empty] | Wiki-Solar | https://www.wiki-solar.org | Wiki-Solar | [10 empty] | 18.66 | 19.89 | 19.47 | 19.92 | 19.52 | NO-ESTIMATION | NO-ESTIMATION | NO-ESTIMATION | NO-ESTIMATION | CAPACITY-FACTOR-V1
DEU | Germany | Jatzke |  | WKS0062179 | 5.4 | 53.6220 | 13.5160 | Solar | [5 empty] | Wiki-Solar | https://www.wiki-solar.org | Wiki-Solar | [10 empty] | 7.68 | 8.10 | 8.11 | 8.15 | 7.98 | HYDRO-V1 | HYDRO-V1 | HYDRO-V1 | HYDRO-V1 | HYDRO-V1
DEU | Germany | Woggersin |  | WKS0067732 | 5.5 | 53.6270 | 13.2270 | Solar | [5 empty] | Wiki-Solar | https://www.wiki-solar.org | Wiki-Solar | [10 empty] | 7.79 | 8.24 | 8.28 | 8.22 | 7.99 | NO-ESTIMATION | NO-ESTIMATION | NO-ESTIMATION | NO-ESTIMATION | CAPACITY-FACTOR-V1
DEU | Germany | Friedland A |  | WKS0069860 | 8.5 | 53.6720 | 13.5370 | Solar | [5 empty] | Wiki-Solar | https://www.wiki-solar.org | Wiki-Solar | [10 empty] | 11.84 | 12.38 | 12.42 | 12.48 | 12.19 | NO-ESTIMATION | NO-ESTIMATION | NO-ESTIMATION | NO-ESTIMATION | CAPACITY-FACTOR-V1
DEU | Germany | LÃ¼bs A1 |  | WKS0066104 | 6 | 53.6730 | 13.9100 | Solar | [5 empty] | Wiki-Solar | https://www.wiki-solar.org | Wiki-Solar | [10 empty] | 8.62 | 8.87 | 8.94 | 8.95 | 8.8 | HYDRO-V1 | HYDRO-V1 | HYDRO-V1 | HYDRO-V1 | HYDRO-V1
DEU | Germany | Drochtersen G1 |  | WKS0069418 | 7.6 | 53.6840 | 9.3620 | Solar | [5 empty] | Wiki-Solar | https://www.wiki-solar.org | Wiki-Solar | [10 empty] | 10.94 | 11.16 | 11.36 | 11.38 | 11.35 | HYDRO-V1 | HYDRO-V1 | HYDRO-V1 | HYDRO-V1 | HYDRO-V1
DEU | Germany | Friedland G2 |  | WKS0069425 | 7.6 | 53.6950 | 13.5000 | Solar | [5 empty] | Wiki-Solar | https://www.wiki-solar.org | Wiki-Solar | [10 empty] | 10.85 | 11.31 | 11.34 | 11.39 | 11.13 | HYDRO-V1 | HYDRO-V1 | HYDRO-V1 | HYDRO-V1 | HYDRO-V1
DEU | Germany | Friedland G1 |  | WKS0069424 | 10 | 53.7313 | 13.5108 | Solar | [5 empty] | Wiki-Solar | https://www.wiki-solar.org | Wiki-Solar | [10 empty] | 14.38 | 15.01 | 15.06 | 15.12 | 14.81 | HYDRO-V1 | HYDRO-V1 | HYDRO-V1 | HYDRO-V1 | HYDRO-V1
DEU | Germany | Kummerow |  | WKS0061460 | 5.7 | 53.7440 | 12.9510 | Solar | [5 empty] | Wiki-Solar | https://www.wiki-solar.org | Wiki-Solar | [10 empty] | 8.04 | 8.51 | 8.52 | 8.50 | 8.24 | HYDRO-V1 | HYDRO-V1 | HYDRO-V1 | HYDRO-V1 | HYDRO-V1
DEU | Germany | Wusseken |  | WKS0071631 | 10 | 53.7619 | 13.6564 | Solar | [5 empty] | Wiki-Solar | https://www.wiki-solar.org | Wiki-Solar | [10 empty] | 14.37 | 14.97 | 15.06 | 15.11 | 15 | HYDRO-V1 | HYDRO-V1 | HYDRO-V1 | HYDRO-V1 | HYDRO-V1
DEU | Germany | Nordholz |  | WKS0065378 | 10 | 53.7640 | 8.6260 | Solar | [5 empty] | Wiki-Solar | https://www.wiki-solar.org | Wiki-Solar | [10 empty] | 14.82 | 14.80 | 15.01 | 15.05 | 15.01 | NO-ESTIMATION | NO-ESTIMATION | NO-ESTIMATION | NO-ESTIMATION | CAPACITY-FACTOR-V1
DEU | Germany | Sarnow |  | WKS0069423 | 11 | 53.7660 | 13.6490 | Solar | [5 empty] | Wiki-Solar | https://www.wiki-solar.org | Wiki-Solar | [10 empty] | 16.05 | 16.79 | 16.88 | 16.92 | 16.82 | SOLAR-V1-NO-AGE | SOLAR-V1-NO-AGE | SOLAR-V1-NO-AGE | SOLAR-V1-NO-AGE | SOLAR-V1-NO-AGE
DEU | Germany | GroÃŸ Roge C1 |  | WKS0067443 | 9.3 | 53.7951 | 12.4741 | Solar | [5 empty] | Wiki-Solar | https://www.wiki-solar.org | Wiki-Solar | [10 empty] | 13.24 | 14.05 | 14.07 | 14.10 | 13.87 | HYDRO-V1 | HYDRO-V1 | HYDRO-V1 | HYDRO-V1 | HYDRO-V1
DEU | Germany | GÃ¼strow Wirsol |  | WKS0061452 | 32 | 53.7970 | 12.2370 | Solar | [5 empty] | Wiki-Solar | https://www.wiki-solar.org | Wiki-Solar | [10 empty] | 45.54 | 46.60 | 47.05 | 47.18 | 46.61 | HYDRO-V1 | HYDRO-V1 | HYDRO-V1 | HYDRO-V1 | HYDRO-V1
DEU | Germany | Groï¿½ Stieten Solar Power Plant |  | WRI1030046 | 6.9 | 53.8064 | 11.4629 | Solar | [5 empty] | F&S Solar Concept GmbH | http://www.fs-sun.com | Industry About | [10 empty] | 9.80 | 10.10 | 10.32 | 10.29 | 10.27 | HYDRO-V1 | HYDRO-V1 | HYDRO-V1 | HYDRO-V1 | HYDRO-V1
DEU | Germany | GÃ¼strow Enerparc |  | WKS0063719 | 4.1 | 53.8091 | 12.1660 | Solar | [5 empty] | Wiki-Solar | https://www.wiki-solar.org | Wiki-Solar | [10 empty] | 5.86 | 5.86 | 5.97 | 5.99 | 5.98 | NO-ESTIMATION | NO-ESTIMATION | NO-ESTIMATION | NO-ESTIMATION | CAPACITY-FACTOR-V1
DEU | Germany | Solarpark Baumgarten |  | WRI1025907 | 11.304 | 53.8184 | 11.8518 | Solar | [5 empty] | Bundesnetzagentur | https://www.bundesnetzagentur.de/DE/Sachgebiete/ElektrizitaetundGas/Unternehmen_Institutionen/Versorgungssicherheit/Erzeugungskapazitaeten/Kraftwerksliste/kraftwerksliste-node.html | Industry About | [10 empty] | 16.45 | 17.06 | 17.31 | 17.34 | 17.3 | HYDRO-V1 | HYDRO-V1 | HYDRO-V1 | HYDRO-V1 | HYDRO-V1
DEU | Germany | Anklam Solar Power Plant |  | WRI1030045 | 7.9 | 53.8347 | 13.6657 | Solar | [5 empty] | F&S Solar Concept GmbH | http://www.fs-sun.com | Industry About | 1108092 | [9 empty] | 11.29 | 11.64 | 11.88 | 11.94 | 11.85 | HYDRO-V1 | HYDRO-V1 | HYDRO-V1 | HYDRO-V1 | HYDRO-V1
DEU | Germany | Krassow Solar Power Plant |  | WRI1030044 | 8.5 | 53.8813 | 11.5827 | Solar | [5 empty] | F&S Solar Concept GmbH | http://www.fs-sun.com | Industry About | [10 empty] | 11.81 | 12.23 | 12.42 | 12.46 | 12.41 | NO-ESTIMATION | NO-ESTIMATION | NO-ESTIMATION | NO-ESTIMATION | CAPACITY-FACTOR-V1
DEU | Germany | Wismar Solar Power Plant |  | WRI1030043 | 8.6 | 53.8985 | 11.4851 | Solar | [5 empty] | Enerparc AG | http://www.enerparc.de | Industry About | [10 empty] | 12.39 | 12.80 | 13.03 | 13.02 | 12.98 | NO-ESTIMATION | NO-ESTIMATION | NO-ESTIMATION | NO-ESTIMATION | CAPACITY-FACTOR-V1
DEU | Germany | MÃ¼ssentin |  | WKS0063242 | 6.5 | 53.9097 | 13.2964 | Solar | [5 empty] | Wiki-Solar | https://www.wiki-solar.org | Wiki-Solar | [10 empty] | 9.26 | 9.67 | 9.68 | 9.71 | 9.52 | NO-ESTIMATION | NO-ESTIMATION | NO-ESTIMATION | NO-ESTIMATION | CAPACITY-FACTOR-V1
DEU | Germany | Bï¿½ttel Solar Power Plant |  | WRI1030042 | 31.5 | 53.9145 | 9.2263 | Solar | [5 empty] | Mï¿½hring Energie GmbH | http://www.moehring-energie.de | Industry About | [10 empty] | 44.83 | 45.43 | 46.27 | 46.25 | 46.31 | NO-ESTIMATION | NO-ESTIMATION | NO-ESTIMATION | NO-ESTIMATION | CAPACITY-FACTOR-V1
DEU | Germany | Tutow C1 |  | WKS0067429 | 6 | 53.9150 | 13.2180 | Solar | [5 empty] | Wiki-Solar | https://www.wiki-solar.org | Wiki-Solar | [10 empty] | 8.43 | 8.89 | 8.83 | 8.93 | 8.8 | NO-ESTIMATION | NO-ESTIMATION | NO-ESTIMATION | NO-ESTIMATION | CAPACITY-FACTOR-V1
DEU | Germany | Tutow Solarpark 5 |  | WRI1025897 | 19.3 | 53.9150 | 13.2272 | Solar | [5 empty] | Bundesnetzagentur | https://www.bundesnetzagentur.de/DE/Sachgebiete/ElektrizitaetundGas/Unternehmen_Institutionen/Versorgungssicherheit/Erzeugungskapazitaeten/Kraftwerksliste/kraftwerksliste-node.html | Industry About | 1086120 | [9 empty] | 28.37 | 29.50 | 29.65 | 29.82 | 29.33 | NO-ESTIMATION | NO-ESTIMATION | NO-ESTIMATION | NO-ESTIMATION | CAPACITY-FACTOR-V1
DEU | Germany | Tutow Solarpark 2 FF Infrastruktur |  | WRI1025886 | 25.5 | 53.9214 | 13.2192 | Solar | [5 empty] | Grid.Stromhaltig | https://grid.stromhaltig.de/management/kraftwerk/unternehmen/Solarpark+Tutow+II+GmbH+%26+Co.+KG/ | Industry About | 1086120 | [9 empty] | 35.51 | 36.98 | 36.86 | 37.27 | 36.81 | HYDRO-V1 | HYDRO-V1 | HYDRO-V1 | HYDRO-V1 | HYDRO-V1
DEU | Germany | Tutow Solarpark 1 FF |  | WRI1025911 | 6.8 | 53.9226 | 13.2531 | Solar | [5 empty] | Grid.Stromhaltig | https://grid.stromhaltig.de/management/kraftwerk/unternehmen/Solarpark+Tutow+I+GmbH// | Industry About | [10 empty] | 9.52 | 10.09 | 10.07 | 10.12 | 9.94 | HYDRO-V1 | HYDRO-V1 | HYDRO-V1 | HYDRO-V1 | HYDRO-V1
DEU | Germany | Ecklak Solar Power Plant |  | WRI1030041 | 3.8 | 53.9246 | 9.2740 | Solar | [5 empty] | Mï¿½hring Energie GmbH | http://www.moehring-energie.de | Industry About | [10 empty] | 5.50 | 5.43 | 5.53 | 5.57 | 5.54 | HYDRO-V1 | HYDRO-V1 | HYDRO-V1 | HYDRO-V1 | HYDRO-V1
DEU | Germany | Tutow |  | WKS0060024 | 42.2 | 53.9260 | 13.2220 | Solar | [5 empty] | Wiki-Solar | https://www.wiki-solar.org | Wiki-Solar | [10 empty] | 58.16 | 60.61 | 60.42 | 61.09 | 60.34 | HYDRO-V1 | HYDRO-V1 | HYDRO-V1 | HYDRO-V1 | HYDRO-V1
DEU | Germany | Gribow Solar Power Plant |  | WRI1030040 | 1 | 53.9597 | 13.4902 | Solar | [5 empty] | Mï¿½hring Energie GmbH | http://www.moehring-energie.de | Industry About | [10 empty] | 1.34 | 1.37 | 1.37 | 1.37 | 1.35 | HYDRO-V1 | HYDRO-V1 | HYDRO-V1 | HYDRO-V1 | HYDRO-V1
DEU | Germany | Loitz |  | WKS0061463 | 5.7 | 53.9766 | 13.1513 | Solar | [5 empty] | Wiki-Solar | https://www.wiki-solar.org | Wiki-Solar | [10 empty] | 8.04 | 8.51 | 8.57 | 8.60 | 8.24 | HYDRO-V1 | HYDRO-V1 | HYDRO-V1 | HYDRO-V1 | HYDRO-V1
DEU | Germany | Gnoien Solar Power Plant |  | WRI1030039 | 6.4 | 53.9780 | 12.6925 | Solar | [5 empty] | SYBAC Solar GmbH | http://www.sybac-solar.de | Industry About | [10 empty] | 9.12 | 9.49 | 9.53 | 9.55 | 9.42 | HYDRO-V1 | HYDRO-V1 | HYDRO-V1 | HYDRO-V1 | HYDRO-V1
DEU | Germany | Barlt Solar Power Plant |  | WRI1030038 | 2.2 | 54.0218 | 9.0310 | Solar | [5 empty] | Mï¿½hring Energie GmbH | http://www.moehring-energie.de | Industry About | [10 empty] | 3.16 | 3.08 | 3.07 | 3.09 | 3.09 | HYDRO-V1 | HYDRO-V1 | HYDRO-V1 | HYDRO-V1 | HYDRO-V1
DEU | Germany | Cammin |  | WKS0072073 | 8 | 54.0230 | 12.4210 | Solar | [5 empty] | Wiki-Solar | https://www.wiki-solar.org | Wiki-Solar | [10 empty] | 11.29 | 12.00 | 11.97 | 12.00 | 11.81 | HYDRO-V1 | HYDRO-V1 | HYDRO-V1 | HYDRO-V1 | HYDRO-V1
DEU | Germany | Busenwurth Solar Power Plant |  | WRI1030037 | 12.2 | 54.0428 | 9.0315 | Solar | [5 empty] | Mï¿½hring Energie GmbH | http://www.moehring-energie.de | Industry About | 1114707 | [9 empty] | 17.84 | 18.46 | 18.64 | 18.78 | 18.77 | HYDRO-V1 | HYDRO-V1 | HYDRO-V1 | HYDRO-V1 | HYDRO-V1
DEU | Germany | Meldorf Solar Power Plant |  | WRI1030036 | 3.5 | 54.0836 | 9.0425 | Solar | [5 empty] | Solarpark Rodenï¿½s GmbH | http://www.solarpark-rodenaes.de | Industry About | [10 empty] | 5.04 | 5.01 | 5.07 | 5.14 | 5.14 | NO-ESTIMATION | NO-ESTIMATION | NO-ESTIMATION | NO-ESTIMATION | NO-ESTIMATION
DEU | Germany | Grimmen |  | WKS0061194 | 8 | 54.1260 | 13.0500 | Solar | [5 empty] | Wiki-Solar | https://www.wiki-solar.org | Wiki-Solar | [10 empty] | 11.55 | 12.00 | 12.00 | 12.04 | 11.81 | HYDRO-V1 | HYDRO-V1 | HYDRO-V1 | HYDRO-V1 | HYDRO-V1
DEU | Germany | Drechow |  | WKS0069419 | 7.9 | 54.1390 | 12.8110 | Solar | [5 empty] | Wiki-Solar | https://www.wiki-solar.org | Wiki-Solar | [10 empty] | 11.41 | 11.78 | 11.86 | 11.89 | 11.81 | NO-ESTIMATION | NO-ESTIMATION | NO-ESTIMATION | NO-ESTIMATION | NO-ESTIMATION
DEU | Germany | SchÃ¶nbek E1 |  | WKS0068647 | 8.2 | 54.1620 | 9.9620 | Solar | [5 empty] | Wiki-Solar | https://www.wiki-solar.org | Wiki-Solar | [10 empty] | 11.25 | 11.77 | 11.95 | 11.99 | 11.86 | HYDRO-V1 | HYDRO-V1 | HYDRO-V1 | HYDRO-V1 | HYDRO-V1
DEU | Germany | Suxdorf Solar Power Plant |  | WRI1030035 | 2.5 | 54.1688 | 10.9180 | Solar | [5 empty] | GP Joule GmbH | http://www.gp-joule.eu | Industry About | 1089705 | [9 empty] | 3.59 | 3.51 | 3.52 | 3.52 | 3.53 | HYDRO-V1 | HYDRO-V1 | HYDRO-V1 | HYDRO-V1 | HYDRO-V1
DEU | Germany | Rostock Solar Power Plant |  | WRI1030034 | 6.2 | 54.1731 | 12.0186 | Solar | [5 empty] | SYBAC Solar GmbH | http://www.sybac-solar.de | Industry About | [10 empty] | 8.82 | 9.07 | 9.27 | 9.29 | 9.21 | NO-ESTIMATION | NO-ESTIMATION | NO-ESTIMATION | NO-ESTIMATION | NO-ESTIMATION
DEU | Germany | Cismar Solar Power Plant |  | WRI1030033 | 2.8 | 54.1976 | 10.9522 | Solar | [5 empty] | GP Joule GmbH | http://www.gp-joule.eu | Industry About | [10 empty] | 4.05 | 3.97 | 3.99 | 4.00 | 3.99 | HYDRO-V1 | HYDRO-V1 | HYDRO-V1 | HYDRO-V1 | HYDRO-V1
DEU | Germany | Grotenheid |  | WKS0073077 | 9 | 54.2260 | 9.8300 | Solar | [5 empty] | Wiki-Solar | https://www.wiki-solar.org | Wiki-Solar | [10 empty] | 13.10 | 13.37 | 13.61 | 13.62 | 13.49 | HYDRO-V1 | HYDRO-V1 | HYDRO-V1 | HYDRO-V1 | HYDRO-V1
DEU | Germany | Kleinvollstedt |  | WKS0071786 | 10 | 54.2470 | 9.8150 | Solar | [5 empty] | Wiki-Solar | https://www.wiki-solar.org | Wiki-Solar | [10 empty] | 14.50 | 14.82 | 15.09 | 15.09 | 15 | HYDRO-V1 | HYDRO-V1 | HYDRO-V1 | HYDRO-V1 | HYDRO-V1
DEU | Germany | Ribnitz Solar Power Plant |  | WRI1030032 | 2.6 | 54.2505 | 12.5055 | Solar | [5 empty] | Pfalzsolar GmbH | http://pfalzsolar.de | Industry About | 1109333 | [9 empty] | 3.70 | 3.63 | 3.64 | 3.65 | 3.63 | HYDRO-V1 | HYDRO-V1 | HYDRO-V1 | HYDRO-V1 | HYDRO-V1
DEU | Germany | Emkendorf |  | WKS0068661 | 4.4 | 54.2640 | 9.7900 | Solar | [5 empty] | Wiki-Solar | https://www.wiki-solar.org | Wiki-Solar | [10 empty] | 6.35 | 6.29 | 6.41 | 6.47 | 6.37 | HYDRO-V1 | HYDRO-V1 | HYDRO-V1 | HYDRO-V1 | HYDRO-V1
DEU | Germany | Pï¿½tnitz Solar Power Plant |  | WRI1025892 | 18.8 | 54.2666 | 12.4570 | Solar | [5 empty] | Solarparc GmbH | http://www.solarparc.de | Industry About | [10 empty] | 27.67 | 28.42 | 28.82 | 28.91 | 28.67 | HYDRO-V1 | HYDRO-V1 | HYDRO-V1 | HYDRO-V1 | HYDRO-V1
DEU | Germany | LÃ¶bnitz |  | WKS0062552 | 10 | 54.3052 | 12.7702 | Solar | [5 empty] | Wiki-Solar | https://www.wiki-solar.org | Wiki-Solar | [10 empty] | 14.40 | 14.84 | 15.06 | 15.12 | 14.96 | NO-ESTIMATION | NO-ESTIMATION | NO-ESTIMATION | NO-ESTIMATION | CAPACITY-FACTOR-V1
DEU | Germany | Klein-Nordsee |  | WKS0071779 | 10 | 54.3180 | 9.9380 | Solar | [5 empty] | Wiki-Solar | https://www.wiki-solar.org | Wiki-Solar | [10 empty] | 14.50 | 14.85 | 15.07 | 15.09 | 14.95 | HYDRO-V1 | HYDRO-V1 | HYDRO-V1 | HYDRO-V1 | HYDRO-V1
DEU | Germany | Divitz |  | WKS0069864 | 8.2 | 54.3410 | 12.7060 | Solar | [5 empty] | Wiki-Solar | https://www.wiki-solar.org | Wiki-Solar | [10 empty] | 11.50 | 11.78 | 12.00 | 12.02 | 11.84 | HYDRO-V1 | HYDRO-V1 | HYDRO-V1 | HYDRO-V1 | HYDRO-V1
DEU | Germany | Ostseeflughafen Stralsund |  | WRI1025880 | 31.5533 | 54.3426 | 12.7109 | Solar | [5 empty] | Bundesnetzagentur | https://www.bundesnetzagentur.de/DE/Sachgebiete/ElektrizitaetundGas/Unternehmen_Institutionen/Versorgungssicherheit/Erzeugungskapazitaeten/Kraftwerksliste/kraftwerksliste-node.html | Industry About | [10 empty] | 44.68 | 45.52 | 46.28 | 46.36 | 45.82 | HYDRO-V1 | HYDRO-V1 | HYDRO-V1 | HYDRO-V1 | HYDRO-V1
DEU | Germany | Barth Solar Power Plant |  | WRI1025909 | 10.2 | 54.3434 | 12.7152 | Solar | [5 empty] | Solarparc GmbH | http://www.solarparc.de | Industry About | 1094235 | [9 empty] | 14.72 | 15.10 | 15.37 | 15.40 | 15.17 | HYDRO-V1 | HYDRO-V1 | HYDRO-V1 | HYDRO-V1 | HYDRO-V1
DEU | Germany | Barth - Industrial |  | WKS0062369 | 9.9 | 54.3740 | 12.7020 | Solar | [5 empty] | Wiki-Solar | https://www.wiki-solar.org | Wiki-Solar | [10 empty] | 14.33 | 14.69 | 14.96 | 14.91 | 14.69 | NO-ESTIMATION | NO-ESTIMATION | NO-ESTIMATION | NO-ESTIMATION | CAPACITY-FACTOR-V1
DEU | Germany | Kropp B1 |  | WKS0066125 | 10 | 54.4330 | 9.4740 | Solar | [5 empty] | Wiki-Solar | https://www.wiki-solar.org | Wiki-Solar | [10 empty] | 14.50 | 14.85 | 15.04 | 15.09 | 15.05 | HYDRO-V1 | HYDRO-V1 | HYDRO-V1 | HYDRO-V1 | HYDRO-V1
DEU | Germany | Klein Rheide A |  | WKS0069458 | 6 | 54.4340 | 9.4730 | Solar | [5 empty] | Wiki-Solar | https://www.wiki-solar.org | Wiki-Solar | [10 empty] | 8.62 | 8.78 | 8.90 | 8.96 | 8.94 | HYDRO-V1 | HYDRO-V1 | HYDRO-V1 | HYDRO-V1 | HYDRO-V1
DEU | Germany | Treia Solar Power Plant |  | WRI1030031 | 2.4 | 54.5022 | 9.2906 | Solar | [5 empty] | GP Joule GmbH | http://www.gp-joule.eu | Industry About | [10 empty] | 3.50 | 3.35 | 3.33 | 3.38 | 3.37 | NO-ESTIMATION | NO-ESTIMATION | NO-ESTIMATION | NO-ESTIMATION | CAPACITY-FACTOR-V1
DEU | Germany | LÃ¼rschau |  | WKS0068811 | 10 | 54.5500 | 9.4680 | Solar | [5 empty] | Wiki-Solar | https://www.wiki-solar.org | Wiki-Solar | [10 empty] | 14.50 | 14.85 | 14.92 | 15.09 | 15.05 | NO-ESTIMATION | NO-ESTIMATION | NO-ESTIMATION | NO-ESTIMATION | CAPACITY-FACTOR-V1
DEU | Germany | Viï¿½l Solar Power Plant |  | WRI1030030 | 4 | 54.5567 | 9.1691 | Solar | [5 empty] | GP Joule GmbH | http://www.gp-joule.eu | Industry About | [10 empty] | 5.76 | 5.72 | 5.84 | 5.82 | 5.85 | HYDRO-V1 | HYDRO-V1 | HYDRO-V1 | HYDRO-V1 | HYDRO-V1
DEU | Germany | Reuï¿½enkï¿½ge Solar Power Plant |  | WRI1030029 | 2.7 | 54.5839 | 8.9157 | Solar | [5 empty] | GP Joule GmbH | http://www.gp-joule.eu | Industry About | [10 empty] | 3.90 | 3.80 | 3.80 | 3.82 | 3.82 | NO-ESTIMATION | NO-ESTIMATION | NO-ESTIMATION | NO-ESTIMATION | CAPACITY-FACTOR-V1
DEU | Germany | Norstedt Solar Power Plant |  | WRI1030028 | 1.4 | 54.5888 | 9.1179 | Solar | [5 empty] | GP Joule GmbH | http://www.gp-joule.eu | Industry About | [10 empty] | 1.89 | 1.86 | 1.87 | 1.82 | 1.87 | HYDRO-V1 | HYDRO-V1 | HYDRO-V1 | HYDRO-V1 | HYDRO-V1
DEU | Germany | Bollingstedt |  | WKS0068810 | 10 | 54.5980 | 9.4530 | Solar | [5 empty] | Wiki-Solar | https://www.wiki-solar.org | Wiki-Solar | [10 empty] | 14.50 | 14.85 | 15.04 | 15.09 | 15.05 | HYDRO-V1 | HYDRO-V1 | HYDRO-V1 | HYDRO-V1 | HYDRO-V1
DEU | Germany | Bordelum Solar Power Plant |  | WRI1030027 | 3.2 | 54.6194 | 8.9337 | Solar | [5 empty] | GP Joule GmbH | http://www.gp-joule.eu | Industry About | [10 empty] | 4.64 | 4.61 | 4.65 | 4.65 | 4.71 | HYDRO-V1 | HYDRO-V1 | HYDRO-V1 | HYDRO-V1 | HYDRO-V1
DEU | Germany | Eggebek Solar Power Plant |  | WRI1030026 | 83.2 | 54.6233 | 9.3457 | Solar | [5 empty] | Mï¿½hring Energie GmbH | http://www.moehring-energie.de | Industry About | 1092280 | [9 empty] | 118.64 | 120.30 | 122.06 | 122.51 | 122.18 | NO-ESTIMATION | NO-ESTIMATION | NO-ESTIMATION | NO-ESTIMATION | CAPACITY-FACTOR-V1
DEU | Germany | Tarp |  | WKS0060279 | 6 | 54.6800 | 9.3900 | Solar | [5 empty] | Wiki-Solar | https://www.wiki-solar.org | Wiki-Solar | [10 empty] | 8.62 | 8.78 | 8.90 | 8.96 | 8.94 | NO-ESTIMATION | NO-ESTIMATION | NO-ESTIMATION | NO-ESTIMATION | CAPACITY-FACTOR-V1
DEU | Germany | Mohrkirch D1 |  | WKS0068321 | 9.1 | 54.6850 | 9.7070 | Solar | [5 empty] | Wiki-Solar | https://www.wiki-solar.org | Wiki-Solar | [10 empty] | 13.25 | 13.52 | 13.72 | 13.77 | 13.64 | HYDRO-V1 | HYDRO-V1 | HYDRO-V1 | HYDRO-V1 | HYDRO-V1
DEU | Germany | Barderup Solar Power Plant |  | WRI1025888 | 22.8 | 54.7112 | 9.4004 | Solar | [5 empty] | Solarkraftwerk Barderup GmbH & Co KG | http://www.mcg-group.com | Industry About | 1109136 | [9 empty] | 32.78 | 33.20 | 33.41 | 33.81 | 33.71 | NO-ESTIMATION | NO-ESTIMATION | NO-ESTIMATION | NO-ESTIMATION | CAPACITY-FACTOR-V1
DEU | Germany | SÃ¶rup E1 |  | WKS0068645 | 8.4 | 54.7180 | 9.6220 | Solar | [5 empty] | Wiki-Solar | https://www.wiki-solar.org | Wiki-Solar | [10 empty] | 11.86 | 12.13 | 12.29 | 12.33 | 12.29 | NO-ESTIMATION | NO-ESTIMATION | NO-ESTIMATION | NO-ESTIMATION | CAPACITY-FACTOR-V1
DEU | Germany | Achtrup |  | WKS0063156 | 8.3 | 54.7840 | 9.0980 | Solar | [5 empty] | Wiki-Solar | https://www.wiki-solar.org | Wiki-Solar | [10 empty] | 11.45 | 11.96 | 12.19 | 12.18 | 12.1 | NO-ESTIMATION | NO-ESTIMATION | NO-ESTIMATION | NO-ESTIMATION | CAPACITY-FACTOR-V1
DEU | Germany | Niebï¿½ll- GP Joule Solar Power Plant |  | WRI1030025 | 5 | 54.8002 | 8.8177 | Solar | [5 empty] | GP Joule GmbH | http://www.gp-joule.eu | Industry About | [10 empty] | 7.22 | 7.43 | 7.57 | 7.59 | 7.56 | NO-ESTIMATION | NO-ESTIMATION | NO-ESTIMATION | NO-ESTIMATION | NO-ESTIMATION
DEU | Germany | Bosbï¿½ll Solar Power Plant |  | WRI1030024 | 4.4 | 54.8125 | 8.8474 | Solar | [5 empty] | GP Joule GmbH | http://www.gp-joule.eu | Industry About | [10 empty] | 6.27 | 6.30 | 6.45 | 6.47 | 6.44 | NO-ESTIMATION | NO-ESTIMATION | NO-ESTIMATION | NO-ESTIMATION | CAPACITY-FACTOR-V1
DEU | Germany | BosbÃ¼ll B |  | WKS0072034 | 10 | 54.8152 | 8.8467 | Solar | [5 empty] | Wiki-Solar | https://www.wiki-solar.org | Wiki-Solar | [10 empty] | 14.34 | 14.84 | 15.06 | 15.11 | 15.08 | NO-ESTIMATION | NO-ESTIMATION | NO-ESTIMATION | NO-ESTIMATION | CAPACITY-FACTOR-V1
DEU | Germany | Wange Solar Power Plant |  | WRI1030023 | 5.2 | 54.8445 | 8.6666 | Solar | [5 empty] | Solarpark Wange GmbH & Co KG | http://www.solarpark-rodenaes.de | Industry About | [10 empty] | 7.53 | 7.72 | 7.88 | 7.90 | 7.85 | NO-ESTIMATION | NO-ESTIMATION | NO-ESTIMATION | NO-ESTIMATION | CAPACITY-FACTOR-V1
DEU | Germany | Humptrup A |  | WKS0072035 | 15 | 54.8486 | 8.8733 | Solar | [5 empty] | Wiki-Solar | https://www.wiki-solar.org | Wiki-Solar | [10 empty] | 21.97 | 22.67 | 23.04 | 23.04 | 23.08 | NO-ESTIMATION | NO-ESTIMATION | NO-ESTIMATION | NO-ESTIMATION | CAPACITY-FACTOR-V1
DEU | Germany | Uphusum Solar Power Plant |  | WRI1030022 | 3.8 | 54.8520 | 8.8939 | Solar | [5 empty] | GP Joule GmbH | http://www.gp-joule.eu | Industry About | 1109266 | [9 empty] | 5.43 | 5.43 | 5.52 | 5.56 | 5.53 | NO-ESTIMATION | NO-ESTIMATION | NO-ESTIMATION | NO-ESTIMATION | CAPACITY-FACTOR-V1
DEU | Germany | Humtrup Solar Power Plant |  | WRI1030021 | 2.9 | 54.8521 | 8.8872 | Solar | [5 empty] | GP Joule GmbH | http://www.gp-joule.eu | Industry About | [10 empty] | 4.21 | 4.13 | 4.14 | 4.16 | 4.15 | NO-ESTIMATION | NO-ESTIMATION | NO-ESTIMATION | NO-ESTIMATION | CAPACITY-FACTOR-V1
DEU | Germany | Klanxbï¿½ll Solar Power Plant |  | WRI1030020 | 6 | 54.8645 | 8.6481 | Solar | [5 empty] | Solarpark Klanxbï¿½ll GmbH & Co KG | http://branchenbuch.meinestadt.de/klanxbuell/company/9270653 | Industry About | [10 empty] | 8.55 | 8.77 | 8.94 | 8.96 | 8.91 | SOLAR-V1-NO-AGE | SOLAR-V1-NO-AGE | SOLAR-V1-NO-AGE | SOLAR-V1-NO-AGE | SOLAR-V1-NO-AGE
DEU | Germany | SÃ¼derlÃ¼gum A |  | WKS0072036 | 4 | 54.8820 | 8.9210 | Solar | [5 empty] | Wiki-Solar | https://www.wiki-solar.org | Wiki-Solar | [10 empty] | 5.72 | 5.72 | 5.83 | 5.84 | 5.83 | NO-ESTIMATION | NO-ESTIMATION | NO-ESTIMATION | NO-ESTIMATION | CAPACITY-FACTOR-V1
DEU | Germany | Ellhï¿½ft Solar Power Plant |  | WRI1030019 | 2 | 54.8912 | 8.9580 | Solar | [5 empty] | Solarpark Rodenï¿½s GmbH | http://www.solarpark-rodenaes.de | Industry About | [10 empty] | 2.85 | 2.78 | 2.78 | 2.79 | 2.79 | NO-ESTIMATION | NO-ESTIMATION | NO-ESTIMATION | NO-ESTIMATION | NO-ESTIMATION
DEU | Germany | Rodenï¿½s Solar Power Plant |  | WRI1030018 | 2.6 | 54.8925 | 8.6641 | Solar | [5 empty] | Solarpark Rodenï¿½s GmbH | http://www.solarpark-rodenaes.de | Industry About | [10 empty] | 3.71 | 3.63 | 3.64 | 3.66 | 3.63 | SOLAR-V1-NO-AGE | SOLAR-V1-NO-AGE | SOLAR-V1-NO-AGE | SOLAR-V1-NO-AGE | SOLAR-V1-NO-AGE
DNK | Denmark | Langelinje |  | WKS0071876 | 10 | 54.7200 | 11.2890 | Solar | [5 empty] | Wiki-Solar | https://www.wiki-solar.org | Wiki-Solar | [10 empty] | 14.95 | 14.83 | 15.06 | 15.10 | 15.14 | NO-ESTIMATION | NO-ESTIMATION | NO-ESTIMATION | NO-ESTIMATION | CAPACITY-FACTOR-V1
DNK | Denmark | Falster |  | WKS0071878 | 10 | 54.8250 | 11.9750 | Solar | [5 empty] | Wiki-Solar | https://www.wiki-solar.org | Wiki-Solar | [10 empty] | 14.88 | 14.83 | 15.12 | 15.10 | 15.12 | NO-ESTIMATION | NO-ESTIMATION | NO-ESTIMATION | NO-ESTIMATION | CAPACITY-FACTOR-V1
DNK | Denmark | Sonderjylland |  | WRI1030004 | 2.1 | 55.0344 | 9.8195 | Solar |  |  |  | 2013.0 | Danfoss Group | Danfoss Group | http://www.danfoss.com/newsstories/cf/danfoss-installs-huge-solar-cell-park-close-to-headquarters/?ref=17179879839#/ | WRI | [11 empty] | 2.61 | 3.32 | 3.27 | 3.14 | NO-ESTIMATION | NO-ESTIMATION | NO-ESTIMATION | NO-ESTIMATION | NO-ESTIMATION
DNK | Denmark | Bodilsker |  | WKS0071875 | 10 | 55.0550 | 15.0750 | Solar | [5 empty] | Wiki-Solar | https://www.wiki-solar.org | Wiki-Solar | [10 empty] | 15.04 | 14.83 | 15.06 | 14.89 | 15.11 | SOLAR-V1-NO-AGE | SOLAR-V1-NO-AGE | SOLAR-V1-NO-AGE | SOLAR-V1-NO-AGE | SOLAR-V1-NO-AGE
DNK | Denmark | Bornholm |  | WKS0071880 | 10 | 55.1550 | 14.8700 | Solar | [5 empty] | Wiki-Solar | https://www.wiki-solar.org | Wiki-Solar | [10 empty] | 14.84 | 14.83 | 15.06 | 14.89 | 15.11 | SOLAR-V1-NO-AGE | SOLAR-V1-NO-AGE | SOLAR-V1-NO-AGE | SOLAR-V1-NO-AGE | SOLAR-V1-NO-AGE
DNK | Denmark | Lerchenborg |  | WRI1030005 | 61 | 55.6493 | 11.0705 | Solar |  |  |  | 2016.0 | Wirsol Solar AG | Wirsol Solar Ag | https://wirsol.com/en/wirsol-opens-largest-solar-park-in-scandinavia/ | WRI | 1109116 | [13 empty] | 82.91 | SOLAR-V1-NO-AGE | SOLAR-V1-NO-AGE | SOLAR-V1-NO-AGE | SOLAR-V1-NO-AGE | SOLAR-V1-NO-AGE
DNK | Denmark | Vandel |  | WKS0068795 | 50.4 | 55.7000 | 9.1950 | Solar | [5 empty] | Wiki-Solar | https://www.wiki-solar.org | Wiki-Solar | [10 empty] | 69.59 | 73.25 | 70.72 | 70.64 | 70.22 | SOLAR-V1-NO-AGE | SOLAR-V1-NO-AGE | SOLAR-V1-NO-AGE | SOLAR-V1-NO-AGE | SOLAR-V1-NO-AGE
DNK | Denmark | HolbÃ¦k |  | WKS0071877 | 10 | 55.7600 | 11.7200 | Solar | [5 empty] | Wiki-Solar | https://www.wiki-solar.org | Wiki-Solar | [10 empty] | 14.53 | 14.84 | 15.14 | 15.17 | 14.96 | SOLAR-V1-NO-AGE | SOLAR-V1-NO-AGE | SOLAR-V1-NO-AGE | SOLAR-V1-NO-AGE | SOLAR-V1-NO-AGE
DNK | Denmark | Nees 1-4 |  | WKS0069940 | 51 | 56.3870 | 8.2190 | Solar | [5 empty] | Wiki-Solar | https://www.wiki-solar.org | Wiki-Solar | [10 empty] | 72.43 | 72.98 | 73.64 | 73.56 | 73.76 | SOLAR-V1-NO-AGE | SOLAR-V1-NO-AGE | SOLAR-V1-NO-AGE | SOLAR-V1-NO-AGE | SOLAR-V1-NO-AGE
DNK | Denmark | Aalborg |  | WKS0070977 | 16.6 | 57.2544 | 9.9886 | Solar | [5 empty] | Wiki-Solar | https://www.wiki-solar.org | Wiki-Solar | [10 empty] | 24.37 | 24.90 | 25.30 | 25.06 | 25.26 | SOLAR-V1-NO-AGE | SOLAR-V1-NO-AGE | SOLAR-V1-NO-AGE | SOLAR-V1-NO-AGE | SOLAR-V1-NO-AGE
DNK | Denmark | LÃ¦sÃ¸ |  | WKS0071879 | 10 | 57.2950 | 11.0150 | Solar | [5 empty] | Wiki-Solar | https://www.wiki-solar.org | Wiki-Solar | [10 empty] | 14.81 | 14.84 | 15.13 | 15.15 | 15.11 | SOLAR-V1-NO-AGE | SOLAR-V1-NO-AGE | SOLAR-V1-NO-AGE | SOLAR-V1-NO-AGE | SOLAR-V1-NO-AGE
DNK | Denmark | HjÃ¸rring |  | WKS0071881 | 10 | 57.5570 | 9.9460 | Solar | [5 empty] | Wiki-Solar | https://www.wiki-solar.org | Wiki-Solar | [10 empty] | 14.45 | 14.84 | 14.89 | 15.18 | 15.11 | SOLAR-V1-NO-AGE | SOLAR-V1-NO-AGE | SOLAR-V1-NO-AGE | SOLAR-V1-NO-AGE | SOLAR-V1-NO-AGE
DOM | Dominican Republic | Canoa |  | WKS0069262 | 25 | 18.3630 | -71.1570 | Solar | [5 empty] | Wiki-Solar | https://www.wiki-solar.org | Wiki-Solar | [10 empty] | 62.78 | 54.00 | 56.40 | 55.79 | 54.92 | SOLAR-V1-NO-AGE | SOLAR-V1-NO-AGE | SOLAR-V1-NO-AGE | SOLAR-V1-NO-AGE | SOLAR-V1-NO-AGE
DOM | Dominican Republic | Monte Plata |  | WRI1001999 | 30 | 18.8198 | -69.7901 | Solar | [5 empty] | CDM | https://cdm.unfccc.int/Projects/DB/RINA1354546725.32/view | WRI | 1089028 | [9 empty] | 70.10 | 68.02 | 69.37 | 64.17 | 66.77 | SOLAR-V1-NO-AGE | SOLAR-V1-NO-AGE | SOLAR-V1-NO-AGE | SOLAR-V1-NO-AGE | SOLAR-V1-NO-AGE
DOM | Dominican Republic | GuayubÃ­n |  | WKS0069260 | 58 | 19.7060 | -71.3770 | Solar | [5 empty] | Wiki-Solar | https://www.wiki-solar.org | Wiki-Solar | [10 empty] | 149.43 | 133.23 | 134.03 | 135.33 | 134.42 | SOLAR-V1-NO-AGE | SOLAR-V1-NO-AGE | SOLAR-V1-NO-AGE | SOLAR-V1-NO-AGE | SOLAR-V1-NO-AGE
DZA | Algeria | Tamanrasset |  | WKS0068926 | 13 | 22.8490 | 5.4500 | Solar | [5 empty] | Wiki-Solar | https://www.wiki-solar.org | Wiki-Solar | [11 empty] | 29.50 | 30.21 | 29.73 | 30.32 | SOLAR-V1-NO-AGE | SOLAR-V1-NO-AGE | SOLAR-V1-NO-AGE | SOLAR-V1-NO-AGE | SOLAR-V1-NO-AGE
DZA | Algeria | Reggane |  | WKS0068907 | 5 | 26.7680 | 0.1370 | Solar | [5 empty] | Wiki-Solar | https://www.wiki-solar.org | Wiki-Solar | [11 empty] | 8.80 | 8.84 | 8.82 | 8.92 | SOLAR-V1-NO-AGE | SOLAR-V1-NO-AGE | SOLAR-V1-NO-AGE | SOLAR-V1-NO-AGE | SOLAR-V1-NO-AGE
DZA | Algeria | Aoulef |  | WKS0068908 | 5 | 26.9989 | 1.3351 | Solar | [5 empty] | Wiki-Solar | https://www.wiki-solar.org | Wiki-Solar | [11 empty] | 8.93 | 8.71 | 8.72 | 8.64 | SOLAR-V1-NO-AGE | SOLAR-V1-NO-AGE | SOLAR-V1-NO-AGE | SOLAR-V1-NO-AGE | SOLAR-V1-NO-AGE
DZA | Algeria | In Salah |  | WKS0068914 | 5 | 27.1830 | 2.5040 | Solar | [5 empty] | Wiki-Solar | https://www.wiki-solar.org | Wiki-Solar | [11 empty] | 9.34 | 8.63 | 8.80 | 8.75 | SOLAR-V1-NO-AGE | SOLAR-V1-NO-AGE | SOLAR-V1-NO-AGE | SOLAR-V1-NO-AGE | SOLAR-V1-NO-AGE
DZA | Algeria | Zaouiet Kounta |  | WKS0068906 | 6 | 27.2410 | -0.1740 | Solar | [5 empty] | Wiki-Solar | https://www.wiki-solar.org | Wiki-Solar | [11 empty] | 10.49 | 10.43 | 10.41 | 10.57 | SOLAR-V1-NO-AGE | SOLAR-V1-NO-AGE | SOLAR-V1-NO-AGE | SOLAR-V1-NO-AGE | SOLAR-V1-NO-AGE
DZA | Algeria | Tindouf |  | WKS0068925 | 9 | 27.7520 | -8.1540 | Solar | [5 empty] | Wiki-Solar | https://www.wiki-solar.org | Wiki-Solar | [11 empty] | 17.12 | 15.83 | 15.98 | 15.47 | SOLAR-V1-NO-AGE | SOLAR-V1-NO-AGE | SOLAR-V1-NO-AGE | SOLAR-V1-NO-AGE | SOLAR-V1-NO-AGE
DZA | Algeria | Adrar |  | WKS0068905 | 20 | 27.9080 | -0.3170 | Solar | [5 empty] | Wiki-Solar | https://www.wiki-solar.org | Wiki-Solar | [11 empty] | 35.22 | 34.22 | 35.33 | 35.17 | SOLAR-V1-NO-AGE | SOLAR-V1-NO-AGE | SOLAR-V1-NO-AGE | SOLAR-V1-NO-AGE | SOLAR-V1-NO-AGE
DZA | Algeria | Algerie Sud-Ouest |  | WKS0068912 | 43.5 | 27.9080 | -0.3170 | Solar | [5 empty] | Wiki-Solar | https://www.wiki-solar.org | Wiki-Solar | [11 empty] | 73.79 | 72.11 | 74.36 | 74.02 | SOLAR-V1-NO-AGE | SOLAR-V1-NO-AGE | SOLAR-V1-NO-AGE | SOLAR-V1-NO-AGE | SOLAR-V1-NO-AGE
DZA | Algeria | Timimoun |  | WKS0068909 | 9 | 29.2200 | 0.2230 | Solar | [5 empty] | Wiki-Solar | https://www.wiki-solar.org | Wiki-Solar | [11 empty] | 16.23 | 15.86 | 16.16 | 15.97 | SOLAR-V1-NO-AGE | SOLAR-V1-NO-AGE | SOLAR-V1-NO-AGE | SOLAR-V1-NO-AGE | SOLAR-V1-NO-AGE
DZA | Algeria | Bir Rebaa |  | WKS0072833 | 10 | 31.2850 | 8.5650 | Solar | [5 empty] | Wiki-Solar | https://www.wiki-solar.org | Wiki-Solar | [11 empty] | 17.31 | 16.85 | 17.16 | 16.67 | NO-ESTIMATION | NO-ESTIMATION | NO-ESTIMATION | NO-ESTIMATION | CAPACITY-FACTOR-V1
DZA | Algeria | HPC Ouargla |  | WKS0068918 | 30 | 32.6020 | 5.8340 | Solar | [5 empty] | Wiki-Solar | https://www.wiki-solar.org | Wiki-Solar | [11 empty] | 49.38 | 47.99 | 50.88 | 48.72 | SOLAR-V1-NO-AGE | SOLAR-V1-NO-AGE | SOLAR-V1-NO-AGE | SOLAR-V1-NO-AGE | SOLAR-V1-NO-AGE
DZA | Algeria | Labiodh Sidi Cheikh |  | WKS0068921 | 20 | 32.9450 | 0.5550 | Solar | [5 empty] | Wiki-Solar | https://www.wiki-solar.org | Wiki-Solar | [11 empty] | 33.91 | 33.62 | 34.41 | 33.84 | SOLAR-V1-NO-AGE | SOLAR-V1-NO-AGE | SOLAR-V1-NO-AGE | SOLAR-V1-NO-AGE | SOLAR-V1-NO-AGE
DZA | Algeria | Hassi R'mel ISCC |  | WKS0071083 | 20 | 33.1230 | 3.3560 | Solar | [5 empty] | Wiki-Solar | https://www.wiki-solar.org | Wiki-Solar | [11 empty] | 35.77 | 34.30 | 35.45 | 34.69 | SOLAR-V1-NO-AGE | SOLAR-V1-NO-AGE | SOLAR-V1-NO-AGE | SOLAR-V1-NO-AGE | SOLAR-V1-NO-AGE
DZA | Algeria | NaÃ¢ma |  | WKS0068920 | 19.9 | 33.2740 | -0.3720 | Solar | [5 empty] | Wiki-Solar | https://www.wiki-solar.org | Wiki-Solar | [11 empty] | 33.71 | 33.18 | 34.48 | 33.31 | SOLAR-V1-NO-AGE | SOLAR-V1-NO-AGE | SOLAR-V1-NO-AGE | SOLAR-V1-NO-AGE | SOLAR-V1-NO-AGE
DZA | Algeria | El Kheneg |  | WKS0068917 | 60 | 33.7270 | 2.8110 | Solar | [5 empty] | Wiki-Solar | https://www.wiki-solar.org | Wiki-Solar | [11 empty] | 96.03 | 95.17 | 93.44 | 95.16 | SOLAR-V1-NO-AGE | SOLAR-V1-NO-AGE | SOLAR-V1-NO-AGE | SOLAR-V1-NO-AGE | SOLAR-V1-NO-AGE
DZA | Algeria | Ain el Ibel II |  | WKS0073479 | 53 | 34.3420 | 3.1690 | Solar | [5 empty] | Wiki-Solar | https://www.wiki-solar.org | Wiki-Solar | [11 empty] | 80.98 | 81.84 | 85.66 | 85.55 | SOLAR-V1-NO-AGE | SOLAR-V1-NO-AGE | SOLAR-V1-NO-AGE | SOLAR-V1-NO-AGE | SOLAR-V1-NO-AGE
DZA | Algeria | Hauts Plateaux Centre |  | WKS0068911 | 106.6 | 34.3420 | 3.1690 | Solar | [5 empty] | Wiki-Solar | https://www.wiki-solar.org | Wiki-Solar | [11 empty] | 163.86 | 166.11 | 173.56 | 173.33 | SOLAR-V1-NO-AGE | SOLAR-V1-NO-AGE | SOLAR-V1-NO-AGE | SOLAR-V1-NO-AGE | SOLAR-V1-NO-AGE
DZA | Algeria | Ain el Ibel I |  | WKS0068916 | 20 | 34.3460 | 3.1640 | Solar | [5 empty] | Wiki-Solar | https://www.wiki-solar.org | Wiki-Solar | [11 empty] | 33.42 | 33.58 | 34.75 | 34.81 | SOLAR-V1-NO-AGE | SOLAR-V1-NO-AGE | SOLAR-V1-NO-AGE | SOLAR-V1-NO-AGE | SOLAR-V1-NO-AGE
DZA | Algeria | Ain Sekhouna |  | WKS0068919 | 20 | 34.5320 | 0.8040 | Solar | [5 empty] | Wiki-Solar | https://www.wiki-solar.org | Wiki-Solar | [11 empty] | 34.85 | 33.67 | 34.54 | 35.46 | SOLAR-V1-NO-AGE | SOLAR-V1-NO-AGE | SOLAR-V1-NO-AGE | SOLAR-V1-NO-AGE | SOLAR-V1-NO-AGE
DZA | Algeria | TÃ©lagh |  | WKS0068922 | 12 | 34.6920 | -0.6010 | Solar | [5 empty] | Wiki-Solar | https://www.wiki-solar.org | Wiki-Solar | [11 empty] | 22.61 | 22.44 | 22.98 | 22.83 | SOLAR-V1-NO-AGE | SOLAR-V1-NO-AGE | SOLAR-V1-NO-AGE | SOLAR-V1-NO-AGE | SOLAR-V1-NO-AGE
DZA | Algeria | Ain el Melh |  | WKS0068915 | 20 | 34.8610 | 4.2040 | Solar | [5 empty] | Wiki-Solar | https://www.wiki-solar.org | Wiki-Solar | [11 empty] | 33.64 | 33.68 | 33.63 | 33.75 | SOLAR-V1-NO-AGE | SOLAR-V1-NO-AGE | SOLAR-V1-NO-AGE | SOLAR-V1-NO-AGE | SOLAR-V1-NO-AGE
DZA | Algeria | Hauts Plateaux Est |  | WKS0065280 | 73.8 | 35.6800 | 5.9861 | Solar | [5 empty] | Wiki-Solar | https://www.wiki-solar.org | Wiki-Solar | [11 empty] | 129.42 | 130.32 | 131.08 | 130.11 | SOLAR-V1-NO-AGE | SOLAR-V1-NO-AGE | SOLAR-V1-NO-AGE | SOLAR-V1-NO-AGE | SOLAR-V1-NO-AGE
DZA | Algeria | Oued el Ma |  | WKS0065283 | 20 | 35.6800 | 5.9861 | Solar | [5 empty] | Wiki-Solar | https://www.wiki-solar.org | Wiki-Solar | [11 empty] | 37.41 | 37.26 | 37.62 | 37.38 | SOLAR-V1-NO-AGE | SOLAR-V1-NO-AGE | SOLAR-V1-NO-AGE | SOLAR-V1-NO-AGE | SOLAR-V1-NO-AGE
DZA | Algeria | Ain Azel |  | WKS0065285 | 20 | 35.8800 | 5.4750 | Solar | [5 empty] | Wiki-Solar | https://www.wiki-solar.org | Wiki-Solar | [11 empty] | 38.68 | 37.56 | 38.37 | 38.75 | SOLAR-V1-NO-AGE | SOLAR-V1-NO-AGE | SOLAR-V1-NO-AGE | SOLAR-V1-NO-AGE | SOLAR-V1-NO-AGE
DZA | Algeria | Oued El Kebrit |  | WKS0065281 | 15 | 35.9190 | 7.8700 | Solar | [5 empty] | Wiki-Solar | https://www.wiki-solar.org | Wiki-Solar | [11 empty] | 27.90 | 28.76 | 28.54 | 28.38 | SOLAR-V1-NO-AGE | SOLAR-V1-NO-AGE | SOLAR-V1-NO-AGE | SOLAR-V1-NO-AGE | SOLAR-V1-NO-AGE
DZA | Algeria | Ras el Oued |  | WKS0065284 | 20 | 36.0100 | 5.0350 | Solar | [5 empty] | Wiki-Solar | https://www.wiki-solar.org | Wiki-Solar | [11 empty] | 38.61 | 37.36 | 38.14 | 38.71 | SOLAR-V1-NO-AGE | SOLAR-V1-NO-AGE | SOLAR-V1-NO-AGE | SOLAR-V1-NO-AGE | SOLAR-V1-NO-AGE
DZA | Algeria | Chelghoum El AÃ¯d |  | WKS0065282 | 15 | 36.2250 | 6.1100 | Solar | [5 empty] | Wiki-Solar | https://www.wiki-solar.org | Wiki-Solar | [11 empty] | 28.56 | 28.61 | 28.69 | 28.34 | SOLAR-V1-NO-AGE | SOLAR-V1-NO-AGE | SOLAR-V1-NO-AGE | SOLAR-V1-NO-AGE | SOLAR-V1-NO-AGE
ECU | Ecuador | Solar Connection |  | WKS0063471 | 20 | 0.0150 | -78.2340 | Solar | [5 empty] | Wiki-Solar | https://www.wiki-solar.org | Wiki-Solar | [10 empty] | 40.78 | 40.28 | 42.46 | 40.87 | 42.86 | SOLAR-V1-NO-AGE | SOLAR-V1-NO-AGE | SOLAR-V1-NO-AGE | SOLAR-V1-NO-AGE | SOLAR-V1-NO-AGE
ECU | Ecuador | Condor |  | WKS0063470 | 30 | 0.0320 | -78.2370 | Solar | [5 empty] | Wiki-Solar | https://www.wiki-solar.org | Wiki-Solar | [10 empty] | 60.40 | 58.67 | 63.80 | 60.58 | 63.5 | SOLAR-V1-NO-AGE | SOLAR-V1-NO-AGE | SOLAR-V1-NO-AGE | SOLAR-V1-NO-AGE | SOLAR-V1-NO-AGE
EGY | Egypt | Shalateen A |  | WKS0069386 | 4.5 | 23.1272 | 35.6124 | Solar | [5 empty] | Wiki-Solar | https://www.wiki-solar.org | Wiki-Solar | [10 empty] | 9.33 | 9.33 | 9.33 | 9.35 | 9.21 | SOLAR-V1-NO-AGE | SOLAR-V1-NO-AGE | SOLAR-V1-NO-AGE | SOLAR-V1-NO-AGE | SOLAR-V1-NO-AGE
EGY | Egypt | Toshka |  | WKS0071153 | 20 | 23.5400 | 30.2100 | Solar | [5 empty] | Wiki-Solar | https://www.wiki-solar.org | Wiki-Solar | [10 empty] | 40.13 | 39.36 | 39.39 | 39.60 | 39.74 | SOLAR-V1-NO-AGE | SOLAR-V1-NO-AGE | SOLAR-V1-NO-AGE | SOLAR-V1-NO-AGE | SOLAR-V1-NO-AGE
EGY | Egypt | BbSP} Vogt/Hareon |  | WKS0065479 | 50 | 24.4170 | 32.7230 | Solar | [5 empty] | Wiki-Solar | https://www.wiki-solar.org | Wiki-Solar | [10 empty] | 116.18 | 116.85 | 117.95 | 117.80 | 119.6 | SOLAR-V1-NO-AGE | SOLAR-V1-NO-AGE | SOLAR-V1-NO-AGE | SOLAR-V1-NO-AGE | SOLAR-V1-NO-AGE
EGY | Egypt | BbSP} Acciona II |  | WKS0069920 | 50 | 24.4180 | 32.6990 | Solar | [5 empty] | Wiki-Solar | https://www.wiki-solar.org | Wiki-Solar | [10 empty] | 117.87 | 118.48 | 117.30 | 118.04 | 117.19 | SOLAR-V1-NO-AGE | SOLAR-V1-NO-AGE | SOLAR-V1-NO-AGE | SOLAR-V1-NO-AGE | SOLAR-V1-NO-AGE
EGY | Egypt | BbSP} Alfanar |  | WKS0070149 | 50 | 24.4180 | 32.7290 | Solar | [5 empty] | Wiki-Solar | https://www.wiki-solar.org | Wiki-Solar | [10 empty] | 115.50 | 116.18 | 117.95 | 117.93 | 119.94 | SOLAR-V1-NO-AGE | SOLAR-V1-NO-AGE | SOLAR-V1-NO-AGE | SOLAR-V1-NO-AGE | SOLAR-V1-NO-AGE
EGY | Egypt | BbSP} Infinity 2 |  | WKS0071521 | 50 | 24.4180 | 32.7350 | Solar | [5 empty] | Wiki-Solar | https://www.wiki-solar.org | Wiki-Solar | [10 empty] | 114.78 | 115.50 | 118.26 | 117.93 | 120.38 | SOLAR-V1-NO-AGE | SOLAR-V1-NO-AGE | SOLAR-V1-NO-AGE | SOLAR-V1-NO-AGE | SOLAR-V1-NO-AGE
EGY | Egypt | BbSP} Voltalia |  | WKS0070745 | 25 | 24.4300 | 32.7410 | Solar | [5 empty] | Wiki-Solar | https://www.wiki-solar.org | Wiki-Solar | [10 empty] | 56.22 | 56.16 | 57.94 | 57.84 | 58.9 | SOLAR-V1-NO-AGE | SOLAR-V1-NO-AGE | SOLAR-V1-NO-AGE | SOLAR-V1-NO-AGE | SOLAR-V1-NO-AGE
EGY | Egypt | BbSP} Acciona I |  | WKS0069919 | 50 | 24.4330 | 32.6990 | Solar | [5 empty] | Wiki-Solar | https://www.wiki-solar.org | Wiki-Solar | [10 empty] | 118.48 | 118.26 | 117.30 | 117.79 | 117.19 | SOLAR-V1-NO-AGE | SOLAR-V1-NO-AGE | SOLAR-V1-NO-AGE | SOLAR-V1-NO-AGE | SOLAR-V1-NO-AGE
EGY | Egypt | BbSP} FAS |  | WKS0070139 | 50 | 24.4330 | 32.7230 | Solar | [5 empty] | Wiki-Solar | https://www.wiki-solar.org | Wiki-Solar | [10 empty] | 116.38 | 117.28 | 117.60 | 117.62 | 119.4 | SOLAR-V1-NO-AGE | SOLAR-V1-NO-AGE | SOLAR-V1-NO-AGE | SOLAR-V1-NO-AGE | SOLAR-V1-NO-AGE
EGY | Egypt | BbSP} Vogt/Lekela |  | WKS0067966 | 50 | 24.4330 | 32.7290 | Solar | [5 empty] | Wiki-Solar | https://www.wiki-solar.org | Wiki-Solar | [10 empty] | 116.18 | 116.38 | 117.95 | 117.80 | 119.6 | SOLAR-V1-NO-AGE | SOLAR-V1-NO-AGE | SOLAR-V1-NO-AGE | SOLAR-V1-NO-AGE | SOLAR-V1-NO-AGE
EGY | Egypt | BbSP} DT I |  | WKS0063250 | 20 | 24.4480 | 32.6910 | Solar | [5 empty] | Wiki-Solar | https://www.wiki-solar.org | Wiki-Solar | [10 empty] | 46.16 | 46.16 | 46.07 | 46.15 | 45.93 | SOLAR-V1-NO-AGE | SOLAR-V1-NO-AGE | SOLAR-V1-NO-AGE | SOLAR-V1-NO-AGE | SOLAR-V1-NO-AGE
EGY | Egypt | BbSP} Alcazar |  | WKS0069918 | 50 | 24.4480 | 32.7050 | Solar | [5 empty] | Wiki-Solar | https://www.wiki-solar.org | Wiki-Solar | [10 empty] | 117.87 | 118.48 | 117.30 | 118.04 | 117.19 | SOLAR-V1-NO-AGE | SOLAR-V1-NO-AGE | SOLAR-V1-NO-AGE | SOLAR-V1-NO-AGE | SOLAR-V1-NO-AGE
EGY | Egypt | BbSP} Infinity 1 |  | WKS0069197 | 50 | 24.4480 | 32.7170 | Solar | [5 empty] | Wiki-Solar | https://www.wiki-solar.org | Wiki-Solar | [10 empty] | 116.74 | 117.78 | 117.48 | 117.62 | 118.65 | SOLAR-V1-NO-AGE | SOLAR-V1-NO-AGE | SOLAR-V1-NO-AGE | SOLAR-V1-NO-AGE | SOLAR-V1-NO-AGE
EGY | Egypt | BbSP} SP II |  | WKS0065893 | 150 | 24.4480 | 32.7290 | Solar | [5 empty] | Wiki-Solar | https://www.wiki-solar.org | Wiki-Solar | [10 empty] | 344.59 | 346.61 | 349.92 | 349.45 | 356 | SOLAR-V1-NO-AGE | SOLAR-V1-NO-AGE | SOLAR-V1-NO-AGE | SOLAR-V1-NO-AGE | SOLAR-V1-NO-AGE
EGY | Egypt | BbSP} SP I |  | WKS0065892 | 50 | 24.4480 | 32.7350 | Solar | [5 empty] | Wiki-Solar | https://www.wiki-solar.org | Wiki-Solar | [10 empty] | 115.37 | 116.18 | 117.95 | 117.93 | 119.94 | SOLAR-V1-NO-AGE | SOLAR-V1-NO-AGE | SOLAR-V1-NO-AGE | SOLAR-V1-NO-AGE | SOLAR-V1-NO-AGE
EGY | Egypt | Marsa Alam A |  | WKS0069387 | 5 | 25.0626 | 34.8734 | Solar | [5 empty] | Wiki-Solar | https://www.wiki-solar.org | Wiki-Solar | [10 empty] | 11.30 | 11.30 | 11.30 | 11.33 | 11.23 | SOLAR-V1-NO-AGE | SOLAR-V1-NO-AGE | SOLAR-V1-NO-AGE | SOLAR-V1-NO-AGE | SOLAR-V1-NO-AGE
EGY | Egypt | Sharm el Sheikh |  | WKS0073928 | 5 | 27.9335 | 34.2986 | Solar | [5 empty] | Wiki-Solar | https://www.wiki-solar.org | Wiki-Solar | [10 empty] | 11.30 | 11.30 | 11.30 | 11.33 | 11.23 | SOLAR-V1-NO-AGE | SOLAR-V1-NO-AGE | SOLAR-V1-NO-AGE | SOLAR-V1-NO-AGE | SOLAR-V1-NO-AGE
EGY | Egypt | Siwa |  | WKS0068927 | 10 | 29.1780 | 25.5160 | Solar | [5 empty] | Wiki-Solar | https://www.wiki-solar.org | Wiki-Solar | [10 empty] | 16.10 | 16.05 | 16.01 | 16.04 | 16.17 | SOLAR-V1-NO-AGE | SOLAR-V1-NO-AGE | SOLAR-V1-NO-AGE | SOLAR-V1-NO-AGE | SOLAR-V1-NO-AGE
EGY | Egypt | Kuraymat ISCC |  | WKS0071085 | 20 | 29.2780 | 31.2490 | Solar | [5 empty] | Wiki-Solar | https://www.wiki-solar.org | Wiki-Solar | [10 empty] | 43.04 | 43.00 | 43.04 | 43.06 | 43.32 | SOLAR-V1-NO-AGE | SOLAR-V1-NO-AGE | SOLAR-V1-NO-AGE | SOLAR-V1-NO-AGE | SOLAR-V1-NO-AGE
ESP | Spain | Solten |  | WKS0060053 | 19.7 | 28.0684 | -16.5250 | Solar | [5 empty] | Wiki-Solar | https://www.wiki-solar.org | Wiki-Solar | [10 empty] | 54.98 | 54.80 | 55.19 | 55.14 | 54.98 | NO-ESTIMATION | NO-ESTIMATION | NO-ESTIMATION | NO-ESTIMATION | CAPACITY-FACTOR-V1
ESP | Spain | Solten I |  | WKS0063571 | 13 | 28.0684 | -16.5250 | Solar | [5 empty] | Wiki-Solar | https://www.wiki-solar.org | Wiki-Solar | [10 empty] | 35.14 | 35.08 | 35.29 | 35.30 | 35.14 | SOLAR-V1-NO-AGE | SOLAR-V1-NO-AGE | SOLAR-V1-NO-AGE | SOLAR-V1-NO-AGE | SOLAR-V1-NO-AGE
ESP | Spain | Solten II |  | WKS0060233 | 11 | 28.0724 | -16.5252 | Solar | [5 empty] | Wiki-Solar | https://www.wiki-solar.org | Wiki-Solar | [10 empty] | 29.26 | 29.22 | 29.35 | 29.35 | 29.26 | SOLAR-V1-NO-AGE | SOLAR-V1-NO-AGE | SOLAR-V1-NO-AGE | SOLAR-V1-NO-AGE | SOLAR-V1-NO-AGE
ESP | Spain | Magec de Abona |  | WKS0060264 | 6.3 | 28.1408 | -16.4622 | Solar | [5 empty] | Wiki-Solar | https://www.wiki-solar.org | Wiki-Solar | [10 empty] | 14.55 | 14.65 | 14.60 | 14.72 | 14.55 | HYDRO-V1 | HYDRO-V1 | HYDRO-V1 | HYDRO-V1 | HYDRO-V1
ESP | Spain | Finca Verde |  | WKS0060178 | 9 | 28.1564 | -16.4852 | Solar | [5 empty] | Wiki-Solar | https://www.wiki-solar.org | Wiki-Solar | [10 empty] | 20.82 | 20.97 | 20.89 | 21.06 | 20.82 | SOLAR-V1-NO-AGE | SOLAR-V1-NO-AGE | SOLAR-V1-NO-AGE | SOLAR-V1-NO-AGE | SOLAR-V1-NO-AGE
ESP | Spain | Arico |  | WKS0069759 | 6.6 | 28.1580 | -16.4644 | Solar | [5 empty] | Wiki-Solar | https://www.wiki-solar.org | Wiki-Solar | [10 empty] | 15.25 | 15.35 | 15.30 | 15.42 | 15.25 | NO-ESTIMATION | NO-ESTIMATION | NO-ESTIMATION | NO-ESTIMATION | CAPACITY-FACTOR-V1
ESP | Spain | Abona |  | WKS0065991 | 6 | 28.1630 | -16.4680 | Solar | [5 empty] | Wiki-Solar | https://www.wiki-solar.org | Wiki-Solar | [10 empty] | 13.85 | 13.95 | 13.90 | 14.01 | 13.85 | HYDRO-V1 | HYDRO-V1 | HYDRO-V1 | HYDRO-V1 | HYDRO-V1
ESP | Spain | El Bailadero |  | WKS0065992 | 9 | 28.1770 | -16.4450 | Solar | [5 empty] | Wiki-Solar | https://www.wiki-solar.org | Wiki-Solar | [10 empty] | 20.82 | 20.97 | 20.89 | 21.06 | 20.82 | SOLAR-V1-NO-AGE | SOLAR-V1-NO-AGE | SOLAR-V1-NO-AGE | SOLAR-V1-NO-AGE | SOLAR-V1-NO-AGE
ESP | Spain | Guadarranque |  | WKS0060084 | 12.3 | 36.1950 | -5.4160 | Solar | [5 empty] | Wiki-Solar | https://www.wiki-solar.org | Wiki-Solar | [10 empty] | 31.56 | 31.34 | 31.90 | 31.88 | 31.86 | SOLAR-V1-NO-AGE | SOLAR-V1-NO-AGE | SOLAR-V1-NO-AGE | SOLAR-V1-NO-AGE | SOLAR-V1-NO-AGE
ESP | Spain | Vejer de la Frontera |  | WKS0060150 | 10 | 36.2447 | -6.0080 | Solar | [5 empty] | Wiki-Solar | https://www.wiki-solar.org | Wiki-Solar | [10 empty] | 21.82 | 20.76 | 21.33 | 21.29 | 19.79 | SOLAR-V1-NO-AGE | SOLAR-V1-NO-AGE | SOLAR-V1-NO-AGE | SOLAR-V1-NO-AGE | SOLAR-V1-NO-AGE
ESP | Spain | San JosÃ© del Valle CSP |  | WKS0071101 | 49.9 | 36.6610 | -5.8510 | Solar | [5 empty] | Wiki-Solar | https://www.wiki-solar.org | Wiki-Solar | [10 empty] | 134.10 | 130.95 | 119.84 | 122.17 | 128.96 | SOLAR-V1-NO-AGE | SOLAR-V1-NO-AGE | SOLAR-V1-NO-AGE | SOLAR-V1-NO-AGE | SOLAR-V1-NO-AGE
ESP | Spain | Arcosol CSP |  | WKS0071015 | 49.9 | 36.6630 | -5.8280 | Solar | [5 empty] | Wiki-Solar | https://www.wiki-solar.org | Wiki-Solar | [10 empty] | 133.28 | 130.87 | 120.63 | 123.45 | 129.19 | SOLAR-V1-NO-AGE | SOLAR-V1-NO-AGE | SOLAR-V1-NO-AGE | SOLAR-V1-NO-AGE | SOLAR-V1-NO-AGE
ESP | Spain | Rota |  | WKS0060360 | 5 | 36.6950 | -6.2840 | Solar | [5 empty] | Wiki-Solar | https://www.wiki-solar.org | Wiki-Solar | [10 empty] | 11.24 | 10.87 | 10.94 | 10.72 | 11.28 | SOLAR-V1-NO-AGE | SOLAR-V1-NO-AGE | SOLAR-V1-NO-AGE | SOLAR-V1-NO-AGE | SOLAR-V1-NO-AGE
ESP | Spain | Jerez de la Frontera |  | WKS0060311 | 5.6 | 36.7076 | -6.2309 | Solar | [5 empty] | Wiki-Solar | https://www.wiki-solar.org | Wiki-Solar | [10 empty] | 12.53 | 12.30 | 12.32 | 12.09 | 12.47 | SOLAR-V1-NO-AGE | SOLAR-V1-NO-AGE | SOLAR-V1-NO-AGE | SOLAR-V1-NO-AGE | SOLAR-V1-NO-AGE
ESP | Spain | Moclinejo |  | WKS0060232 | 7 | 36.7848 | -4.2672 | Solar | [5 empty] | Wiki-Solar | https://www.wiki-solar.org | Wiki-Solar | [10 empty] | 15.57 | 16.23 | 15.26 | 15.76 | 16.65 | SOLAR-V1-NO-AGE | SOLAR-V1-NO-AGE | SOLAR-V1-NO-AGE | SOLAR-V1-NO-AGE | SOLAR-V1-NO-AGE
ESP | Spain | El Cuervo Chico |  | WKS0063020 | 20 | 36.8400 | -6.0580 | Solar | [5 empty] | Wiki-Solar | https://www.wiki-solar.org | Wiki-Solar | [10 empty] | 48.03 | 48.27 | 46.59 | 44.44 | 49.61 | SOLAR-V1-NO-AGE | SOLAR-V1-NO-AGE | SOLAR-V1-NO-AGE | SOLAR-V1-NO-AGE | SOLAR-V1-NO-AGE
ESP | Spain | Benahadux |  | WKS0060127 | 10.6 | 36.9268 | -2.4758 | Solar | [5 empty] | Wiki-Solar | https://www.wiki-solar.org | Wiki-Solar | [10 empty] | 25.87 | 26.71 | 27.02 | 27.29 | 26.83 | SOLAR-V1-NO-AGE | SOLAR-V1-NO-AGE | SOLAR-V1-NO-AGE | SOLAR-V1-NO-AGE | SOLAR-V1-NO-AGE
ESP | Spain | Valdelaguna |  | WKS0061068 | 11 | 36.9550 | -2.4350 | Solar | [5 empty] | Wiki-Solar | https://www.wiki-solar.org | Wiki-Solar | [10 empty] | 27.03 | 27.92 | 28.12 | 28.42 | 27.91 | SOLAR-V1-NO-AGE | SOLAR-V1-NO-AGE | SOLAR-V1-NO-AGE | SOLAR-V1-NO-AGE | SOLAR-V1-NO-AGE
ESP | Spain | Lebrija 3+4 |  | WKS0060226 | 7.1 | 36.9640 | -6.0630 | Solar | [5 empty] | Wiki-Solar | https://www.wiki-solar.org | Wiki-Solar | [10 empty] | 15.24 | 14.31 | 13.75 | 13.30 | 14.74 | SOLAR-V1-NO-AGE | SOLAR-V1-NO-AGE | SOLAR-V1-NO-AGE | SOLAR-V1-NO-AGE | SOLAR-V1-NO-AGE
ESP | Spain | PST LEBRIJA I |  | WRI1007813 | 49.9 | 37.0066 | -6.0434 | Solar |  |  |  | 2011.0 | SOLUCIA RENOVABLES 1 S.L | Red ElÃ©ctrica de EspaÃ±a | http://www.ree.es/en/statistical-data-of-spanish-electrical-system/annual-report/preliminary-report-spanish-electricity-system-2015 | GEODB | [10 empty] | 125.67 | 124.85 | 119.54 | 99.83 | 102.1 | SOLAR-V1-NO-AGE | SOLAR-V1-NO-AGE | SOLAR-V1-NO-AGE | SOLAR-V1-NO-AGE | SOLAR-V1-NO-AGE
ESP | Spain | Lucainena de las Torres |  | WKS0060037 | 15.2 | 37.0150 | -2.1760 | Solar | [5 empty] | Wiki-Solar | https://www.wiki-solar.org | Wiki-Solar | [10 empty] | 39.67 | 39.15 | 39.75 | 40.35 | 39.96 | SOLAR-V1-NO-AGE | SOLAR-V1-NO-AGE | SOLAR-V1-NO-AGE | SOLAR-V1-NO-AGE | SOLAR-V1-NO-AGE
ESP | Spain | Las Cabezas de San Juan |  | WKS0060298 | 5.7 | 37.0700 | -6.0330 | Solar | [5 empty] | Wiki-Solar | https://www.wiki-solar.org | Wiki-Solar | [10 empty] | 11.83 | 11.22 | 11.03 | 10.78 | 11.48 | SOLAR-V1-NO-AGE | SOLAR-V1-NO-AGE | SOLAR-V1-NO-AGE | SOLAR-V1-NO-AGE | SOLAR-V1-NO-AGE
ESP | Spain | Archidona |  | WKS0060222 | 7.3 | 37.0900 | -4.4330 | Solar | [5 empty] | Wiki-Solar | https://www.wiki-solar.org | Wiki-Solar | [10 empty] | 15.41 | 15.15 | 15.46 | 14.99 | 15.45 | SOLAR-V1-NO-AGE | SOLAR-V1-NO-AGE | SOLAR-V1-NO-AGE | SOLAR-V1-NO-AGE | SOLAR-V1-NO-AGE
ESP | Spain | Trajano A |  | WKS0067647 | 6.3 | 37.0920 | -5.8750 | Solar | [5 empty] | Wiki-Solar | https://www.wiki-solar.org | Wiki-Solar | [10 empty] | 13.38 | 12.47 | 12.71 | 12.78 | 12.07 | SOLAR-V1-NO-AGE | SOLAR-V1-NO-AGE | SOLAR-V1-NO-AGE | SOLAR-V1-NO-AGE | SOLAR-V1-NO-AGE
ESP | Spain | El Coronil |  | WKS0060044 | 16.6 | 37.0939 | -5.6265 | Solar | [5 empty] | Wiki-Solar | https://www.wiki-solar.org | Wiki-Solar | [10 empty] | 38.96 | 37.96 | 36.74 | 35.95 | 37.2 | SOLAR-V1-NO-AGE | SOLAR-V1-NO-AGE | SOLAR-V1-NO-AGE | SOLAR-V1-NO-AGE | SOLAR-V1-NO-AGE
ESP | Spain | El Coronil I |  | WKS0063916 | 10.1 | 37.0973 | -5.6343 | Solar | [5 empty] | Wiki-Solar | https://www.wiki-solar.org | Wiki-Solar | [10 empty] | 20.60 | 19.22 | 18.00 | 18.48 | 18.01 | NO-ESTIMATION | NO-ESTIMATION | NO-ESTIMATION | NO-ESTIMATION | CAPACITY-FACTOR-V1
ESP | Spain | El Coronil II |  | WKS0063917 | 10.2 | 37.0983 | -5.6223 | Solar | [5 empty] | Wiki-Solar | https://www.wiki-solar.org | Wiki-Solar | [10 empty] | 20.92 | 19.37 | 18.23 | 18.67 | 18.19 | SOLAR-V1-NO-AGE | SOLAR-V1-NO-AGE | SOLAR-V1-NO-AGE | SOLAR-V1-NO-AGE | SOLAR-V1-NO-AGE
ESP | Spain | Arenales |  | WKS0071016 | 50 | 37.1220 | -5.5670 | Solar | [5 empty] | Wiki-Solar | https://www.wiki-solar.org | Wiki-Solar | [10 empty] | 118.29 | 117.86 | 114.34 | 117.54 | 118.04 | SOLAR-V1-NO-AGE | SOLAR-V1-NO-AGE | SOLAR-V1-NO-AGE | SOLAR-V1-NO-AGE | SOLAR-V1-NO-AGE
ESP | Spain | Las Gabias S |  | WKS0060062 | 18 | 37.1290 | -3.7120 | Solar | [5 empty] | Wiki-Solar | https://www.wiki-solar.org | Wiki-Solar | [10 empty] | 44.45 | 46.09 | 43.61 | 44.08 | 46.83 | SOLAR-V1-NO-AGE | SOLAR-V1-NO-AGE | SOLAR-V1-NO-AGE | SOLAR-V1-NO-AGE | SOLAR-V1-NO-AGE
ESP | Spain | Las Gabias N |  | WKS0060159 | 10 | 37.1420 | -3.7150 | Solar | [5 empty] | Wiki-Solar | https://www.wiki-solar.org | Wiki-Solar | [10 empty] | 21.98 | 21.99 | 20.88 | 21.24 | 22.21 | SOLAR-V1-NO-AGE | SOLAR-V1-NO-AGE | SOLAR-V1-NO-AGE | SOLAR-V1-NO-AGE | SOLAR-V1-NO-AGE
ESP | Spain | Isla Mayor |  | WKS0060191 | 8.4 | 37.1488 | -6.1452 | Solar | [5 empty] | Wiki-Solar | https://www.wiki-solar.org | Wiki-Solar | [10 empty] | 16.18 | 16.03 | 15.19 | 14.60 | 15.86 | SOLAR-V1-NO-AGE | SOLAR-V1-NO-AGE | SOLAR-V1-NO-AGE | SOLAR-V1-NO-AGE | SOLAR-V1-NO-AGE
ESP | Spain | MorÃ³n |  | WKS0071086 | 50 | 37.1600 | -5.5500 | Solar | [5 empty] | Wiki-Solar | https://www.wiki-solar.org | Wiki-Solar | [10 empty] | 117.74 | 117.71 | 113.64 | 118.39 | 118.31 | SOLAR-V1-NO-AGE | SOLAR-V1-NO-AGE | SOLAR-V1-NO-AGE | SOLAR-V1-NO-AGE | SOLAR-V1-NO-AGE
ESP | Spain | Don Rodrigo |  | WKS0071538 | 175 | 37.2280 | -5.8670 | Solar | [5 empty] | Wiki-Solar | https://www.wiki-solar.org | Wiki-Solar | [10 empty] | 417.95 | 407.02 | 402.71 | 403.16 | 393.82 | SOLAR-V1-NO-AGE | SOLAR-V1-NO-AGE | SOLAR-V1-NO-AGE | SOLAR-V1-NO-AGE | SOLAR-V1-NO-AGE
ESP | Spain | ANDASOL-3 |  | WRI1006195 | 149.7 | 37.2281 | -3.0511 | Solar |  |  |  | 2011.0 | MARQUESADO SOLAR S.L. | Red ElÃ©ctrica de EspaÃ±a | http://www.ree.es/en/statistical-data-of-spanish-electrical-system/annual-report/preliminary-report-spanish-electricity-system-2015 | GEODB | 1078301 | [9 empty] | 388.84 | 385.37 | 382.47 | 331.11 | 316.09 | SOLAR-V1-NO-AGE | SOLAR-V1-NO-AGE | SOLAR-V1-NO-AGE | SOLAR-V1-NO-AGE | SOLAR-V1-NO-AGE
ESP | Spain | Hinojos |  | WKS0060170 | 9.5 | 37.2680 | -6.4170 | Solar | [5 empty] | Wiki-Solar | https://www.wiki-solar.org | Wiki-Solar | [10 empty] | 18.61 | 18.18 | 17.64 | 18.36 | 16.93 | SOLAR-V1-NO-AGE | SOLAR-V1-NO-AGE | SOLAR-V1-NO-AGE | SOLAR-V1-NO-AGE | SOLAR-V1-NO-AGE
ESP | Spain | El Escambron |  | WKS0060263 | 4.7 | 37.2729 | -7.3672 | Solar | [5 empty] | Wiki-Solar | https://www.wiki-solar.org | Wiki-Solar | [10 empty] | 10.54 | 10.05 | 9.54 | 9.80 | 10 | SOLAR-V1-NO-AGE | SOLAR-V1-NO-AGE | SOLAR-V1-NO-AGE | SOLAR-V1-NO-AGE | SOLAR-V1-NO-AGE
ESP | Spain | La Flamenca |  | WKS0060223 | 7.2 | 37.2800 | -7.2590 | Solar | [5 empty] | Wiki-Solar | https://www.wiki-solar.org | Wiki-Solar | [10 empty] | 16.24 | 15.60 | 14.92 | 15.13 | 15.63 | NO-ESTIMATION | NO-ESTIMATION | NO-ESTIMATION | NO-ESTIMATION | CAPACITY-FACTOR-V1
ESP | Spain | Darro AES |  | WKS0060290 | 5.9 | 37.3341 | -3.2508 | Solar | [5 empty] | Wiki-Solar | https://www.wiki-solar.org | Wiki-Solar | [10 empty] | 12.45 | 12.68 | 12.83 | 12.57 | 12.88 | SOLAR-V1-NO-AGE | SOLAR-V1-NO-AGE | SOLAR-V1-NO-AGE | SOLAR-V1-NO-AGE | SOLAR-V1-NO-AGE
ESP | Spain | Darro Epuron |  | WKS0060292 | 5.9 | 37.3488 | -3.2707 | Solar | [5 empty] | Wiki-Solar | https://www.wiki-solar.org | Wiki-Solar | [10 empty] | 12.46 | 12.50 | 12.82 | 12.57 | 12.92 | SOLAR-V1-NO-AGE | SOLAR-V1-NO-AGE | SOLAR-V1-NO-AGE | SOLAR-V1-NO-AGE | SOLAR-V1-NO-AGE
ESP | Spain | PLANTA SOLAR TERMICA SOLAR TRES |  | WRI1007782 | 19.903 | 37.4166 | -6.2736 | Solar |  |  |  | 2011.0 | GEMASOLAR 2006 S.A. | Red ElÃ©ctrica de EspaÃ±a | http://www.ree.es/en/statistical-data-of-spanish-electrical-system/annual-report/preliminary-report-spanish-electricity-system-2015 | GEODB | [10 empty] | 47.43 | 48.18 | 48.57 | 40.77 | 39.49 | SOLAR-V1-NO-AGE | SOLAR-V1-NO-AGE | SOLAR-V1-NO-AGE | SOLAR-V1-NO-AGE | SOLAR-V1-NO-AGE
ESP | Spain | PLANTA SOLAR TERMICA SOLNOVA 1 |  | WRI1023647 | 150 | 37.4179 | -6.2771 | Solar |  |  |  | 2010.0 | SOLNOVA ELECTRICIDAD S.A (A-91378992) | Red ElÃ©ctrica de EspaÃ±a | http://www.ree.es/en/statistical-data-of-spanish-electrical-system/annual-report/preliminary-report-spanish-electricity-system-2015 | WRI | 1071658 | [9 empty] | 352.87 | 352.55 | 307.52 | 301.62 | 296.27 | SOLAR-V1-NO-AGE | SOLAR-V1-NO-AGE | SOLAR-V1-NO-AGE | SOLAR-V1-NO-AGE | SOLAR-V1-NO-AGE
ESP | Spain | PLANTA SOLAR TERMOELECTICA PS 10 |  | WRI1007784 | 11.02 | 37.4422 | -6.2542 | Solar |  |  |  | 2006.0 | SANLUCAR SOLAR S.A. | Red ElÃ©ctrica de EspaÃ±a | http://www.ree.es/en/statistical-data-of-spanish-electrical-system/annual-report/preliminary-report-spanish-electricity-system-2015 | WRI | [10 empty] | 22.06 | 21.66 | 15.29 | 25.20 | 25.25 | SOLAR-V1-NO-AGE | SOLAR-V1-NO-AGE | SOLAR-V1-NO-AGE | SOLAR-V1-NO-AGE | SOLAR-V1-NO-AGE
ESP | Spain | SanlÃºcar PS20 |  | WKS0067644 | 20 | 37.4440 | -6.2580 | Solar | [5 empty] | Wiki-Solar | https://www.wiki-solar.org | Wiki-Solar | [10 empty] | 46.92 | 46.16 | 45.78 | 45.88 | 45.73 | SOLAR-V1-NO-AGE | SOLAR-V1-NO-AGE | SOLAR-V1-NO-AGE | SOLAR-V1-NO-AGE | SOLAR-V1-NO-AGE
ESP | Spain | SanlÃºcar la Mayor A |  | WKS0067646 | 7 | 37.4520 | -6.2510 | Solar | [5 empty] | Wiki-Solar | https://www.wiki-solar.org | Wiki-Solar | [10 empty] | 14.72 | 14.09 | 13.97 | 14.27 | 14.02 | SOLAR-V1-NO-AGE | SOLAR-V1-NO-AGE | SOLAR-V1-NO-AGE | SOLAR-V1-NO-AGE | SOLAR-V1-NO-AGE
ESP | Spain | Morita |  | WKS0060183 | 8.7 | 37.4542 | -4.6968 | Solar | [5 empty] | Wiki-Solar | https://www.wiki-solar.org | Wiki-Solar | [10 empty] | 16.57 | 16.32 | 16.35 | 16.90 | 17.94 | SOLAR-V1-NO-AGE | SOLAR-V1-NO-AGE | SOLAR-V1-NO-AGE | SOLAR-V1-NO-AGE | SOLAR-V1-NO-AGE
ESP | Spain | Carmona |  | WKS0060274 | 6.1 | 37.5189 | -5.6592 | Solar | [5 empty] | Wiki-Solar | https://www.wiki-solar.org | Wiki-Solar | [10 empty] | 11.65 | 11.32 | 11.17 | 11.50 | 12.59 | SOLAR-V1-NO-AGE | SOLAR-V1-NO-AGE | SOLAR-V1-NO-AGE | SOLAR-V1-NO-AGE | SOLAR-V1-NO-AGE
ESP | Spain | Gemasol |  | WKS0062476 | 19.9 | 37.5620 | -5.3320 | Solar | [5 empty] | Wiki-Solar | https://www.wiki-solar.org | Wiki-Solar | [10 empty] | 42.66 | 42.16 | 42.00 | 43.30 | 45.48 | SOLAR-V1-NO-AGE | SOLAR-V1-NO-AGE | SOLAR-V1-NO-AGE | SOLAR-V1-NO-AGE | SOLAR-V1-NO-AGE
ESP | Spain | Alcaudete |  | WKS0060224 | 7.2 | 37.5710 | -4.0930 | Solar | [5 empty] | Wiki-Solar | https://www.wiki-solar.org | Wiki-Solar | [10 empty] | 14.50 | 15.65 | 15.84 | 14.72 | 15.44 | SOLAR-V1-NO-AGE | SOLAR-V1-NO-AGE | SOLAR-V1-NO-AGE | SOLAR-V1-NO-AGE | SOLAR-V1-NO-AGE
ESP | Spain | PLANTA SOLAR TERMICA HELIOENERGY 1 |  | WRI1023548 | 100 | 37.5729 | -5.1449 | Solar |  |  |  | 2011.0 | HELIOENERGY ELECTRICIDAD UNO S.A. | Red ElÃ©ctrica de EspaÃ±a | http://www.ree.es/en/statistical-data-of-spanish-electrical-system/annual-report/preliminary-report-spanish-electricity-system-2015 | WRI | 1071659 | [9 empty] | 221.68 | 219.84 | 218.33 | 199.13 | 201.41 | SOLAR-V1-NO-AGE | SOLAR-V1-NO-AGE | SOLAR-V1-NO-AGE | SOLAR-V1-NO-AGE | SOLAR-V1-NO-AGE
ESP | Spain | Cantillana |  | WKS0060295 | 5.7 | 37.5890 | -5.8160 | Solar | [5 empty] | Wiki-Solar | https://www.wiki-solar.org | Wiki-Solar | [10 empty] | 12.69 | 12.20 | 10.83 | 11.24 | 11.42 | SOLAR-V1-NO-AGE | SOLAR-V1-NO-AGE | SOLAR-V1-NO-AGE | SOLAR-V1-NO-AGE | SOLAR-V1-NO-AGE
ESP | Spain | Algarrobo |  | WKS0060300 | 5.6 | 37.6030 | -5.1040 | Solar | [5 empty] | Wiki-Solar | https://www.wiki-solar.org | Wiki-Solar | [10 empty] | 11.26 | 11.01 | 10.80 | 10.98 | 11.52 | SOLAR-V1-NO-AGE | SOLAR-V1-NO-AGE | SOLAR-V1-NO-AGE | SOLAR-V1-NO-AGE | SOLAR-V1-NO-AGE
ESP | Spain | La Rambla |  | WKS0060294 | 5.7 | 37.6057 | -4.7677 | Solar | [5 empty] | Wiki-Solar | https://www.wiki-solar.org | Wiki-Solar | [10 empty] | 11.48 | 11.07 | 11.10 | 11.37 | 12.09 | SOLAR-V1-NO-AGE | SOLAR-V1-NO-AGE | SOLAR-V1-NO-AGE | SOLAR-V1-NO-AGE | SOLAR-V1-NO-AGE
ESP | Spain | MazarrÃ³n Conergy |  | WKS0061095 | 5.2 | 37.6260 | -1.3610 | Solar | [5 empty] | Wiki-Solar | https://www.wiki-solar.org | Wiki-Solar | [10 empty] | 11.10 | 11.12 | 10.30 | 10.20 | 10.72 | SOLAR-V1-NO-AGE | SOLAR-V1-NO-AGE | SOLAR-V1-NO-AGE | SOLAR-V1-NO-AGE | SOLAR-V1-NO-AGE
ESP | Spain | Cortijo Viejo |  | WKS0060154 | 10 | 37.6410 | -4.5840 | Solar | [5 empty] | Wiki-Solar | https://www.wiki-solar.org | Wiki-Solar | [10 empty] | 18.90 | 20.36 | 20.53 | 18.31 | 20.26 | SOLAR-V1-NO-AGE | SOLAR-V1-NO-AGE | SOLAR-V1-NO-AGE | SOLAR-V1-NO-AGE | SOLAR-V1-NO-AGE
ESP | Spain | MazarrÃ³n |  | WKS0060256 | 6.3 | 37.6420 | -1.3480 | Solar | [5 empty] | Wiki-Solar | https://www.wiki-solar.org | Wiki-Solar | [10 empty] | 13.66 | 13.60 | 12.52 | 12.51 | 13.18 | SOLAR-V1-NO-AGE | SOLAR-V1-NO-AGE | SOLAR-V1-NO-AGE | SOLAR-V1-NO-AGE | SOLAR-V1-NO-AGE
ESP | Spain | Sierresita |  | WKS0060153 | 10 | 37.6440 | -4.5900 | Solar | [5 empty] | Wiki-Solar | https://www.wiki-solar.org | Wiki-Solar | [10 empty] | 18.90 | 20.36 | 20.53 | 18.31 | 20.26 | SOLAR-V1-NO-AGE | SOLAR-V1-NO-AGE | SOLAR-V1-NO-AGE | SOLAR-V1-NO-AGE | SOLAR-V1-NO-AGE
ESP | Spain | Palma del Rio CSP |  | WKS0070419 | 100 | 37.6480 | -5.2540 | Solar | [5 empty] | Wiki-Solar | https://www.wiki-solar.org | Wiki-Solar | [10 empty] | 212.29 | 209.93 | 214.90 | 213.86 | 236.23 | SOLAR-V1-NO-AGE | SOLAR-V1-NO-AGE | SOLAR-V1-NO-AGE | SOLAR-V1-NO-AGE | SOLAR-V1-NO-AGE
ESP | Spain | Palma del RÃ­o II |  | WKS0071041 | 50 | 37.6480 | -5.2540 | Solar | [5 empty] | Wiki-Solar | https://www.wiki-solar.org | Wiki-Solar | [10 empty] | 106.68 | 105.75 | 107.76 | 107.72 | 118.43 | SOLAR-V1-NO-AGE | SOLAR-V1-NO-AGE | SOLAR-V1-NO-AGE | SOLAR-V1-NO-AGE | SOLAR-V1-NO-AGE
ESP | Spain | PST PALMA DEL RIO I |  | WRI1007814 | 49.9 | 37.6485 | -5.2600 | Solar |  |  |  | 2011.0 | TERMOSOLAR PALMA SAETILLA S.L. | Red ElÃ©ctrica de EspaÃ±a | http://www.ree.es/en/statistical-data-of-spanish-electrical-system/annual-report/preliminary-report-spanish-electricity-system-2015 | GEODB | [10 empty] | 111.34 | 110.42 | 109.67 | 100.09 | 101.51 | SOLAR-V1-NO-AGE | SOLAR-V1-NO-AGE | SOLAR-V1-NO-AGE | SOLAR-V1-NO-AGE | SOLAR-V1-NO-AGE
ESP | Spain | SOLUZ GUZMAN |  | WRI1007927 | 49.9 | 37.6522 | -5.2722 | Solar |  |  |  | 2012.0 | GUZMAN ENERGIA S.L. | Red ElÃ©ctrica de EspaÃ±a | http://www.ree.es/en/statistical-data-of-spanish-electrical-system/annual-report/preliminary-report-spanish-electricity-system-2015 | GEODB | 1086246 | [9 empty] | 111.34 | 110.70 | 110.59 | 109.80 | 102.13 | SOLAR-V1-NO-AGE | SOLAR-V1-NO-AGE | SOLAR-V1-NO-AGE | SOLAR-V1-NO-AGE | SOLAR-V1-NO-AGE
ESP | Spain | Fuente Ãlamo II |  | WKS0063588 | 8.9 | 37.6840 | -1.1790 | Solar | [5 empty] | Wiki-Solar | https://www.wiki-solar.org | Wiki-Solar | [10 empty] | 19.07 | 19.54 | 16.83 | 16.98 | 18.27 | SOLAR-V1-NO-AGE | SOLAR-V1-NO-AGE | SOLAR-V1-NO-AGE | SOLAR-V1-NO-AGE | SOLAR-V1-NO-AGE
ESP | Spain | Fuente Ãlamo |  | WKS0060028 | 27.9 | 37.6850 | -1.1740 | Solar | [5 empty] | Wiki-Solar | https://www.wiki-solar.org | Wiki-Solar | [10 empty] | 68.62 | 72.91 | 66.21 | 66.50 | 67.61 | SOLAR-V1-NO-AGE | SOLAR-V1-NO-AGE | SOLAR-V1-NO-AGE | SOLAR-V1-NO-AGE | SOLAR-V1-NO-AGE
ESP | Spain | Fuente Ãlamo I |  | WKS0063590 | 14.8 | 37.6850 | -1.1740 | Solar | [5 empty] | Wiki-Solar | https://www.wiki-solar.org | Wiki-Solar | [10 empty] | 35.81 | 38.90 | 34.16 | 34.24 | 35.46 | SOLAR-V1-NO-AGE | SOLAR-V1-NO-AGE | SOLAR-V1-NO-AGE | SOLAR-V1-NO-AGE | SOLAR-V1-NO-AGE
ESP | Spain | Hinojar |  | WKS0060314 | 5.5 | 37.6850 | -1.5330 | Solar | [5 empty] | Wiki-Solar | https://www.wiki-solar.org | Wiki-Solar | [10 empty] | 12.00 | 12.00 | 10.86 | 10.88 | 11.5 | SOLAR-V1-NO-AGE | SOLAR-V1-NO-AGE | SOLAR-V1-NO-AGE | SOLAR-V1-NO-AGE | SOLAR-V1-NO-AGE
ESP | Spain | Fuente Ãlamo III |  | WKS0063589 | 10.4 | 37.6900 | -1.1620 | Solar | [5 empty] | Wiki-Solar | https://www.wiki-solar.org | Wiki-Solar | [10 empty] | 24.28 | 25.61 | 22.72 | 22.74 | 23.74 | SOLAR-V1-NO-AGE | SOLAR-V1-NO-AGE | SOLAR-V1-NO-AGE | SOLAR-V1-NO-AGE | SOLAR-V1-NO-AGE
ESP | Spain | La Quintana |  | WKS0060164 | 9.8 | 37.7180 | -4.8900 | Solar | [5 empty] | Wiki-Solar | https://www.wiki-solar.org | Wiki-Solar | [10 empty] | 18.67 | 17.98 | 17.96 | 18.38 | 19.35 | SOLAR-V1-NO-AGE | SOLAR-V1-NO-AGE | SOLAR-V1-NO-AGE | SOLAR-V1-NO-AGE | SOLAR-V1-NO-AGE
ESP | Spain | Lobosillo |  | WKS0060090 | 12.7 | 37.7336 | -1.0596 | Solar | [5 empty] | Wiki-Solar | https://www.wiki-solar.org | Wiki-Solar | [10 empty] | 30.51 | 32.94 | 29.09 | 29.14 | 30.08 | SOLAR-V1-NO-AGE | SOLAR-V1-NO-AGE | SOLAR-V1-NO-AGE | SOLAR-V1-NO-AGE | SOLAR-V1-NO-AGE
ESP | Spain | Fuente Palmera |  | WKS0060273 | 6.1 | 37.7539 | -5.0429 | Solar | [5 empty] | Wiki-Solar | https://www.wiki-solar.org | Wiki-Solar | [10 empty] | 12.28 | 12.22 | 11.91 | 12.11 | 12.21 | SOLAR-V1-NO-AGE | SOLAR-V1-NO-AGE | SOLAR-V1-NO-AGE | SOLAR-V1-NO-AGE | SOLAR-V1-NO-AGE
ESP | Spain | Torrealvilla I |  | WKS0070100 | 6.4 | 37.7560 | -1.7020 | Solar | [5 empty] | Wiki-Solar | https://www.wiki-solar.org | Wiki-Solar | [10 empty] | 14.22 | 13.42 | 13.25 | 13.22 | 13.87 | SOLAR-V1-NO-AGE | SOLAR-V1-NO-AGE | SOLAR-V1-NO-AGE | SOLAR-V1-NO-AGE | SOLAR-V1-NO-AGE
ESP | Spain | Torrealvilla II |  | WKS0073056 | 6.8 | 37.7560 | -1.7020 | Solar | [5 empty] | Wiki-Solar | https://www.wiki-solar.org | Wiki-Solar | [10 empty] | 15.12 | 14.26 | 14.08 | 14.05 | 14.74 | SOLAR-V1-NO-AGE | SOLAR-V1-NO-AGE | SOLAR-V1-NO-AGE | SOLAR-V1-NO-AGE | SOLAR-V1-NO-AGE
ESP | Spain | CENTRAL TERMOSOLAR LA AFRICANA |  | WRI1006338 | 49.9 | 37.7574 | -5.0620 | Solar |  |  |  | 2012.0 | AFRICANA ENERGIA S.L. | Red ElÃ©ctrica de EspaÃ±a | http://www.ree.es/en/statistical-data-of-spanish-electrical-system/annual-report/preliminary-report-spanish-electricity-system-2015 | GEODB | 1086245 | [9 empty] | 110.88 | 112.30 | 111.59 | 112.67 | 102.69 | SOLAR-V1-NO-AGE | SOLAR-V1-NO-AGE | SOLAR-V1-NO-AGE | SOLAR-V1-NO-AGE | SOLAR-V1-NO-AGE
ESP | Spain | Torrealvilla A |  | WKS0070101 | 7 | 37.7660 | -1.7230 | Solar | [5 empty] | Wiki-Solar | https://www.wiki-solar.org | Wiki-Solar | [10 empty] | 15.49 | 14.69 | 14.51 | 14.46 | 15.18 | SOLAR-V1-NO-AGE | SOLAR-V1-NO-AGE | SOLAR-V1-NO-AGE | SOLAR-V1-NO-AGE | SOLAR-V1-NO-AGE
ESP | Spain | Torrealvilla B |  | WKS0070102 | 4 | 37.7690 | -1.6980 | Solar | [5 empty] | Wiki-Solar | https://www.wiki-solar.org | Wiki-Solar | [10 empty] | 8.17 | 7.75 | 7.51 | 7.48 | 8 | SOLAR-V1-NO-AGE | SOLAR-V1-NO-AGE | SOLAR-V1-NO-AGE | SOLAR-V1-NO-AGE | SOLAR-V1-NO-AGE
ESP | Spain | Los Olivares |  | WKS0060173 | 9.1 | 37.7976 | -3.7977 | Solar | [5 empty] | Wiki-Solar | https://www.wiki-solar.org | Wiki-Solar | [10 empty] | 17.91 | 19.45 | 19.60 | 17.43 | 18.85 | SOLAR-V1-NO-AGE | SOLAR-V1-NO-AGE | SOLAR-V1-NO-AGE | SOLAR-V1-NO-AGE | SOLAR-V1-NO-AGE
ESP | Spain | Casas Coloradas |  | WKS0063593 | 7.1 | 37.8094 | -1.0631 | Solar | [5 empty] | Wiki-Solar | https://www.wiki-solar.org | Wiki-Solar | [10 empty] | 15.23 | 13.66 | 15.01 | 14.95 | 14.9 | SOLAR-V1-NO-AGE | SOLAR-V1-NO-AGE | SOLAR-V1-NO-AGE | SOLAR-V1-NO-AGE | SOLAR-V1-NO-AGE
ESP | Spain | AlmodÃ³var del RÃ­o W |  | WKS0060167 | 9.6 | 37.8370 | -4.9800 | Solar | [5 empty] | Wiki-Solar | https://www.wiki-solar.org | Wiki-Solar | [10 empty] | 18.37 | 18.18 | 18.03 | 18.30 | 19.24 | SOLAR-V1-NO-AGE | SOLAR-V1-NO-AGE | SOLAR-V1-NO-AGE | SOLAR-V1-NO-AGE | SOLAR-V1-NO-AGE
ESP | Spain | AlmodÃ³var del RÃ­o E |  | WKS0060157 | 9.6 | 37.8380 | -4.9720 | Solar | [5 empty] | Wiki-Solar | https://www.wiki-solar.org | Wiki-Solar | [10 empty] | 18.37 | 18.18 | 18.03 | 18.30 | 19.24 | SOLAR-V1-NO-AGE | SOLAR-V1-NO-AGE | SOLAR-V1-NO-AGE | SOLAR-V1-NO-AGE | SOLAR-V1-NO-AGE
ESP | Spain | Alhama |  | WKS0060259 | 6.3 | 37.8483 | -1.3416 | Solar | [5 empty] | Wiki-Solar | https://www.wiki-solar.org | Wiki-Solar | [10 empty] | 13.65 | 12.90 | 12.29 | 12.27 | 13.7 | NO-ESTIMATION | NO-ESTIMATION | NO-ESTIMATION | NO-ESTIMATION | CAPACITY-FACTOR-V1
ESP | Spain | Alcolea I+II |  | WKS0060254 | 9.3 | 37.9200 | -4.6730 | Solar | [5 empty] | Wiki-Solar | https://www.wiki-solar.org | Wiki-Solar | [10 empty] | 18.61 | 17.95 | 19.87 | 18.41 | 19.71 | NO-ESTIMATION | NO-ESTIMATION | NO-ESTIMATION | NO-ESTIMATION | CAPACITY-FACTOR-V1
ESP | Spain | Solacor 2 |  | WKS0071053 | 50 | 37.9580 | -4.5030 | Solar | [5 empty] | Wiki-Solar | https://www.wiki-solar.org | Wiki-Solar | [10 empty] | 110.76 | 105.71 | 117.90 | 108.47 | 119.04 | SOLAR-V1-NO-AGE | SOLAR-V1-NO-AGE | SOLAR-V1-NO-AGE | SOLAR-V1-NO-AGE | SOLAR-V1-NO-AGE
ESP | Spain | PST SOLACOR 1 |  | WRI1007815 | 100 | 37.9582 | -4.4981 | Solar |  |  |  | 2012.0 | SOLACOR ELECTRICIDAD UNO S.A. | Red ElÃ©ctrica de EspaÃ±a | http://www.ree.es/en/statistical-data-of-spanish-electrical-system/annual-report/preliminary-report-spanish-electricity-system-2015 | GEODB | 1083761 | [9 empty] | 223.93 | 220.28 | 246.67 | 219.16 | 208.61 | SOLAR-V1-NO-AGE | SOLAR-V1-NO-AGE | SOLAR-V1-NO-AGE | SOLAR-V1-NO-AGE | SOLAR-V1-NO-AGE
ESP | Spain | Quintanilla |  | WKS0060168 | 9.5 | 37.9620 | -4.4810 | Solar | [5 empty] | Wiki-Solar | https://www.wiki-solar.org | Wiki-Solar | [10 empty] | 18.84 | 17.66 | 20.10 | 18.37 | 19.67 | SOLAR-V1-NO-AGE | SOLAR-V1-NO-AGE | SOLAR-V1-NO-AGE | SOLAR-V1-NO-AGE | SOLAR-V1-NO-AGE
ESP | Spain | La Veguilla |  | WKS0060171 | 9.4 | 38.0016 | -4.3197 | Solar | [5 empty] | Wiki-Solar | https://www.wiki-solar.org | Wiki-Solar | [10 empty] | 18.28 | 17.53 | 19.88 | 17.98 | 19.52 | SOLAR-V1-NO-AGE | SOLAR-V1-NO-AGE | SOLAR-V1-NO-AGE | SOLAR-V1-NO-AGE | SOLAR-V1-NO-AGE
ESP | Spain | Bullas |  | WKS0060345 | 5 | 38.0520 | -1.6870 | Solar | [5 empty] | Wiki-Solar | https://www.wiki-solar.org | Wiki-Solar | [10 empty] | 9.97 | 10.69 | 9.97 | 9.80 | 11.07 | SOLAR-V1-NO-AGE | SOLAR-V1-NO-AGE | SOLAR-V1-NO-AGE | SOLAR-V1-NO-AGE | SOLAR-V1-NO-AGE
ESP | Spain | El Realengo |  | WKS0060088 | 13.2 | 38.1995 | -0.8000 | Solar | [5 empty] | Wiki-Solar | https://www.wiki-solar.org | Wiki-Solar | [10 empty] | 29.28 | 29.44 | 28.81 | 28.60 | 30.11 | NO-ESTIMATION | NO-ESTIMATION | NO-ESTIMATION | NO-ESTIMATION | CAPACITY-FACTOR-V1
ESP | Spain | Blanca |  | WKS0060240 | 7 | 38.2216 | -1.3163 | Solar | [5 empty] | Wiki-Solar | https://www.wiki-solar.org | Wiki-Solar | [10 empty] | 13.76 | 14.50 | 13.94 | 13.94 | 15.37 | SOLAR-V1-NO-AGE | SOLAR-V1-NO-AGE | SOLAR-V1-NO-AGE | SOLAR-V1-NO-AGE | SOLAR-V1-NO-AGE
ESP | Spain | Llerena I |  | WKS0060373 | 4.8 | 38.2446 | -5.9657 | Solar | [5 empty] | Wiki-Solar | https://www.wiki-solar.org | Wiki-Solar | [10 empty] | 10.12 | 10.25 | 10.66 | 10.50 | 10.95 | SOLAR-V1-NO-AGE | SOLAR-V1-NO-AGE | SOLAR-V1-NO-AGE | SOLAR-V1-NO-AGE | SOLAR-V1-NO-AGE
ESP | Spain | Cieza IGS |  | WKS0073059 | 5.9 | 38.2584 | -1.4568 | Solar | [5 empty] | Wiki-Solar | https://www.wiki-solar.org | Wiki-Solar | [10 empty] | 11.82 | 11.95 | 11.81 | 11.77 | 11.72 | SOLAR-V1-NO-AGE | SOLAR-V1-NO-AGE | SOLAR-V1-NO-AGE | SOLAR-V1-NO-AGE | SOLAR-V1-NO-AGE
ESP | Spain | Calasparra |  | WKS0060054 | 20 | 38.2600 | -1.6820 | Solar | [5 empty] | Wiki-Solar | https://www.wiki-solar.org | Wiki-Solar | [10 empty] | 43.22 | 42.09 | 42.77 | 42.53 | 43.7 | SOLAR-V1-NO-AGE | SOLAR-V1-NO-AGE | SOLAR-V1-NO-AGE | SOLAR-V1-NO-AGE | SOLAR-V1-NO-AGE
ESP | Spain | PUERTO ERRADO 2 |  | WRI1007823 | 30 | 38.2793 | -1.6010 | Solar |  |  |  | 2012.0 | TUBO SOL PE2 S.L. | Red ElÃ©ctrica de EspaÃ±a | http://www.ree.es/en/statistical-data-of-spanish-electrical-system/annual-report/preliminary-report-spanish-electricity-system-2015 | GEODB | 1078640 | [9 empty] | 67.29 | 66.30 | 66.68 | 66.59 | 61.07 | SOLAR-V1-NO-AGE | SOLAR-V1-NO-AGE | SOLAR-V1-NO-AGE | SOLAR-V1-NO-AGE | SOLAR-V1-NO-AGE
ESP | Spain | Belmez |  | WKS0060124 | 10.9 | 38.2812 | -5.2390 | Solar | [5 empty] | Wiki-Solar | https://www.wiki-solar.org | Wiki-Solar | [10 empty] | 23.49 | 22.83 | 24.77 | 23.13 | 22.66 | SOLAR-V1-NO-AGE | SOLAR-V1-NO-AGE | SOLAR-V1-NO-AGE | SOLAR-V1-NO-AGE | SOLAR-V1-NO-AGE
ESP | Spain | Espartosa |  | WKS0073058 | 4.7 | 38.2813 | -1.5100 | Solar | [5 empty] | Wiki-Solar | https://www.wiki-solar.org | Wiki-Solar | [10 empty] | 9.80 | 9.50 | 9.74 | 9.71 | 9.7 | SOLAR-V1-NO-AGE | SOLAR-V1-NO-AGE | SOLAR-V1-NO-AGE | SOLAR-V1-NO-AGE | SOLAR-V1-NO-AGE
ESP | Spain | Moratalla |  | WKS0060119 | 10 | 38.3010 | -1.7630 | Solar | [5 empty] | Wiki-Solar | https://www.wiki-solar.org | Wiki-Solar | [10 empty] | 19.63 | 18.42 | 19.19 | 19.02 | 19.64 | SOLAR-V1-NO-AGE | SOLAR-V1-NO-AGE | SOLAR-V1-NO-AGE | SOLAR-V1-NO-AGE | SOLAR-V1-NO-AGE
ESP | Spain | Ager |  | WKS0060113 | 11.3 | 38.3280 | -6.6880 | Solar | [5 empty] | Wiki-Solar | https://www.wiki-solar.org | Wiki-Solar | [10 empty] | 24.04 | 23.87 | 23.56 | 23.99 | 25.67 | SOLAR-V1-NO-AGE | SOLAR-V1-NO-AGE | SOLAR-V1-NO-AGE | SOLAR-V1-NO-AGE | SOLAR-V1-NO-AGE
ESP | Spain | Hoya de Los Vicentes |  | WKS0060039 | 20 | 38.3640 | -1.2770 | Solar | [5 empty] | Wiki-Solar | https://www.wiki-solar.org | Wiki-Solar | [10 empty] | 42.83 | 42.91 | 43.13 | 42.74 | 42.68 | SOLAR-V1-NO-AGE | SOLAR-V1-NO-AGE | SOLAR-V1-NO-AGE | SOLAR-V1-NO-AGE | SOLAR-V1-NO-AGE
ESP | Spain | Alconera |  | WKS0060221 | 7.3 | 38.3650 | -6.4549 | Solar | [5 empty] | Wiki-Solar | https://www.wiki-solar.org | Wiki-Solar | [10 empty] | 14.41 | 14.44 | 14.50 | 14.49 | 14.45 | SOLAR-V1-NO-AGE | SOLAR-V1-NO-AGE | SOLAR-V1-NO-AGE | SOLAR-V1-NO-AGE | SOLAR-V1-NO-AGE
ESP | Spain | Alconera II |  | WKS0065277 | 7.2 | 38.3773 | -6.4587 | Solar | [5 empty] | Wiki-Solar | https://www.wiki-solar.org | Wiki-Solar | [10 empty] | 14.27 | 14.26 | 14.32 | 14.31 | 14.27 | SOLAR-V1-NO-AGE | SOLAR-V1-NO-AGE | SOLAR-V1-NO-AGE | SOLAR-V1-NO-AGE | SOLAR-V1-NO-AGE
ESP | Spain | Hinojosa del Valle |  | WKS0060100 | 12 | 38.4740 | -6.2320 | Solar | [5 empty] | Wiki-Solar | https://www.wiki-solar.org | Wiki-Solar | [10 empty] | 25.51 | 25.21 | 25.53 | 25.40 | 25.62 | SOLAR-V1-NO-AGE | SOLAR-V1-NO-AGE | SOLAR-V1-NO-AGE | SOLAR-V1-NO-AGE | SOLAR-V1-NO-AGE
ESP | Spain | Alconchel |  | WKS0060160 | 10 | 38.5230 | -7.0600 | Solar | [5 empty] | Wiki-Solar | https://www.wiki-solar.org | Wiki-Solar | [10 empty] | 19.20 | 19.04 | 19.00 | 19.01 | 20.69 | SOLAR-V1-NO-AGE | SOLAR-V1-NO-AGE | SOLAR-V1-NO-AGE | SOLAR-V1-NO-AGE | SOLAR-V1-NO-AGE
ESP | Spain | Hellin I+II |  | WKS0060207 | 8 | 38.5891 | -1.7906 | Solar | [5 empty] | Wiki-Solar | https://www.wiki-solar.org | Wiki-Solar | [10 empty] | 16.07 | 15.43 | 15.78 | 15.63 | 16.31 | SOLAR-V1-NO-AGE | SOLAR-V1-NO-AGE | SOLAR-V1-NO-AGE | SOLAR-V1-NO-AGE | SOLAR-V1-NO-AGE
ESP | Spain | Yecla |  | WKS0060217 | 7.6 | 38.5924 | -1.0558 | Solar | [5 empty] | Wiki-Solar | https://www.wiki-solar.org | Wiki-Solar | [10 empty] | 15.18 | 15.39 | 15.23 | 15.18 | 15.05 | SOLAR-V1-NO-AGE | SOLAR-V1-NO-AGE | SOLAR-V1-NO-AGE | SOLAR-V1-NO-AGE | SOLAR-V1-NO-AGE
ESP | Spain | Actiu Technological Park |  | WKS0060333 | 5.2 | 38.6057 | -0.6586 | Solar | [5 empty] | Wiki-Solar | https://www.wiki-solar.org | Wiki-Solar | [10 empty] | 11.32 | 10.76 | 10.14 | 10.18 | 11.66 | SOLAR-V1-NO-AGE | SOLAR-V1-NO-AGE | SOLAR-V1-NO-AGE | SOLAR-V1-NO-AGE | SOLAR-V1-NO-AGE
ESP | Spain | Puertollano |  | WKS0060011 | 47.6 | 38.6200 | -3.9740 | Solar | [5 empty] | Wiki-Solar | https://www.wiki-solar.org | Wiki-Solar | [10 empty] | 102.21 | 100.03 | 112.16 | 99.27 | 106.78 | SOLAR-V1-NO-AGE | SOLAR-V1-NO-AGE | SOLAR-V1-NO-AGE | SOLAR-V1-NO-AGE | SOLAR-V1-NO-AGE
ESP | Spain | EXTRESOL-1 |  | WRI1006473 | 149.8 | 38.6400 | -6.7440 | Solar |  |  |  | 2009.0 | EXTRESOL-1 S.L. | Red ElÃ©ctrica de EspaÃ±a | http://www.ree.es/en/statistical-data-of-spanish-electrical-system/annual-report/preliminary-report-spanish-electricity-system-2015 | GEODB | 1071330 | [9 empty] | 327.13 | 300.09 | 295.14 | 301.41 | 329.35 | SOLAR-V1-NO-AGE | SOLAR-V1-NO-AGE | SOLAR-V1-NO-AGE | SOLAR-V1-NO-AGE | SOLAR-V1-NO-AGE
ESP | Spain | Ibersol CSP |  | WKS0071076 | 50 | 38.6450 | -3.9730 | Solar | [5 empty] | Wiki-Solar | https://www.wiki-solar.org | Wiki-Solar | [10 empty] | 107.66 | 105.77 | 118.34 | 104.75 | 112.46 | SOLAR-V1-NO-AGE | SOLAR-V1-NO-AGE | SOLAR-V1-NO-AGE | SOLAR-V1-NO-AGE | SOLAR-V1-NO-AGE
ESP | Spain | Calzada de Calatrava |  | WKS0060158 | 10 | 38.7071 | -3.7200 | Solar | [5 empty] | Wiki-Solar | https://www.wiki-solar.org | Wiki-Solar | [10 empty] | 19.51 | 18.78 | 19.72 | 18.83 | 18.83 | SOLAR-V1-NO-AGE | SOLAR-V1-NO-AGE | SOLAR-V1-NO-AGE | SOLAR-V1-NO-AGE | SOLAR-V1-NO-AGE
ESP | Spain | Pozohondo I |  | WKS0063613 | 4 | 38.7167 | -1.8857 | Solar | [5 empty] | Wiki-Solar | https://www.wiki-solar.org | Wiki-Solar | [10 empty] | 7.60 | 7.40 | 7.67 | 7.62 | 7.47 | SOLAR-V1-NO-AGE | SOLAR-V1-NO-AGE | SOLAR-V1-NO-AGE | SOLAR-V1-NO-AGE | SOLAR-V1-NO-AGE
ESP | Spain | Beneixama |  | WKS0060055 | 20 | 38.7200 | -0.7270 | Solar | [5 empty] | Wiki-Solar | https://www.wiki-solar.org | Wiki-Solar | [10 empty] | 46.89 | 46.31 | 43.34 | 42.40 | 47.34 | SOLAR-V1-NO-AGE | SOLAR-V1-NO-AGE | SOLAR-V1-NO-AGE | SOLAR-V1-NO-AGE | SOLAR-V1-NO-AGE
ESP | Spain | Olivenza |  | WKS0060061 | 18 | 38.7217 | -7.1375 | Solar | [5 empty] | Wiki-Solar | https://www.wiki-solar.org | Wiki-Solar | [10 empty] | 38.58 | 38.86 | 39.67 | 38.99 | 39.87 | SOLAR-V1-NO-AGE | SOLAR-V1-NO-AGE | SOLAR-V1-NO-AGE | SOLAR-V1-NO-AGE | SOLAR-V1-NO-AGE
ESP | Spain | Pozohondo II |  | WKS0060337 | 5.1 | 38.7218 | -1.8810 | Solar | [5 empty] | Wiki-Solar | https://www.wiki-solar.org | Wiki-Solar | [10 empty] | 10.34 | 10.22 | 10.42 | 10.37 | 10.22 | SOLAR-V1-NO-AGE | SOLAR-V1-NO-AGE | SOLAR-V1-NO-AGE | SOLAR-V1-NO-AGE | SOLAR-V1-NO-AGE
ESP | Spain | Castuera |  | WKS0060318 | 5.4 | 38.7271 | -5.5158 | Solar | [5 empty] | Wiki-Solar | https://www.wiki-solar.org | Wiki-Solar | [10 empty] | 10.92 | 10.73 | 10.76 | 10.77 | 10.86 | SOLAR-V1-NO-AGE | SOLAR-V1-NO-AGE | SOLAR-V1-NO-AGE | SOLAR-V1-NO-AGE | SOLAR-V1-NO-AGE
ESP | Spain | AlmodÃ³var del Campo |  | WKS0060155 | 10 | 38.7288 | -4.2100 | Solar | [5 empty] | Wiki-Solar | https://www.wiki-solar.org | Wiki-Solar | [10 empty] | 19.43 | 18.83 | 20.76 | 18.89 | 20.71 | SOLAR-V1-NO-AGE | SOLAR-V1-NO-AGE | SOLAR-V1-NO-AGE | SOLAR-V1-NO-AGE | SOLAR-V1-NO-AGE
ESP | Spain | CENTRAL SOLAR TERMOELECTRICA ENERSTAR VILLENA |  | WRI1006337 | 49.9 | 38.7291 | -0.9219 | Solar |  |  |  | 2013.0 | ENERSTAR VILLENA S.A. | Red ElÃ©ctrica de EspaÃ±a | http://www.ree.es/en/statistical-data-of-spanish-electrical-system/annual-report/preliminary-report-spanish-electricity-system-2015 | GEODB | 1084473 | [10 empty] | 121.70 | 113.10 | 113.13 | 119.43 | SOLAR-V1-NO-AGE | SOLAR-V1-NO-AGE | SOLAR-V1-NO-AGE | SOLAR-V1-NO-AGE | SOLAR-V1-NO-AGE
ESP | Spain | Azonilla |  | WKS0065994 | 8 | 38.7462 | -5.5308 | Solar | [5 empty] | Wiki-Solar | https://www.wiki-solar.org | Wiki-Solar | [10 empty] | 15.97 | 15.69 | 15.70 | 15.75 | 15.88 | SOLAR-V1-NO-AGE | SOLAR-V1-NO-AGE | SOLAR-V1-NO-AGE | SOLAR-V1-NO-AGE | SOLAR-V1-NO-AGE
ESP | Spain | PLANTA TERMOSOLAR DE OLIVENZA-1 |  | WRI1007786 | 50 | 38.7550 | -7.1450 | Solar |  |  |  | 2012.0 | IBEREOLICA SOLAR OLIVENZA S.L. | Red ElÃ©ctrica de EspaÃ±a | http://www.ree.es/en/statistical-data-of-spanish-electrical-system/annual-report/preliminary-report-spanish-electricity-system-2015 | GEODB | 1087360 | [9 empty] | 112.01 | 109.96 | 110.58 | 110.43 | 100.61 | SOLAR-V1-NO-AGE | SOLAR-V1-NO-AGE | SOLAR-V1-NO-AGE | SOLAR-V1-NO-AGE | SOLAR-V1-NO-AGE
ESP | Spain | Girasol |  | WKS0060344 | 5 | 38.8030 | -6.8300 | Solar | [5 empty] | Wiki-Solar | https://www.wiki-solar.org | Wiki-Solar | [10 empty] | 10.01 | 9.81 | 10.01 | 9.89 | 10.04 | SOLAR-V1-NO-AGE | SOLAR-V1-NO-AGE | SOLAR-V1-NO-AGE | SOLAR-V1-NO-AGE | SOLAR-V1-NO-AGE
ESP | Spain | Alange |  | WKS0060188 | 8.5 | 38.8064 | -6.2832 | Solar | [5 empty] | Wiki-Solar | https://www.wiki-solar.org | Wiki-Solar | [10 empty] | 16.44 | 15.86 | 16.04 | 15.96 | 16.15 | SOLAR-V1-NO-AGE | SOLAR-V1-NO-AGE | SOLAR-V1-NO-AGE | SOLAR-V1-NO-AGE | SOLAR-V1-NO-AGE
ESP | Spain | Alvarado |  | WKS0060293 | 5.7 | 38.8081 | -6.8254 | Solar | [5 empty] | Wiki-Solar | https://www.wiki-solar.org | Wiki-Solar | [10 empty] | 11.39 | 11.12 | 11.30 | 11.22 | 11.41 | SOLAR-V1-NO-AGE | SOLAR-V1-NO-AGE | SOLAR-V1-NO-AGE | SOLAR-V1-NO-AGE | SOLAR-V1-NO-AGE
ESP | Spain | ASTEXOL-2 |  | WRI1006215 | 49.9 | 38.8120 | -7.0587 | Solar |  |  |  | 2012.0 | DIOXIPE SOLAR S.L. | Red ElÃ©ctrica de EspaÃ±a | http://www.ree.es/en/statistical-data-of-spanish-electrical-system/annual-report/preliminary-report-spanish-electricity-system-2015 | GEODB | 1078151 | [9 empty] | 111.79 | 109.74 | 110.36 | 109.13 | 100.41 | SOLAR-V1-NO-AGE | SOLAR-V1-NO-AGE | SOLAR-V1-NO-AGE | SOLAR-V1-NO-AGE | SOLAR-V1-NO-AGE
ESP | Spain | LA FLORIDA |  | WRI1006580 | 49.9 | 38.8145 | -6.8377 | Solar |  |  |  | 2010.0 | RENOVABLES SAMCA S.A. | Red ElÃ©ctrica de EspaÃ±a | http://www.ree.es/en/statistical-data-of-spanish-electrical-system/annual-report/preliminary-report-spanish-electricity-system-2015 | GEODB | 1083573 | [9 empty] | 111.51 | 108.67 | 100.21 | 101.47 | 100.57 | SOLAR-V1-NO-AGE | SOLAR-V1-NO-AGE | SOLAR-V1-NO-AGE | SOLAR-V1-NO-AGE | SOLAR-V1-NO-AGE
ESP | Spain | Aldea del Conde |  | WKS0060265 | 6.2 | 38.8170 | -6.7490 | Solar | [5 empty] | Wiki-Solar | https://www.wiki-solar.org | Wiki-Solar | [10 empty] | 12.36 | 12.10 | 12.29 | 12.17 | 12.26 | SOLAR-V1-NO-AGE | SOLAR-V1-NO-AGE | SOLAR-V1-NO-AGE | SOLAR-V1-NO-AGE | SOLAR-V1-NO-AGE
ESP | Spain | Camino del Cementerio A |  | WKS0068018 | 8 | 38.8220 | -7.0050 | Solar | [5 empty] | Wiki-Solar | https://www.wiki-solar.org | Wiki-Solar | [10 empty] | 15.74 | 15.43 | 15.68 | 15.55 | 15.81 | NO-ESTIMATION | NO-ESTIMATION | NO-ESTIMATION | NO-ESTIMATION | CAPACITY-FACTOR-V1
ESP | Spain | LA RISCA |  | WRI1006592 | 50 | 38.8269 | -6.8240 | Solar |  |  |  | 2009.0 | TERMOSOLAR ALVARADO S.L. | Red ElÃ©ctrica de EspaÃ±a | http://www.ree.es/en/statistical-data-of-spanish-electrical-system/annual-report/preliminary-report-spanish-electricity-system-2015 | GEODB | 1073133 | [9 empty] | 111.27 | 102.32 | 99.79 | 102.46 | 103.6 | SOLAR-V1-NO-AGE | SOLAR-V1-NO-AGE | SOLAR-V1-NO-AGE | SOLAR-V1-NO-AGE | SOLAR-V1-NO-AGE
ESP | Spain | La Corchuela |  | WKS0067994 | 26.3 | 38.8270 | -7.0220 | Solar | [5 empty] | Wiki-Solar | https://www.wiki-solar.org | Wiki-Solar | [10 empty] | 55.33 | 53.33 | 55.68 | 53.60 | 56.35 | SOLAR-V1-NO-AGE | SOLAR-V1-NO-AGE | SOLAR-V1-NO-AGE | SOLAR-V1-NO-AGE | SOLAR-V1-NO-AGE
ESP | Spain | Almansa |  | WKS0060193 | 8.3 | 38.8443 | -1.0498 | Solar | [5 empty] | Wiki-Solar | https://www.wiki-solar.org | Wiki-Solar | [10 empty] | 16.04 | 15.58 | 15.81 | 15.70 | 15.62 | SOLAR-V1-NO-AGE | SOLAR-V1-NO-AGE | SOLAR-V1-NO-AGE | SOLAR-V1-NO-AGE | SOLAR-V1-NO-AGE
ESP | Spain | Extremasol |  | WKS0060108 | 10 | 38.8459 | -6.4300 | Solar | [5 empty] | Wiki-Solar | https://www.wiki-solar.org | Wiki-Solar | [10 empty] | 19.25 | 18.73 | 18.98 | 18.85 | 18.88 | SOLAR-V1-NO-AGE | SOLAR-V1-NO-AGE | SOLAR-V1-NO-AGE | SOLAR-V1-NO-AGE | SOLAR-V1-NO-AGE
ESP | Spain | Bonete |  | WKS0060299 | 5.7 | 38.8816 | -1.3300 | Solar | [5 empty] | Wiki-Solar | https://www.wiki-solar.org | Wiki-Solar | [10 empty] | 11.52 | 11.19 | 11.18 | 11.24 | 11.64 | SOLAR-V1-NO-AGE | SOLAR-V1-NO-AGE | SOLAR-V1-NO-AGE | SOLAR-V1-NO-AGE | SOLAR-V1-NO-AGE
ESP | Spain | SPEX |  | WKS0060026 | 30 | 38.8900 | -6.2850 | Solar | [5 empty] | Wiki-Solar | https://www.wiki-solar.org | Wiki-Solar | [10 empty] | 63.14 | 60.32 | 63.70 | 60.48 | 63.31 | SOLAR-V1-NO-AGE | SOLAR-V1-NO-AGE | SOLAR-V1-NO-AGE | SOLAR-V1-NO-AGE | SOLAR-V1-NO-AGE
ESP | Spain | Elduayen |  | WKS0060110 | 11.5 | 38.8952 | -6.2600 | Solar | [5 empty] | Wiki-Solar | https://www.wiki-solar.org | Wiki-Solar | [10 empty] | 24.53 | 23.71 | 24.55 | 23.77 | 24.36 | SOLAR-V1-NO-AGE | SOLAR-V1-NO-AGE | SOLAR-V1-NO-AGE | SOLAR-V1-NO-AGE | SOLAR-V1-NO-AGE
ESP | Spain | AbenÃ³jar |  | WKS0060326 | 5.2 | 38.8980 | -4.3660 | Solar | [5 empty] | Wiki-Solar | https://www.wiki-solar.org | Wiki-Solar | [10 empty] | 10.42 | 10.45 | 11.49 | 10.33 | 10.13 | SOLAR-V1-NO-AGE | SOLAR-V1-NO-AGE | SOLAR-V1-NO-AGE | SOLAR-V1-NO-AGE | SOLAR-V1-NO-AGE
ESP | Spain | Alfarrasi |  | WKS0061428 | 10.6 | 38.9060 | -0.5090 | Solar | [5 empty] | Wiki-Solar | https://www.wiki-solar.org | Wiki-Solar | [10 empty] | 24.38 | 23.63 | 22.56 | 22.27 | 24.56 | HYDRO-V1 | HYDRO-V1 | HYDRO-V1 | HYDRO-V1 | HYDRO-V1
ESP | Spain | Magacela |  | WKS0060123 | 10.9 | 38.9130 | -5.7048 | Solar | [5 empty] | Wiki-Solar | https://www.wiki-solar.org | Wiki-Solar | [10 empty] | 23.54 | 22.52 | 23.15 | 22.71 | 23.28 | HYDRO-V1 | HYDRO-V1 | HYDRO-V1 | HYDRO-V1 | HYDRO-V1
ESP | Spain | El Bonillo |  | WKS0060056 | 20 | 38.9160 | -2.5500 | Solar | [5 empty] | Wiki-Solar | https://www.wiki-solar.org | Wiki-Solar | [10 empty] | 41.91 | 42.11 | 42.47 | 42.19 | 42.98 | SOLAR-V1-NO-AGE | SOLAR-V1-NO-AGE | SOLAR-V1-NO-AGE | SOLAR-V1-NO-AGE | SOLAR-V1-NO-AGE
ESP | Spain | La Solana |  | WKS0060249 | 6.6 | 38.9240 | -3.2570 | Solar | [5 empty] | Wiki-Solar | https://www.wiki-solar.org | Wiki-Solar | [10 empty] | 13.04 | 13.08 | 13.45 | 13.10 | 13.32 | SOLAR-V1-NO-AGE | SOLAR-V1-NO-AGE | SOLAR-V1-NO-AGE | SOLAR-V1-NO-AGE | SOLAR-V1-NO-AGE
ESP | Spain | L'Olleria and Garrofera |  | WKS0060239 | 7 | 38.9287 | -0.5115 | Solar | [5 empty] | Wiki-Solar | https://www.wiki-solar.org | Wiki-Solar | [10 empty] | 15.51 | 14.68 | 14.03 | 13.61 | 15.38 | SOLAR-V1-NO-AGE | SOLAR-V1-NO-AGE | SOLAR-V1-NO-AGE | SOLAR-V1-NO-AGE | SOLAR-V1-NO-AGE
ESP | Spain | ZÃºjar |  | WKS0060237 | 7 | 38.9420 | -5.8750 | Solar | [5 empty] | Wiki-Solar | https://www.wiki-solar.org | Wiki-Solar | [10 empty] | 14.28 | 13.65 | 13.89 | 13.68 | 13.8 | SOLAR-V1-NO-AGE | SOLAR-V1-NO-AGE | SOLAR-V1-NO-AGE | SOLAR-V1-NO-AGE | SOLAR-V1-NO-AGE
ESP | Spain | La Herrera 160 |  | WKS0060376 | 4.8 | 38.9580 | -2.1048 | Solar | [5 empty] | Wiki-Solar | https://www.wiki-solar.org | Wiki-Solar | [10 empty] | 10.12 | 10.48 | 10.23 | 10.27 | 10.47 | SOLAR-V1-NO-AGE | SOLAR-V1-NO-AGE | SOLAR-V1-NO-AGE | SOLAR-V1-NO-AGE | SOLAR-V1-NO-AGE
ESP | Spain | LA DEHESA |  | WRI1006578 | 49.9 | 38.9594 | -6.4640 | Solar |  |  |  | 2010.0 | RENOVABLES SAMCA S.A. | Red ElÃ©ctrica de EspaÃ±a | http://www.ree.es/en/statistical-data-of-spanish-electrical-system/annual-report/preliminary-report-spanish-electricity-system-2015 | GEODB | 1083572 | [9 empty] | 111.50 | 108.21 | 101.13 | 101.31 | 100.26 | SOLAR-V1-NO-AGE | SOLAR-V1-NO-AGE | SOLAR-V1-NO-AGE | SOLAR-V1-NO-AGE | SOLAR-V1-NO-AGE
ESP | Spain | Villanueva de Serena |  | WKS0060125 | 10.9 | 38.9640 | -5.7710 | Solar | [5 empty] | Wiki-Solar | https://www.wiki-solar.org | Wiki-Solar | [10 empty] | 23.54 | 22.57 | 23.15 | 22.72 | 22.92 | SOLAR-V1-NO-AGE | SOLAR-V1-NO-AGE | SOLAR-V1-NO-AGE | SOLAR-V1-NO-AGE | SOLAR-V1-NO-AGE
ESP | Spain | Daimiel |  | WKS0060362 | 5 | 38.9932 | -3.5714 | Solar | [5 empty] | Wiki-Solar | https://www.wiki-solar.org | Wiki-Solar | [10 empty] | 9.96 | 10.10 | 9.96 | 10.00 | 9.98 | SOLAR-V1-NO-AGE | SOLAR-V1-NO-AGE | SOLAR-V1-NO-AGE | SOLAR-V1-NO-AGE | SOLAR-V1-NO-AGE
ESP | Spain | Manzanares |  | WKS0060285 | 6 | 39.0041 | -3.4111 | Solar | [5 empty] | Wiki-Solar | https://www.wiki-solar.org | Wiki-Solar | [10 empty] | 11.92 | 11.88 | 12.23 | 11.90 | 12.23 | NO-ESTIMATION | NO-ESTIMATION | NO-ESTIMATION | NO-ESTIMATION | CAPACITY-FACTOR-V1
ESP | Spain | Campollano |  | WKS0060309 | 5.6 | 39.0105 | -1.8949 | Solar | [5 empty] | Wiki-Solar | https://www.wiki-solar.org | Wiki-Solar | [10 empty] | 10.03 | 11.02 | 10.50 | 10.58 | 11.06 | SOLAR-V1-NO-AGE | SOLAR-V1-NO-AGE | SOLAR-V1-NO-AGE | SOLAR-V1-NO-AGE | SOLAR-V1-NO-AGE
ESP | Spain | CONSOLL ORELLANA |  | WRI1006396 | 49.9 | 39.0212 | -5.5333 | Solar |  |  |  | 2012.0 | RUSTICAS VEGAS ALTAS S.L.U. | Red ElÃ©ctrica de EspaÃ±a | http://www.ree.es/en/statistical-data-of-spanish-electrical-system/annual-report/preliminary-report-spanish-electricity-system-2015 | GEODB | 1086075 | [9 empty] | 113.45 | 110.51 | 110.36 | 109.74 | 100.23 | SOLAR-V1-NO-AGE | SOLAR-V1-NO-AGE | SOLAR-V1-NO-AGE | SOLAR-V1-NO-AGE | SOLAR-V1-NO-AGE
ESP | Spain | PicÃ³n I |  | WKS0072592 | 50 | 39.0300 | -4.0200 | Solar | [5 empty] | Wiki-Solar | https://www.wiki-solar.org | Wiki-Solar | [10 empty] | 107.29 | 106.04 | 106.59 | 106.53 | 105.29 | SOLAR-V1-NO-AGE | SOLAR-V1-NO-AGE | SOLAR-V1-NO-AGE | SOLAR-V1-NO-AGE | SOLAR-V1-NO-AGE
ESP | Spain | PicÃ³n II |  | WKS0072593 | 50 | 39.0300 | -4.0200 | Solar | [5 empty] | Wiki-Solar | https://www.wiki-solar.org | Wiki-Solar | [10 empty] | 107.29 | 106.04 | 106.59 | 106.53 | 105.29 | SOLAR-V1-NO-AGE | SOLAR-V1-NO-AGE | SOLAR-V1-NO-AGE | SOLAR-V1-NO-AGE | SOLAR-V1-NO-AGE
ESP | Spain | Albacete Casa Grande |  | WKS0060152 | 10 | 39.0440 | -1.9760 | Solar | [5 empty] | Wiki-Solar | https://www.wiki-solar.org | Wiki-Solar | [10 empty] | 19.23 | 19.32 | 19.13 | 19.14 | 19.5 | SOLAR-V1-NO-AGE | SOLAR-V1-NO-AGE | SOLAR-V1-NO-AGE | SOLAR-V1-NO-AGE | SOLAR-V1-NO-AGE
ESP | Spain | Albacete Tinajeros |  | WKS0060163 | 10 | 39.0465 | -1.7941 | Solar | [5 empty] | Wiki-Solar | https://www.wiki-solar.org | Wiki-Solar | [10 empty] | 19.06 | 19.15 | 19.13 | 19.14 | 19.47 | NO-ESTIMATION | NO-ESTIMATION | NO-ESTIMATION | NO-ESTIMATION | CAPACITY-FACTOR-V1
ESP | Spain | Casas de Don Pedro |  | WKS0060236 | 7 | 39.1159 | -5.3349 | Solar | [5 empty] | Wiki-Solar | https://www.wiki-solar.org | Wiki-Solar | [10 empty] | 14.17 | 13.76 | 14.05 | 13.85 | 13.84 | SOLAR-V1-NO-AGE | SOLAR-V1-NO-AGE | SOLAR-V1-NO-AGE | SOLAR-V1-NO-AGE | SOLAR-V1-NO-AGE
ESP | Spain | ASTE 1A |  | WRI1006214 | 99.8 | 39.1710 | -3.2666 | Solar |  |  |  | 2012.0 | ARIES SOLAR TERMOELECTRICA S.L. | Red ElÃ©ctrica de EspaÃ±a | http://www.ree.es/en/statistical-data-of-spanish-electrical-system/annual-report/preliminary-report-spanish-electricity-system-2015 | GEODB | 1078152 | [9 empty] | 210.94 | 217.47 | 224.51 | 216.85 | 208 | SOLAR-V1-NO-AGE | SOLAR-V1-NO-AGE | SOLAR-V1-NO-AGE | SOLAR-V1-NO-AGE | SOLAR-V1-NO-AGE
ESP | Spain | Aste 1B |  | WKS0070985 | 50 | 39.1720 | -3.2770 | Solar | [5 empty] | Wiki-Solar | https://www.wiki-solar.org | Wiki-Solar | [10 empty] | 100.91 | 103.33 | 106.58 | 103.65 | 107.05 | SOLAR-V1-NO-AGE | SOLAR-V1-NO-AGE | SOLAR-V1-NO-AGE | SOLAR-V1-NO-AGE | SOLAR-V1-NO-AGE
ESP | Spain | Manchasol-2 |  | WKS0071032 | 50 | 39.1810 | -3.3140 | Solar | [5 empty] | Wiki-Solar | https://www.wiki-solar.org | Wiki-Solar | [10 empty] | 100.91 | 103.33 | 105.90 | 103.65 | 107.05 | SOLAR-V1-NO-AGE | SOLAR-V1-NO-AGE | SOLAR-V1-NO-AGE | SOLAR-V1-NO-AGE | SOLAR-V1-NO-AGE
ESP | Spain | MANCHASOL-2 |  | WRI1006665 | 99.8 | 39.1838 | -3.3119 | Solar |  |  |  | 2011.0 | MANCHASOL-2 CENTRAL TERMOSOLAR DOS S.L. | Red ElÃ©ctrica de EspaÃ±a | http://www.ree.es/en/statistical-data-of-spanish-electrical-system/annual-report/preliminary-report-spanish-electricity-system-2015 | GEODB | 1077591 | [9 empty] | 210.06 | 216.26 | 224.51 | 203.98 | 206.75 | SOLAR-V1-NO-AGE | SOLAR-V1-NO-AGE | SOLAR-V1-NO-AGE | SOLAR-V1-NO-AGE | SOLAR-V1-NO-AGE
ESP | Spain | TERMESOL 50 |  | WRI1007961 | 50 | 39.1933 | -5.5779 | Solar |  |  |  | 2011.0 | TERMESOL 50 S.A. | Red ElÃ©ctrica de EspaÃ±a | http://www.ree.es/en/statistical-data-of-spanish-electrical-system/annual-report/preliminary-report-spanish-electricity-system-2015 | GEODB | [10 empty] | 112.34 | 110.12 | 110.82 | 103.38 | 99.79 | SOLAR-V1-NO-AGE | SOLAR-V1-NO-AGE | SOLAR-V1-NO-AGE | SOLAR-V1-NO-AGE | SOLAR-V1-NO-AGE
ESP | Spain | TERMOSOL-2 |  | WRI1007962 | 99.8 | 39.1933 | -5.5779 | Solar |  |  |  | 2013.0 | PLANTA TERMOSOLAR DE EXTREMADURA 2 S.L. | Red ElÃ©ctrica de EspaÃ±a | http://www.ree.es/en/statistical-data-of-spanish-electrical-system/annual-report/preliminary-report-spanish-electricity-system-2015 | GEODB | [11 empty] | 219.56 | 221.24 | 218.96 | 218.35 | SOLAR-V1-NO-AGE | SOLAR-V1-NO-AGE | SOLAR-V1-NO-AGE | SOLAR-V1-NO-AGE | SOLAR-V1-NO-AGE
ESP | Spain | Mahora |  | WKS0060073 | 15 | 39.2101 | -1.7500 | Solar | [5 empty] | Wiki-Solar | https://www.wiki-solar.org | Wiki-Solar | [10 empty] | 31.65 | 32.32 | 31.81 | 31.80 | 32.47 | SOLAR-V1-NO-AGE | SOLAR-V1-NO-AGE | SOLAR-V1-NO-AGE | SOLAR-V1-NO-AGE | SOLAR-V1-NO-AGE
ESP | Spain | Campo Lugar |  | WKS0060372 | 4.8 | 39.2120 | -5.7803 | Solar | [5 empty] | Wiki-Solar | https://www.wiki-solar.org | Wiki-Solar | [10 empty] | 10.49 | 10.11 | 10.35 | 10.16 | 10.3 | SOLAR-V1-NO-AGE | SOLAR-V1-NO-AGE | SOLAR-V1-NO-AGE | SOLAR-V1-NO-AGE | SOLAR-V1-NO-AGE
ESP | Spain | Abertura |  | WKS0060038 | 23 | 39.2226 | -5.7853 | Solar | [5 empty] | Wiki-Solar | https://www.wiki-solar.org | Wiki-Solar | [10 empty] | 49.02 | 46.65 | 48.51 | 46.74 | 48.43 | SOLAR-V1-NO-AGE | SOLAR-V1-NO-AGE | SOLAR-V1-NO-AGE | SOLAR-V1-NO-AGE | SOLAR-V1-NO-AGE
ESP | Spain | SOLABEN 3 |  | WRI1007925 | 200 | 39.2260 | -5.3905 | Solar |  |  |  | 2012.0 | SOLABEN ELECTRICIDAD TRES S.A. | Red ElÃ©ctrica de EspaÃ±a | http://www.ree.es/en/statistical-data-of-spanish-electrical-system/annual-report/preliminary-report-spanish-electricity-system-2015 | GEODB | 1077571 | [9 empty] | 445.90 | 452.26 | 440.48 | 449.22 | 397 | SOLAR-V1-NO-AGE | SOLAR-V1-NO-AGE | SOLAR-V1-NO-AGE | SOLAR-V1-NO-AGE | SOLAR-V1-NO-AGE
ESP | Spain | HELIOS I |  | WRI1006528 | 99.8 | 39.2385 | -3.4749 | Solar |  |  |  | 2012.0 | HELIOS I HYPERION ENERGY INVESTMENTS S.L | Red ElÃ©ctrica de EspaÃ±a | http://www.ree.es/en/statistical-data-of-spanish-electrical-system/annual-report/preliminary-report-spanish-electricity-system-2015 | GEODB | 1092390 | [9 empty] | 218.57 | 219.56 | 224.11 | 219.82 | 201.27 | SOLAR-V1-NO-AGE | SOLAR-V1-NO-AGE | SOLAR-V1-NO-AGE | SOLAR-V1-NO-AGE | SOLAR-V1-NO-AGE
ESP | Spain | MalagÃ³n |  | WKS0060197 | 8 | 39.2610 | -4.0870 | Solar | [5 empty] | Wiki-Solar | https://www.wiki-solar.org | Wiki-Solar | [10 empty] | 16.05 | 15.91 | 16.09 | 15.77 | 15.74 | SOLAR-V1-NO-AGE | SOLAR-V1-NO-AGE | SOLAR-V1-NO-AGE | SOLAR-V1-NO-AGE | SOLAR-V1-NO-AGE
ESP | Spain | Casas IbaÃ±ez |  | WKS0060336 | 5.1 | 39.2714 | -1.4687 | Solar | [5 empty] | Wiki-Solar | https://www.wiki-solar.org | Wiki-Solar | [10 empty] | 10.36 | 10.19 | 10.26 | 10.29 | 10.25 | SOLAR-V1-NO-AGE | SOLAR-V1-NO-AGE | SOLAR-V1-NO-AGE | SOLAR-V1-NO-AGE | SOLAR-V1-NO-AGE
ESP | Spain | Casas de Los Pinos |  | WKS0060099 | 28 | 39.2750 | -2.4095 | Solar | [5 empty] | Wiki-Solar | https://www.wiki-solar.org | Wiki-Solar | [10 empty] | 50.77 | 53.68 | 55.90 | 54.43 | 57.2 | SOLAR-V1-NO-AGE | SOLAR-V1-NO-AGE | SOLAR-V1-NO-AGE | SOLAR-V1-NO-AGE | SOLAR-V1-NO-AGE
ESP | Spain | Valdecaballeros Tracker |  | WKS0060338 | 5.1 | 39.2768 | -5.2200 | Solar | [5 empty] | Wiki-Solar | https://www.wiki-solar.org | Wiki-Solar | [10 empty] | 10.32 | 10.26 | 10.10 | 10.25 | 10.22 | SOLAR-V1-NO-AGE | SOLAR-V1-NO-AGE | SOLAR-V1-NO-AGE | SOLAR-V1-NO-AGE | SOLAR-V1-NO-AGE
ESP | Spain | Valdecaballeros |  | WKS0060111 | 10 | 39.2919 | -5.2111 | Solar | [5 empty] | Wiki-Solar | https://www.wiki-solar.org | Wiki-Solar | [10 empty] | 19.59 | 19.23 | 18.85 | 19.27 | 19.08 | SOLAR-V1-NO-AGE | SOLAR-V1-NO-AGE | SOLAR-V1-NO-AGE | SOLAR-V1-NO-AGE | SOLAR-V1-NO-AGE
ESP | Spain | CASABLANCA |  | WRI1006316 | 49.9 | 39.2939 | -5.2168 | Solar |  |  |  | 2013.0 | SERREZUELA SOLAR II S.L. | Red ElÃ©ctrica de EspaÃ±a | http://www.ree.es/en/statistical-data-of-spanish-electrical-system/annual-report/preliminary-report-spanish-electricity-system-2015 | GEODB | 1091433 | [10 empty] | 113.06 | 110.88 | 110.36 | 110.13 | SOLAR-V1-NO-AGE | SOLAR-V1-NO-AGE | SOLAR-V1-NO-AGE | SOLAR-V1-NO-AGE | SOLAR-V1-NO-AGE
ESP | Spain | LogrosÃ¡n |  | WKS0060361 | 5 | 39.2946 | -5.4885 | Solar | [5 empty] | Wiki-Solar | https://www.wiki-solar.org | Wiki-Solar | [10 empty] | 10.09 | 9.73 | 10.11 | 9.78 | 10.02 | SOLAR-V1-NO-AGE | SOLAR-V1-NO-AGE | SOLAR-V1-NO-AGE | SOLAR-V1-NO-AGE | SOLAR-V1-NO-AGE
ESP | Spain | CalavÃ©ron |  | WKS0060045 | 21.2 | 39.3320 | -2.5250 | Solar | [5 empty] | Wiki-Solar | https://www.wiki-solar.org | Wiki-Solar | [10 empty] | 39.46 | 40.17 | 43.32 | 40.05 | 44.32 | SOLAR-V1-NO-AGE | SOLAR-V1-NO-AGE | SOLAR-V1-NO-AGE | SOLAR-V1-NO-AGE | SOLAR-V1-NO-AGE
ESP | Spain | Eruela |  | WKS0060234 | 7 | 39.4194 | -2.9897 | Solar | [5 empty] | Wiki-Solar | https://www.wiki-solar.org | Wiki-Solar | [10 empty] | 12.40 | 12.55 | 13.24 | 12.57 | 13.27 | SOLAR-V1-NO-AGE | SOLAR-V1-NO-AGE | SOLAR-V1-NO-AGE | SOLAR-V1-NO-AGE | SOLAR-V1-NO-AGE
ESP | Spain | San Clemente |  | WKS0060323 | 5.2 | 39.4310 | -2.4160 | Solar | [5 empty] | Wiki-Solar | https://www.wiki-solar.org | Wiki-Solar | [10 empty] | 9.15 | 9.16 | 9.82 | 9.33 | 10.21 | SOLAR-V1-NO-AGE | SOLAR-V1-NO-AGE | SOLAR-V1-NO-AGE | SOLAR-V1-NO-AGE | SOLAR-V1-NO-AGE
ESP | Spain | La Magasquila |  | WKS0063592 | 10 | 39.4359 | -5.9438 | Solar | [5 empty] | Wiki-Solar | https://www.wiki-solar.org | Wiki-Solar | [10 empty] | 19.49 | 18.66 | 19.09 | 18.63 | 19.06 | SOLAR-V1-NO-AGE | SOLAR-V1-NO-AGE | SOLAR-V1-NO-AGE | SOLAR-V1-NO-AGE | SOLAR-V1-NO-AGE
ESP | Spain | La Magascona |  | WKS0063591 | 20 | 39.4361 | -5.9333 | Solar | [5 empty] | Wiki-Solar | https://www.wiki-solar.org | Wiki-Solar | [10 empty] | 43.11 | 41.18 | 42.69 | 41.29 | 42.98 | SOLAR-V1-NO-AGE | SOLAR-V1-NO-AGE | SOLAR-V1-NO-AGE | SOLAR-V1-NO-AGE | SOLAR-V1-NO-AGE
ESP | Spain | Iniesta |  | WKS0060356 | 5 | 39.4380 | -1.7090 | Solar | [5 empty] | Wiki-Solar | https://www.wiki-solar.org | Wiki-Solar | [10 empty] | 9.88 | 10.07 | 9.94 | 9.96 | 10.08 | SOLAR-V1-NO-AGE | SOLAR-V1-NO-AGE | SOLAR-V1-NO-AGE | SOLAR-V1-NO-AGE | SOLAR-V1-NO-AGE
ESP | Spain | Villanueva de la Jara |  | WKS0060322 | 5.2 | 39.4393 | -1.9246 | Solar | [5 empty] | Wiki-Solar | https://www.wiki-solar.org | Wiki-Solar | [10 empty] | 10.28 | 10.26 | 10.29 | 10.28 | 10.48 | SOLAR-V1-NO-AGE | SOLAR-V1-NO-AGE | SOLAR-V1-NO-AGE | SOLAR-V1-NO-AGE | SOLAR-V1-NO-AGE
ESP | Spain | Trujillo A |  | WKS0072744 | 7 | 39.4600 | -5.9500 | Solar | [5 empty] | Wiki-Solar | https://www.wiki-solar.org | Wiki-Solar | [10 empty] | 14.20 | 13.58 | 13.97 | 13.56 | 13.93 | SOLAR-V1-NO-AGE | SOLAR-V1-NO-AGE | SOLAR-V1-NO-AGE | SOLAR-V1-NO-AGE | SOLAR-V1-NO-AGE
ESP | Spain | CÃ¡ceres |  | WKS0062360 | 10.7 | 39.4628 | -6.3061 | Solar | [5 empty] | Wiki-Solar | https://www.wiki-solar.org | Wiki-Solar | [10 empty] | 22.96 | 20.96 | 22.77 | 21.53 | 22.68 | SOLAR-V1-NO-AGE | SOLAR-V1-NO-AGE | SOLAR-V1-NO-AGE | SOLAR-V1-NO-AGE | SOLAR-V1-NO-AGE
ESP | Spain | Malpartida de CÃ¡ceres |  | WKS0073057 | 10 | 39.4670 | -6.5100 | Solar | [5 empty] | Wiki-Solar | https://www.wiki-solar.org | Wiki-Solar | [10 empty] | 19.50 | 18.34 | 19.25 | 18.59 | 18.86 | SOLAR-V1-NO-AGE | SOLAR-V1-NO-AGE | SOLAR-V1-NO-AGE | SOLAR-V1-NO-AGE | SOLAR-V1-NO-AGE
ESP | Spain | Requena |  | WKS0073275 | 12 | 39.4751 | -1.1546 | Solar | [5 empty] | Wiki-Solar | https://www.wiki-solar.org | Wiki-Solar | [10 empty] | 25.96 | 25.99 | 25.82 | 25.65 | 26.15 | SOLAR-V1-NO-AGE | SOLAR-V1-NO-AGE | SOLAR-V1-NO-AGE | SOLAR-V1-NO-AGE | SOLAR-V1-NO-AGE
ESP | Spain | Madridejos |  | WKS0060181 | 8.8 | 39.4920 | -3.5350 | Solar | [5 empty] | Wiki-Solar | https://www.wiki-solar.org | Wiki-Solar | [10 empty] | 15.49 | 16.32 | 17.20 | 15.68 | 17.19 | SOLAR-V1-NO-AGE | SOLAR-V1-NO-AGE | SOLAR-V1-NO-AGE | SOLAR-V1-NO-AGE | SOLAR-V1-NO-AGE
ESP | Spain | Olmedilla de AlarcÃ³n 6MW |  | WKS0060288 | 6 | 39.6034 | -2.0829 | Solar | [5 empty] | Wiki-Solar | https://www.wiki-solar.org | Wiki-Solar | [10 empty] | 11.94 | 11.92 | 11.97 | 11.94 | 12.18 | SOLAR-V1-NO-AGE | SOLAR-V1-NO-AGE | SOLAR-V1-NO-AGE | SOLAR-V1-NO-AGE | SOLAR-V1-NO-AGE
ESP | Spain | Olmedilla |  | WKS0060007 | 60 | 39.6190 | -2.0860 | Solar | [5 empty] | Wiki-Solar | https://www.wiki-solar.org | Wiki-Solar | [10 empty] | 124.40 | 124.60 | 125.15 | 124.39 | 128.78 | SOLAR-V1-NO-AGE | SOLAR-V1-NO-AGE | SOLAR-V1-NO-AGE | SOLAR-V1-NO-AGE | SOLAR-V1-NO-AGE
ESP | Spain | Puebla de Almoradiel |  | WKS0060105 | 11.8 | 39.6320 | -3.0900 | Solar | [5 empty] | Wiki-Solar | https://www.wiki-solar.org | Wiki-Solar | [10 empty] | 22.24 | 22.47 | 23.58 | 22.47 | 24.03 | SOLAR-V1-NO-AGE | SOLAR-V1-NO-AGE | SOLAR-V1-NO-AGE | SOLAR-V1-NO-AGE | SOLAR-V1-NO-AGE
ESP | Spain | Olmedilla de AlarcÃ³n |  | WKS0060107 | 10 | 39.6393 | -2.0965 | Solar | [5 empty] | Wiki-Solar | https://www.wiki-solar.org | Wiki-Solar | [10 empty] | 19.26 | 19.32 | 19.36 | 19.33 | 19.6 | SOLAR-V1-NO-AGE | SOLAR-V1-NO-AGE | SOLAR-V1-NO-AGE | SOLAR-V1-NO-AGE | SOLAR-V1-NO-AGE
ESP | Spain | Dulcinea |  | WKS0060023 | 31.8 | 39.6564 | -2.8000 | Solar | [5 empty] | Wiki-Solar | https://www.wiki-solar.org | Wiki-Solar | [10 empty] | 58.79 | 60.18 | 63.49 | 60.10 | 65.66 | SOLAR-V1-NO-AGE | SOLAR-V1-NO-AGE | SOLAR-V1-NO-AGE | SOLAR-V1-NO-AGE | SOLAR-V1-NO-AGE
ESP | Spain | Losa del Obispo |  | WKS0060218 | 7.4 | 39.6870 | -0.8520 | Solar | [5 empty] | Wiki-Solar | https://www.wiki-solar.org | Wiki-Solar | [10 empty] | 14.69 | 16.21 | 14.62 | 14.38 | 16.51 | NO-ESTIMATION | NO-ESTIMATION | NO-ESTIMATION | NO-ESTIMATION | CAPACITY-FACTOR-V1
ESP | Spain | Villaverde |  | WKS0060358 | 5 | 39.6914 | -3.9545 | Solar | [5 empty] | Wiki-Solar | https://www.wiki-solar.org | Wiki-Solar | [10 empty] | 9.42 | 9.42 | 10.11 | 9.45 | 10.1 | SOLAR-V1-NO-AGE | SOLAR-V1-NO-AGE | SOLAR-V1-NO-AGE | SOLAR-V1-NO-AGE | SOLAR-V1-NO-AGE
ESP | Spain | Los Navalmorales |  | WKS0060246 | 6.6 | 39.7199 | -4.6529 | Solar | [5 empty] | Wiki-Solar | https://www.wiki-solar.org | Wiki-Solar | [10 empty] | 13.41 | 13.25 | 13.33 | 13.13 | 13.09 | HYDRO-V1 | HYDRO-V1 | HYDRO-V1 | HYDRO-V1 | HYDRO-V1
ESP | Spain | Almaraz |  | WKS0060040 | 22.1 | 39.8300 | -5.6600 | Solar | [5 empty] | Wiki-Solar | https://www.wiki-solar.org | Wiki-Solar | [10 empty] | 47.10 | 45.54 | 47.35 | 45.42 | 46.38 | SOLAR-V1-NO-AGE | SOLAR-V1-NO-AGE | SOLAR-V1-NO-AGE | SOLAR-V1-NO-AGE | SOLAR-V1-NO-AGE
ESP | Spain | Villar de CaÃ±as |  | WKS0060165 | 9.8 | 39.8331 | -2.5712 | Solar | [5 empty] | Wiki-Solar | https://www.wiki-solar.org | Wiki-Solar | [10 empty] | 16.71 | 18.13 | 18.82 | 18.13 | 18.9 | SOLAR-V1-NO-AGE | SOLAR-V1-NO-AGE | SOLAR-V1-NO-AGE | SOLAR-V1-NO-AGE | SOLAR-V1-NO-AGE
ESP | Spain | El Carpio de Tajo |  | WKS0071310 | 50 | 39.8700 | -4.4750 | Solar | [5 empty] | Wiki-Solar | https://www.wiki-solar.org | Wiki-Solar | [10 empty] | 103.90 | 103.20 | 107.46 | 102.78 | 107.3 | SOLAR-V1-NO-AGE | SOLAR-V1-NO-AGE | SOLAR-V1-NO-AGE | SOLAR-V1-NO-AGE | SOLAR-V1-NO-AGE
ESP | Spain | Zarza |  | WKS0065683 | 7.6 | 39.8710 | -6.8320 | Solar | [5 empty] | Wiki-Solar | https://www.wiki-solar.org | Wiki-Solar | [10 empty] | 15.39 | 14.36 | 15.44 | 14.57 | 14.92 | SOLAR-V1-NO-AGE | SOLAR-V1-NO-AGE | SOLAR-V1-NO-AGE | SOLAR-V1-NO-AGE | SOLAR-V1-NO-AGE
ESP | Spain | Casatejada |  | WKS0060112 | 11.3 | 39.8830 | -5.6670 | Solar | [5 empty] | Wiki-Solar | https://www.wiki-solar.org | Wiki-Solar | [10 empty] | 24.26 | 23.71 | 24.26 | 23.56 | 23.8 | SOLAR-V1-NO-AGE | SOLAR-V1-NO-AGE | SOLAR-V1-NO-AGE | SOLAR-V1-NO-AGE | SOLAR-V1-NO-AGE
ESP | Spain | Don Quijote |  | WKS0060068 | 15.2 | 39.8942 | -5.3246 | Solar | [5 empty] | Wiki-Solar | https://www.wiki-solar.org | Wiki-Solar | [10 empty] | 32.94 | 32.01 | 32.87 | 31.94 | 32.94 | SOLAR-V1-NO-AGE | SOLAR-V1-NO-AGE | SOLAR-V1-NO-AGE | SOLAR-V1-NO-AGE | SOLAR-V1-NO-AGE
ESP | Spain | Saelices |  | WKS0060114 | 11.3 | 39.9180 | -2.8220 | Solar | [5 empty] | Wiki-Solar | https://www.wiki-solar.org | Wiki-Solar | [10 empty] | 20.91 | 21.60 | 23.21 | 21.68 | 23.16 | SOLAR-V1-NO-AGE | SOLAR-V1-NO-AGE | SOLAR-V1-NO-AGE | SOLAR-V1-NO-AGE | SOLAR-V1-NO-AGE
ESP | Spain | Bargas |  | WKS0060325 | 5.2 | 39.9190 | -4.1170 | Solar | [5 empty] | Wiki-Solar | https://www.wiki-solar.org | Wiki-Solar | [10 empty] | 10.16 | 10.20 | 10.43 | 9.80 | 10.43 | SOLAR-V1-NO-AGE | SOLAR-V1-NO-AGE | SOLAR-V1-NO-AGE | SOLAR-V1-NO-AGE | SOLAR-V1-NO-AGE
ESP | Spain | MAJADAS |  | WRI1006663 | 49.9 | 39.9687 | -5.7417 | Solar |  |  |  | 2010.0 | TERMOSOLAR MAJADAS S.L. | Red ElÃ©ctrica de EspaÃ±a | http://www.ree.es/en/statistical-data-of-spanish-electrical-system/annual-report/preliminary-report-spanish-electricity-system-2015 | GEODB | 1073135 | [9 empty] | 111.81 | 109.01 | 102.50 | 103.02 | 100.61 | SOLAR-V1-NO-AGE | SOLAR-V1-NO-AGE | SOLAR-V1-NO-AGE | SOLAR-V1-NO-AGE | SOLAR-V1-NO-AGE
ESP | Spain | Talayuela 1 |  | WKS0060156 | 10 | 40.0208 | -5.5790 | Solar | [5 empty] | Wiki-Solar | https://www.wiki-solar.org | Wiki-Solar | [10 empty] | 19.62 | 19.20 | 19.13 | 19.21 | 18.85 | SOLAR-V1-NO-AGE | SOLAR-V1-NO-AGE | SOLAR-V1-NO-AGE | SOLAR-V1-NO-AGE | SOLAR-V1-NO-AGE
ESP | Spain | Moraleja |  | WKS0060371 | 4.8 | 40.0620 | -6.6750 | Solar | [5 empty] | Wiki-Solar | https://www.wiki-solar.org | Wiki-Solar | [10 empty] | 10.40 | 9.67 | 10.56 | 9.63 | 10.34 | SOLAR-V1-NO-AGE | SOLAR-V1-NO-AGE | SOLAR-V1-NO-AGE | SOLAR-V1-NO-AGE | SOLAR-V1-NO-AGE
ESP | Spain | Atzeneta |  | WKS0060297 | 5.7 | 40.2140 | -0.1853 | Solar | [5 empty] | Wiki-Solar | https://www.wiki-solar.org | Wiki-Solar | [10 empty] | 12.74 | 11.21 | 11.39 | 11.27 | 12.33 | SOLAR-V1-NO-AGE | SOLAR-V1-NO-AGE | SOLAR-V1-NO-AGE | SOLAR-V1-NO-AGE | SOLAR-V1-NO-AGE
ESP | Spain | Olmeda de la Cuesta |  | WKS0060216 | 7.6 | 40.3190 | -2.4750 | Solar | [5 empty] | Wiki-Solar | https://www.wiki-solar.org | Wiki-Solar | [10 empty] | 14.48 | 15.10 | 15.49 | 15.03 | 15.41 | SOLAR-V1-NO-AGE | SOLAR-V1-NO-AGE | SOLAR-V1-NO-AGE | SOLAR-V1-NO-AGE | SOLAR-V1-NO-AGE
ESP | Spain | Fontiveros |  | WKS0060151 | 10 | 40.9178 | -4.9700 | Solar | [5 empty] | Wiki-Solar | https://www.wiki-solar.org | Wiki-Solar | [10 empty] | 16.96 | 17.13 | 17.32 | 16.61 | 17.15 | NO-ESTIMATION | NO-ESTIMATION | NO-ESTIMATION | NO-ESTIMATION | CAPACITY-FACTOR-V1
ESP | Spain | Salamanca |  | WKS0060081 | 13.8 | 41.0277 | -5.8500 | Solar | [5 empty] | Wiki-Solar | https://www.wiki-solar.org | Wiki-Solar | [10 empty] | 25.30 | 25.35 | 25.77 | 24.55 | 28.09 | NO-ESTIMATION | NO-ESTIMATION | NO-ESTIMATION | NO-ESTIMATION | CAPACITY-FACTOR-V1
ESP | Spain | Pitiegua |  | WKS0060367 | 4.9 | 41.0536 | -5.4377 | Solar | [5 empty] | Wiki-Solar | https://www.wiki-solar.org | Wiki-Solar | [10 empty] | 8.31 | 8.31 | 8.37 | 7.82 | 8.93 | SOLAR-V1-NO-AGE | SOLAR-V1-NO-AGE | SOLAR-V1-NO-AGE | SOLAR-V1-NO-AGE | SOLAR-V1-NO-AGE
ESP | Spain | Valverdon |  | WKS0060316 | 5.5 | 41.0583 | -5.7820 | Solar | [5 empty] | Wiki-Solar | https://www.wiki-solar.org | Wiki-Solar | [10 empty] | 9.57 | 9.54 | 9.67 | 9.21 | 10.47 | SOLAR-V1-NO-AGE | SOLAR-V1-NO-AGE | SOLAR-V1-NO-AGE | SOLAR-V1-NO-AGE | SOLAR-V1-NO-AGE
ESP | Spain | Ataquines A |  | WKS0069237 | 4 | 41.1980 | -4.8322 | Solar | [5 empty] | Wiki-Solar | https://www.wiki-solar.org | Wiki-Solar | [10 empty] | 6.48 | 6.33 | 6.48 | 6.17 | 6.54 | SOLAR-V1-NO-AGE | SOLAR-V1-NO-AGE | SOLAR-V1-NO-AGE | SOLAR-V1-NO-AGE | SOLAR-V1-NO-AGE
ESP | Spain | La Olmeda |  | WKS0060289 | 6 | 41.2060 | -4.8370 | Solar | [5 empty] | Wiki-Solar | https://www.wiki-solar.org | Wiki-Solar | [10 empty] | 10.24 | 10.24 | 10.44 | 9.99 | 10.54 | NO-ESTIMATION | NO-ESTIMATION | NO-ESTIMATION | NO-ESTIMATION | CAPACITY-FACTOR-V1
ESP | Spain | Castelnou |  | WKS0060286 | 6 | 41.2199 | -0.3017 | Solar | [5 empty] | Wiki-Solar | https://www.wiki-solar.org | Wiki-Solar | [10 empty] | 10.87 | 10.76 | 10.70 | 10.77 | 11.87 | SOLAR-V1-NO-AGE | SOLAR-V1-NO-AGE | SOLAR-V1-NO-AGE | SOLAR-V1-NO-AGE | SOLAR-V1-NO-AGE
ESP | Spain | RamÃ³n Escriche |  | WKS0060208 | 8 | 41.2390 | 0.5336 | Solar | [5 empty] | Wiki-Solar | https://www.wiki-solar.org | Wiki-Solar | [10 empty] | 15.98 | 15.25 | 15.60 | 15.56 | 15.81 | SOLAR-V1-NO-AGE | SOLAR-V1-NO-AGE | SOLAR-V1-NO-AGE | SOLAR-V1-NO-AGE | SOLAR-V1-NO-AGE
ESP | Spain | Vinaceite |  | WKS0060185 | 8.7 | 41.3070 | -0.6050 | Solar | [5 empty] | Wiki-Solar | https://www.wiki-solar.org | Wiki-Solar | [10 empty] | 14.63 | 14.90 | 15.37 | 15.15 | 15.43 | SOLAR-V1-NO-AGE | SOLAR-V1-NO-AGE | SOLAR-V1-NO-AGE | SOLAR-V1-NO-AGE | SOLAR-V1-NO-AGE
ESP | Spain | Pozal de Gallinas |  | WKS0072904 | 4.5 | 41.3286 | -4.8212 | Solar | [5 empty] | Wiki-Solar | https://www.wiki-solar.org | Wiki-Solar | [10 empty] | 7.18 | 7.11 | 7.12 | 7.00 | 7.44 | SOLAR-V1-NO-AGE | SOLAR-V1-NO-AGE | SOLAR-V1-NO-AGE | SOLAR-V1-NO-AGE | SOLAR-V1-NO-AGE
ESP | Spain | Medina |  | WKS0065692 | 7.1 | 41.3432 | -4.9200 | Solar | [5 empty] | Wiki-Solar | https://www.wiki-solar.org | Wiki-Solar | [10 empty] | 11.95 | 11.95 | 11.84 | 11.80 | 12.56 | NO-ESTIMATION | NO-ESTIMATION | NO-ESTIMATION | NO-ESTIMATION | CAPACITY-FACTOR-V1
ESP | Spain | Almonacid |  | WKS0060307 | 5.6 | 41.4180 | -1.2969 | Solar | [5 empty] | Wiki-Solar | https://www.wiki-solar.org | Wiki-Solar | [10 empty] | 9.28 | 9.70 | 10.10 | 10.06 | 10.17 | SOLAR-V1-NO-AGE | SOLAR-V1-NO-AGE | SOLAR-V1-NO-AGE | SOLAR-V1-NO-AGE | SOLAR-V1-NO-AGE
ESP | Spain | La Puente de Piedra |  | WKS0060116 | 11.2 | 41.4369 | -2.5000 | Solar | [5 empty] | Wiki-Solar | https://www.wiki-solar.org | Wiki-Solar | [10 empty] | 20.08 | 20.62 | 21.88 | 20.41 | 23.55 | NO-ESTIMATION | NO-ESTIMATION | NO-ESTIMATION | NO-ESTIMATION | CAPACITY-FACTOR-V1
ESP | Spain | Pereruela |  | WKS0061089 | 9.9 | 41.4670 | -5.8210 | Solar | [5 empty] | Wiki-Solar | https://www.wiki-solar.org | Wiki-Solar | [10 empty] | 16.30 | 16.29 | 16.75 | 16.22 | 17.18 | SOLAR-V1-NO-AGE | SOLAR-V1-NO-AGE | SOLAR-V1-NO-AGE | SOLAR-V1-NO-AGE | SOLAR-V1-NO-AGE
ESP | Spain | Seat al Sol |  | WKS0063583 | 11 | 41.4918 | 1.9016 | Solar | [5 empty] | Wiki-Solar | https://www.wiki-solar.org | Wiki-Solar | [10 empty] | 23.13 | 21.71 | 22.98 | 23.04 | 23.11 | SOLAR-V1-NO-AGE | SOLAR-V1-NO-AGE | SOLAR-V1-NO-AGE | SOLAR-V1-NO-AGE | SOLAR-V1-NO-AGE
ESP | Spain | Tordesillas |  | WKS0060106 | 10 | 41.5062 | -5.0275 | Solar | [5 empty] | Wiki-Solar | https://www.wiki-solar.org | Wiki-Solar | [10 empty] | 16.32 | 16.47 | 16.45 | 16.26 | 17.16 | SOLAR-V1-NO-AGE | SOLAR-V1-NO-AGE | SOLAR-V1-NO-AGE | SOLAR-V1-NO-AGE | SOLAR-V1-NO-AGE
ESP | Spain | TERMOSOLAR BORGES |  | WRI1023564 | 24.29 | 41.5334 | 0.8095 | Solar |  |  |  | 2012.0 | TERMOSOLAR BORGES S.L. | Red ElÃ©ctrica de EspaÃ±a | http://www.ree.es/en/statistical-data-of-spanish-electrical-system/annual-report/preliminary-report-spanish-electricity-system-2015 | WRI | 1086239 | [9 empty] | 50.16 | 43.89 | 51.60 | 48.66 | 50.27 | SOLAR-V1-NO-AGE | SOLAR-V1-NO-AGE | SOLAR-V1-NO-AGE | SOLAR-V1-NO-AGE | SOLAR-V1-NO-AGE
ESP | Spain | ZaratÃ¡n |  | WKS0060179 | 9 | 41.6428 | -4.8151 | Solar | [5 empty] | Wiki-Solar | https://www.wiki-solar.org | Wiki-Solar | [10 empty] | 14.97 | 15.05 | 14.64 | 15.07 | 15.62 | NO-ESTIMATION | NO-ESTIMATION | NO-ESTIMATION | NO-ESTIMATION | CAPACITY-FACTOR-V1
ESP | Spain | Plasencia |  | WKS0072328 | 4 | 41.7120 | -1.2490 | Solar | [5 empty] | Wiki-Solar | https://www.wiki-solar.org | Wiki-Solar | [10 empty] | 6.14 | 6.51 | 6.76 | 6.59 | 6.78 | SOLAR-V1-NO-AGE | SOLAR-V1-NO-AGE | SOLAR-V1-NO-AGE | SOLAR-V1-NO-AGE | SOLAR-V1-NO-AGE
ESP | Spain | General Motors |  | WKS0060104 | 11.8 | 41.7550 | -1.1750 | Solar | [5 empty] | Wiki-Solar | https://www.wiki-solar.org | Wiki-Solar | [10 empty] | 20.74 | 21.62 | 21.82 | 21.34 | 22.66 | SOLAR-V1-NO-AGE | SOLAR-V1-NO-AGE | SOLAR-V1-NO-AGE | SOLAR-V1-NO-AGE | SOLAR-V1-NO-AGE
ESP | Spain | SariÃ±ena A |  | WKS0066688 | 4 | 41.8010 | -0.0830 | Solar | [5 empty] | Wiki-Solar | https://www.wiki-solar.org | Wiki-Solar | [10 empty] | 6.19 | 6.50 | 6.75 | 6.71 | 6.78 | SOLAR-V1-NO-AGE | SOLAR-V1-NO-AGE | SOLAR-V1-NO-AGE | SOLAR-V1-NO-AGE | SOLAR-V1-NO-AGE
ESP | Spain | Lasesa |  | WKS0060177 | 9 | 41.8560 | -0.0610 | Solar | [5 empty] | Wiki-Solar | https://www.wiki-solar.org | Wiki-Solar | [10 empty] | 14.95 | 15.45 | 16.02 | 15.98 | 16.08 | SOLAR-V1-NO-AGE | SOLAR-V1-NO-AGE | SOLAR-V1-NO-AGE | SOLAR-V1-NO-AGE | SOLAR-V1-NO-AGE
ESP | Spain | Zuera I |  | WKS0061378 | 9 | 41.9340 | -0.8050 | Solar | [5 empty] | Wiki-Solar | https://www.wiki-solar.org | Wiki-Solar | [10 empty] | 14.98 | 15.49 | 15.97 | 15.48 | 16.03 | SOLAR-V1-NO-AGE | SOLAR-V1-NO-AGE | SOLAR-V1-NO-AGE | SOLAR-V1-NO-AGE | SOLAR-V1-NO-AGE
ESP | Spain | Zuera II |  | WKS0060161 | 9.9 | 41.9440 | -0.8180 | Solar | [5 empty] | Wiki-Solar | https://www.wiki-solar.org | Wiki-Solar | [10 empty] | 16.20 | 16.76 | 17.26 | 16.75 | 17.37 | SOLAR-V1-NO-AGE | SOLAR-V1-NO-AGE | SOLAR-V1-NO-AGE | SOLAR-V1-NO-AGE | SOLAR-V1-NO-AGE
ESP | Spain | Fontellas |  | WKS0061103 | 8.8 | 41.9900 | -1.5660 | Solar | [5 empty] | Wiki-Solar | https://www.wiki-solar.org | Wiki-Solar | [10 empty] | 14.43 | 14.71 | 14.58 | 14.53 | 15.32 | SOLAR-V1-NO-AGE | SOLAR-V1-NO-AGE | SOLAR-V1-NO-AGE | SOLAR-V1-NO-AGE | SOLAR-V1-NO-AGE
ESP | Spain | Ablitas |  | WKS0061102 | 8.8 | 42.0060 | -1.6920 | Solar | [5 empty] | Wiki-Solar | https://www.wiki-solar.org | Wiki-Solar | [10 empty] | 14.32 | 14.70 | 14.48 | 14.64 | 15.25 | SOLAR-V1-NO-AGE | SOLAR-V1-NO-AGE | SOLAR-V1-NO-AGE | SOLAR-V1-NO-AGE | SOLAR-V1-NO-AGE
ESP | Spain | FustiÃ±ana III |  | WKS0060319 | 5.4 | 42.0309 | -1.4775 | Solar | [5 empty] | Wiki-Solar | https://www.wiki-solar.org | Wiki-Solar | [10 empty] | 8.95 | 9.20 | 9.11 | 9.09 | 9.48 | SOLAR-V1-NO-AGE | SOLAR-V1-NO-AGE | SOLAR-V1-NO-AGE | SOLAR-V1-NO-AGE | SOLAR-V1-NO-AGE
ESP | Spain | VillabrÃ¡zaro |  | WKS0060315 | 5.5 | 42.0471 | -5.6990 | Solar | [5 empty] | Wiki-Solar | https://www.wiki-solar.org | Wiki-Solar | [10 empty] | 9.09 | 9.17 | 9.27 | 9.13 | 9.62 | SOLAR-V1-NO-AGE | SOLAR-V1-NO-AGE | SOLAR-V1-NO-AGE | SOLAR-V1-NO-AGE | SOLAR-V1-NO-AGE
ESP | Spain | Fuentes de Valdepero |  | WKS0072903 | 4.5 | 42.0630 | -4.4980 | Solar | [5 empty] | Wiki-Solar | https://www.wiki-solar.org | Wiki-Solar | [10 empty] | 6.90 | 7.05 | 7.10 | 7.10 | 6.97 | SOLAR-V1-NO-AGE | SOLAR-V1-NO-AGE | SOLAR-V1-NO-AGE | SOLAR-V1-NO-AGE | SOLAR-V1-NO-AGE
ESP | Spain | Corella |  | WKS0060126 | 10.9 | 42.1194 | -1.7154 | Solar | [5 empty] | Wiki-Solar | https://www.wiki-solar.org | Wiki-Solar | [10 empty] | 18.72 | 18.93 | 19.29 | 19.46 | 20.28 | SOLAR-V1-NO-AGE | SOLAR-V1-NO-AGE | SOLAR-V1-NO-AGE | SOLAR-V1-NO-AGE | SOLAR-V1-NO-AGE
ESP | Spain | Valtierra |  | WKS0063645 | 12.4 | 42.1388 | -1.6824 | Solar | [5 empty] | Wiki-Solar | https://www.wiki-solar.org | Wiki-Solar | [10 empty] | 21.29 | 21.65 | 21.87 | 22.03 | 23.06 | SOLAR-V1-NO-AGE | SOLAR-V1-NO-AGE | SOLAR-V1-NO-AGE | SOLAR-V1-NO-AGE | SOLAR-V1-NO-AGE
ESP | Spain | Valtierra II |  | WKS0060241 | 5.9 | 42.1388 | -1.6824 | Solar | [5 empty] | Wiki-Solar | https://www.wiki-solar.org | Wiki-Solar | [10 empty] | 9.62 | 9.70 | 9.75 | 9.84 | 10.34 | SOLAR-V1-NO-AGE | SOLAR-V1-NO-AGE | SOLAR-V1-NO-AGE | SOLAR-V1-NO-AGE | SOLAR-V1-NO-AGE
ESP | Spain | Castejon |  | WKS0060321 | 5.2 | 42.1517 | -1.6556 | Solar | [5 empty] | Wiki-Solar | https://www.wiki-solar.org | Wiki-Solar | [10 empty] | 8.56 | 8.78 | 8.60 | 8.69 | 9.13 | SOLAR-V1-NO-AGE | SOLAR-V1-NO-AGE | SOLAR-V1-NO-AGE | SOLAR-V1-NO-AGE | SOLAR-V1-NO-AGE
ESP | Spain | Arguedas III |  | WKS0060227 | 7.1 | 42.1859 | -1.6073 | Solar | [5 empty] | Wiki-Solar | https://www.wiki-solar.org | Wiki-Solar | [10 empty] | 11.64 | 12.13 | 11.77 | 11.81 | 12.48 | SOLAR-V1-NO-AGE | SOLAR-V1-NO-AGE | SOLAR-V1-NO-AGE | SOLAR-V1-NO-AGE | SOLAR-V1-NO-AGE
ESP | Spain | Villaldelmiro |  | WKS0060359 | 5 | 42.2475 | -3.9730 | Solar | [5 empty] | Wiki-Solar | https://www.wiki-solar.org | Wiki-Solar | [10 empty] | 8.00 | 8.33 | 8.37 | 8.38 | 8.63 | SOLAR-V1-NO-AGE | SOLAR-V1-NO-AGE | SOLAR-V1-NO-AGE | SOLAR-V1-NO-AGE | SOLAR-V1-NO-AGE
ESP | Spain | Monte Alto |  | WKS0060169 | 9.5 | 42.2600 | -1.7750 | Solar | [5 empty] | Wiki-Solar | https://www.wiki-solar.org | Wiki-Solar | [10 empty] | 15.28 | 15.98 | 15.66 | 15.73 | 15.61 | SOLAR-V1-NO-AGE | SOLAR-V1-NO-AGE | SOLAR-V1-NO-AGE | SOLAR-V1-NO-AGE | SOLAR-V1-NO-AGE
ESP | Spain | Villafranca |  | WKS0060101 | 7.8 | 42.2680 | -1.6850 | Solar | [5 empty] | Wiki-Solar | https://www.wiki-solar.org | Wiki-Solar | [10 empty] | 12.64 | 13.17 | 12.95 | 12.93 | 12.87 | SOLAR-V1-NO-AGE | SOLAR-V1-NO-AGE | SOLAR-V1-NO-AGE | SOLAR-V1-NO-AGE | SOLAR-V1-NO-AGE
ESP | Spain | Bardenas |  | WKS0060135 | 10.1 | 42.2710 | -1.6660 | Solar | [5 empty] | Wiki-Solar | https://www.wiki-solar.org | Wiki-Solar | [10 empty] | 15.81 | 16.42 | 16.10 | 16.09 | 16.06 | SOLAR-V1-NO-AGE | SOLAR-V1-NO-AGE | SOLAR-V1-NO-AGE | SOLAR-V1-NO-AGE | SOLAR-V1-NO-AGE
ESP | Spain | Villafranca II |  | WKS0063509 | 4.1 | 42.2710 | -1.6920 | Solar | [5 empty] | Wiki-Solar | https://www.wiki-solar.org | Wiki-Solar | [10 empty] | 6.25 | 6.35 | 6.28 | 6.29 | 6.25 | SOLAR-V1-NO-AGE | SOLAR-V1-NO-AGE | SOLAR-V1-NO-AGE | SOLAR-V1-NO-AGE | SOLAR-V1-NO-AGE
ESP | Spain | Arnedo |  | WKS0060022 | 30 | 42.2770 | -2.0440 | Solar | [5 empty] | Wiki-Solar | https://www.wiki-solar.org | Wiki-Solar | [10 empty] | 50.23 | 52.25 | 52.60 | 53.12 | 52.41 | SOLAR-V1-NO-AGE | SOLAR-V1-NO-AGE | SOLAR-V1-NO-AGE | SOLAR-V1-NO-AGE | SOLAR-V1-NO-AGE
ESP | Spain | Mendavia |  | WKS0065990 | 4 | 42.4684 | -2.2781 | Solar | [5 empty] | Wiki-Solar | https://www.wiki-solar.org | Wiki-Solar | [10 empty] | 6.04 | 6.07 | 6.28 | 6.35 | 6.16 | SOLAR-V1-NO-AGE | SOLAR-V1-NO-AGE | SOLAR-V1-NO-AGE | SOLAR-V1-NO-AGE | SOLAR-V1-NO-AGE
ESP | Spain | Fuenmayor |  | WKS0060162 | 9.9 | 42.4704 | -2.6076 | Solar | [5 empty] | Wiki-Solar | https://www.wiki-solar.org | Wiki-Solar | [10 empty] | 15.25 | 15.96 | 16.27 | 16.23 | 16.12 | SOLAR-V1-NO-AGE | SOLAR-V1-NO-AGE | SOLAR-V1-NO-AGE | SOLAR-V1-NO-AGE | SOLAR-V1-NO-AGE
ESP | Spain | Arbante |  | WKS0060182 | 8.8 | 42.4950 | -2.3100 | Solar | [5 empty] | Wiki-Solar | https://www.wiki-solar.org | Wiki-Solar | [10 empty] | 13.89 | 14.50 | 14.59 | 14.70 | 14.54 | SOLAR-V1-NO-AGE | SOLAR-V1-NO-AGE | SOLAR-V1-NO-AGE | SOLAR-V1-NO-AGE | SOLAR-V1-NO-AGE
ESP | Spain | LazagurrÃ­a |  | WKS0065988 | 4 | 42.4960 | -2.2780 | Solar | [5 empty] | Wiki-Solar | https://www.wiki-solar.org | Wiki-Solar | [10 empty] | 6.04 | 6.10 | 6.24 | 6.32 | 6.15 | SOLAR-V1-NO-AGE | SOLAR-V1-NO-AGE | SOLAR-V1-NO-AGE | SOLAR-V1-NO-AGE | SOLAR-V1-NO-AGE
FRA | France | Koungou |  | WRI1024892 | 5.254 | -12.7470 | 45.1864 | Solar | [5 empty] | Open Power System Data | http://data.open-power-system-data.org/renewable_power_plants/2016-10-21/ | Open Power System Data | [10 empty] | 11.53 | 11.53 | 11.53 | 11.56 | 11.53 | SOLAR-V1-NO-AGE | SOLAR-V1-NO-AGE | SOLAR-V1-NO-AGE | SOLAR-V1-NO-AGE | SOLAR-V1-NO-AGE
FRA | France | Mamoudzou |  | WRI1024801 | 6.4679 | -12.7900 | 45.1939 | Solar | [5 empty] | Open Power System Data | http://data.open-power-system-data.org/renewable_power_plants/2016-10-21/ | Open Power System Data | [10 empty] | 14.27 | 14.27 | 14.27 | 14.30 | 14.27 | SOLAR-V1-NO-AGE | SOLAR-V1-NO-AGE | SOLAR-V1-NO-AGE | SOLAR-V1-NO-AGE | SOLAR-V1-NO-AGE
FRA | France | Saint-Denis |  | WRI1024817 | 6.2475 | -20.9330 | 55.4471 | Solar | [5 empty] | Open Power System Data | http://data.open-power-system-data.org/renewable_power_plants/2016-10-21/ | Open Power System Data | [10 empty] | 13.76 | 13.78 | 13.78 | 13.80 | 13.78 | SOLAR-V1-NO-AGE | SOLAR-V1-NO-AGE | SOLAR-V1-NO-AGE | SOLAR-V1-NO-AGE | SOLAR-V1-NO-AGE
FRA | France | Sainte-Marie |  | WRI1024440 | 10.6376 | -20.9470 | 55.5307 | Solar | [5 empty] | Open Power System Data | http://data.open-power-system-data.org/renewable_power_plants/2016-10-21/ | Open Power System Data | [10 empty] | 24.56 | 24.59 | 24.56 | 24.63 | 24.59 | SOLAR-V1-NO-AGE | SOLAR-V1-NO-AGE | SOLAR-V1-NO-AGE | SOLAR-V1-NO-AGE | SOLAR-V1-NO-AGE
FRA | France | Le Port |  | WRI1024061 | 19.971 | -20.9501 | 55.3149 | Solar | [5 empty] | Open Power System Data | http://data.open-power-system-data.org/renewable_power_plants/2016-10-21/ | Open Power System Data | [10 empty] | 47.89 | 47.94 | 47.94 | 48.02 | 47.94 | SOLAR-V1-NO-AGE | SOLAR-V1-NO-AGE | SOLAR-V1-NO-AGE | SOLAR-V1-NO-AGE | SOLAR-V1-NO-AGE
FRA | France | Sainte-Suzanne |  | WRI1024671 | 8.2983 | -20.9504 | 55.5906 | Solar | [5 empty] | Open Power System Data | http://data.open-power-system-data.org/renewable_power_plants/2016-10-21/ | Open Power System Data | [10 empty] | 17.57 | 17.59 | 17.57 | 17.61 | 17.59 | SOLAR-V1-NO-AGE | SOLAR-V1-NO-AGE | SOLAR-V1-NO-AGE | SOLAR-V1-NO-AGE | SOLAR-V1-NO-AGE
FRA | France | La Possession |  | WRI1025081 | 3.2281 | -20.9574 | 55.6830 | Solar | [5 empty] | Open Power System Data | http://data.open-power-system-data.org/renewable_power_plants/2016-10-21/ | Open Power System Data | [10 empty] | 6.35 | 6.36 | 6.35 | 6.36 | 6.36 | SOLAR-V1-NO-AGE | SOLAR-V1-NO-AGE | SOLAR-V1-NO-AGE | SOLAR-V1-NO-AGE | SOLAR-V1-NO-AGE
FRA | France | Saint-AndrÃ© |  | WRI1024767 | 7.1445 | -20.9640 | 55.6421 | Solar | [5 empty] | Open Power System Data | http://data.open-power-system-data.org/renewable_power_plants/2016-10-21/ | Open Power System Data | [10 empty] | 15.75 | 15.77 | 15.75 | 15.79 | 15.75 | SOLAR-V1-NO-AGE | SOLAR-V1-NO-AGE | SOLAR-V1-NO-AGE | SOLAR-V1-NO-AGE | SOLAR-V1-NO-AGE
FRA | France | Bras-Panon |  | WRI1025360 | 1.7331 | -21.0230 | 55.6196 | Solar | [5 empty] | Open Power System Data | http://data.open-power-system-data.org/renewable_power_plants/2016-10-21/ | Open Power System Data | [10 empty] | 3.40 | 3.40 | 3.37 | 3.41 | 3.4 | SOLAR-V1-NO-AGE | SOLAR-V1-NO-AGE | SOLAR-V1-NO-AGE | SOLAR-V1-NO-AGE | SOLAR-V1-NO-AGE
FRA | France | Saint-BenoÃ®t |  | WRI1024096 | 17.0657 | -21.0377 | 55.6852 | Solar | [5 empty] | Open Power System Data | http://data.open-power-system-data.org/renewable_power_plants/2016-10-21/ | Open Power System Data | [10 empty] | 40.27 | 40.31 | 40.27 | 40.38 | 40.31 | SOLAR-V1-NO-AGE | SOLAR-V1-NO-AGE | SOLAR-V1-NO-AGE | SOLAR-V1-NO-AGE | SOLAR-V1-NO-AGE
FRA | France | Saint-Paul |  | WRI1024571 | 9.3987 | -21.0377 | 55.6852 | Solar | [5 empty] | Open Power System Data | http://data.open-power-system-data.org/renewable_power_plants/2016-10-21/ | Open Power System Data | [10 empty] | 20.84 | 20.87 | 20.84 | 20.90 | 20.87 | SOLAR-V1-NO-AGE | SOLAR-V1-NO-AGE | SOLAR-V1-NO-AGE | SOLAR-V1-NO-AGE | SOLAR-V1-NO-AGE
FRA | France | Sainte-Rose |  | WRI1024124 | 15.7297 | -21.1355 | 55.7936 | Solar | [5 empty] | Open Power System Data | http://data.open-power-system-data.org/renewable_power_plants/2016-10-21/ | Open Power System Data | [10 empty] | 37.11 | 37.15 | 37.15 | 37.21 | 37.15 | SOLAR-V1-NO-AGE | SOLAR-V1-NO-AGE | SOLAR-V1-NO-AGE | SOLAR-V1-NO-AGE | SOLAR-V1-NO-AGE
FRA | France | Mangassaye |  | WKS0060342 | 5.1 | -21.1642 | 55.8058 | Solar | [5 empty] | Wiki-Solar | https://www.wiki-solar.org | Wiki-Solar | [10 empty] | 11.21 | 11.23 | 11.23 | 11.25 | 11.23 | SOLAR-V1-NO-AGE | SOLAR-V1-NO-AGE | SOLAR-V1-NO-AGE | SOLAR-V1-NO-AGE | SOLAR-V1-NO-AGE
FRA | France | Saint-Louis |  | WRI1024409 | 11.4347 | -21.2355 | 55.5750 | Solar | [5 empty] | Open Power System Data | http://data.open-power-system-data.org/renewable_power_plants/2016-10-21/ | Open Power System Data | [10 empty] | 26.79 | 26.82 | 26.82 | 26.87 | 26.82 | SOLAR-V1-NO-AGE | SOLAR-V1-NO-AGE | SOLAR-V1-NO-AGE | SOLAR-V1-NO-AGE | SOLAR-V1-NO-AGE
FRA | France | Les Cedres |  | WKS0070435 | 9 | -21.2704 | 55.3758 | Solar | [5 empty] | Wiki-Solar | https://www.wiki-solar.org | Wiki-Solar | [10 empty] | 19.87 | 19.89 | 19.89 | 19.93 | 19.89 | SOLAR-V1-NO-AGE | SOLAR-V1-NO-AGE | SOLAR-V1-NO-AGE | SOLAR-V1-NO-AGE | SOLAR-V1-NO-AGE
FRA | France | Saint-Leu |  | WRI1025325 | 1.8659 | -21.2727 | 55.4839 | Solar | [5 empty] | Open Power System Data | http://data.open-power-system-data.org/renewable_power_plants/2016-10-21/ | Open Power System Data | [10 empty] | 3.64 | 3.64 | 3.64 | 3.65 | 3.64 | NO-ESTIMATION | NO-ESTIMATION | NO-ESTIMATION | NO-ESTIMATION | CAPACITY-FACTOR-V1
FRA | France | L'Ã‰tang-SalÃ© |  | WRI1025297 | 1.9637 | -21.2766 | 55.3811 | Solar | [5 empty] | Open Power System Data | http://data.open-power-system-data.org/renewable_power_plants/2016-10-21/ | Open Power System Data | [10 empty] | 3.92 | 3.93 | 3.93 | 3.93 | 3.93 | HYDRO-V1 | HYDRO-V1 | HYDRO-V1 | HYDRO-V1 | HYDRO-V1
FRA | France | Le Tampon |  | WRI1024808 | 6.3448 | -21.2876 | 55.4963 | Solar | [5 empty] | Open Power System Data | http://data.open-power-system-data.org/renewable_power_plants/2016-10-21/ | Open Power System Data | [10 empty] | 13.98 | 13.99 | 13.99 | 14.02 | 13.99 | SOLAR-V1-NO-AGE | SOLAR-V1-NO-AGE | SOLAR-V1-NO-AGE | SOLAR-V1-NO-AGE | SOLAR-V1-NO-AGE
FRA | France | Saint-Joseph |  | WRI1025206 | 2.3208 | -21.3060 | 55.6419 | Solar | [5 empty] | Open Power System Data | http://data.open-power-system-data.org/renewable_power_plants/2016-10-21/ | Open Power System Data | [10 empty] | 4.71 | 4.72 | 4.72 | 4.73 | 4.72 | SOLAR-V1-NO-AGE | SOLAR-V1-NO-AGE | SOLAR-V1-NO-AGE | SOLAR-V1-NO-AGE | SOLAR-V1-NO-AGE
FRA | France | Saint-Pierre |  | WRI1023960 | 35.471 | -21.3194 | 55.4400 | Solar | [5 empty] | Open Power System Data | http://data.open-power-system-data.org/renewable_power_plants/2016-10-21/ | Open Power System Data | [10 empty] | 86.15 | 86.24 | 86.24 | 86.39 | 86.24 | SOLAR-V1-NO-AGE | SOLAR-V1-NO-AGE | SOLAR-V1-NO-AGE | SOLAR-V1-NO-AGE | SOLAR-V1-NO-AGE
FRA | France | Le Marin |  | WRI1025628 | 1.1811 | 14.4839 | -60.8575 | Solar | [5 empty] | Open Power System Data | http://data.open-power-system-data.org/renewable_power_plants/2016-10-21/ | Open Power System Data | [10 empty] | 2.14 | 2.14 | 2.14 | 2.15 | 2.14 | SOLAR-V1-NO-AGE | SOLAR-V1-NO-AGE | SOLAR-V1-NO-AGE | SOLAR-V1-NO-AGE | SOLAR-V1-NO-AGE
FRA | France | RiviÃ¨re-SalÃ©e |  | WRI1025502 | 1.3825 | 14.5259 | -60.9646 | Solar | [5 empty] | Open Power System Data | http://data.open-power-system-data.org/renewable_power_plants/2016-10-21/ | Open Power System Data | [10 empty] | 2.55 | 2.55 | 2.55 | 2.56 | 2.55 | SOLAR-V1-NO-AGE | SOLAR-V1-NO-AGE | SOLAR-V1-NO-AGE | SOLAR-V1-NO-AGE | SOLAR-V1-NO-AGE
FRA | France | Ducos |  | WRI1024637 | 8.7532 | 14.5779 | -60.9675 | Solar | [5 empty] | Open Power System Data | http://data.open-power-system-data.org/renewable_power_plants/2016-10-21/ | Open Power System Data | [10 empty] | 19.35 | 19.35 | 19.35 | 19.40 | 19.35 | SOLAR-V1-NO-AGE | SOLAR-V1-NO-AGE | SOLAR-V1-NO-AGE | SOLAR-V1-NO-AGE | SOLAR-V1-NO-AGE
FRA | France | Le Lamentin |  | WRI1024129 | 15.0218 | 14.6247 | -60.9936 | Solar | [5 empty] | Open Power System Data | http://data.open-power-system-data.org/renewable_power_plants/2016-10-21/ | Open Power System Data | [10 empty] | 35.56 | 35.56 | 35.56 | 35.65 | 35.56 | SOLAR-V1-NO-AGE | SOLAR-V1-NO-AGE | SOLAR-V1-NO-AGE | SOLAR-V1-NO-AGE | SOLAR-V1-NO-AGE
FRA | France | Fort-de-France |  | WRI1024769 | 7.1074 | 14.6409 | -61.0692 | Solar | [5 empty] | Open Power System Data | http://data.open-power-system-data.org/renewable_power_plants/2016-10-21/ | Open Power System Data | [10 empty] | 15.69 | 15.69 | 15.69 | 15.73 | 15.69 | SOLAR-V1-NO-AGE | SOLAR-V1-NO-AGE | SOLAR-V1-NO-AGE | SOLAR-V1-NO-AGE | SOLAR-V1-NO-AGE
FRA | France | Le Robert |  | WRI1024995 | 4.1951 | 14.6750 | -60.9426 | Solar | [5 empty] | Open Power System Data | http://data.open-power-system-data.org/renewable_power_plants/2016-10-21/ | Open Power System Data | [10 empty] | 8.06 | 8.06 | 8.06 | 8.08 | 8.06 | SOLAR-V1-NO-AGE | SOLAR-V1-NO-AGE | SOLAR-V1-NO-AGE | SOLAR-V1-NO-AGE | SOLAR-V1-NO-AGE
FRA | France | La TrinitÃ© |  | WRI1025719 | 1.0746 | 14.7383 | -60.9506 | Solar | [5 empty] | Open Power System Data | http://data.open-power-system-data.org/renewable_power_plants/2016-10-21/ | Open Power System Data | [10 empty] | 1.89 | 1.89 | 1.89 | 1.90 | 1.89 | SOLAR-V1-NO-AGE | SOLAR-V1-NO-AGE | SOLAR-V1-NO-AGE | SOLAR-V1-NO-AGE | SOLAR-V1-NO-AGE
FRA | France | Le Morne-Rouge |  | WRI1025565 | 1.2504 | 14.7690 | -61.1203 | Solar | [5 empty] | Open Power System Data | http://data.open-power-system-data.org/renewable_power_plants/2016-10-21/ | Open Power System Data | [10 empty] | 2.29 | 2.29 | 2.29 | 2.30 | 2.29 | NO-ESTIMATION | NO-ESTIMATION | NO-ESTIMATION | NO-ESTIMATION | CAPACITY-FACTOR-V1
FRA | France | Sainte-Marie |  | WRI1024927 | 4.7941 | 14.7692 | -61.0178 | Solar | [5 empty] | Open Power System Data | http://data.open-power-system-data.org/renewable_power_plants/2016-10-21/ | Open Power System Data | [10 empty] | 11.18 | 11.18 | 11.18 | 11.21 | 11.18 | SOLAR-V1-NO-AGE | SOLAR-V1-NO-AGE | SOLAR-V1-NO-AGE | SOLAR-V1-NO-AGE | SOLAR-V1-NO-AGE
FRA | France | Le Lorrain |  | WRI1025020 | 3.953 | 14.8015 | -61.0767 | Solar | [5 empty] | Open Power System Data | http://data.open-power-system-data.org/renewable_power_plants/2016-10-21/ | Open Power System Data | [10 empty] | 7.64 | 7.64 | 7.64 | 7.67 | 7.64 | SOLAR-V1-NO-AGE | SOLAR-V1-NO-AGE | SOLAR-V1-NO-AGE | SOLAR-V1-NO-AGE | SOLAR-V1-NO-AGE
FRA | France | Macouba |  | WRI1024939 | 4.7 | 14.8552 | -61.1515 | Solar | [5 empty] | Open Power System Data | http://data.open-power-system-data.org/renewable_power_plants/2016-10-21/ | Open Power System Data | [10 empty] | 10.64 | 10.64 | 10.64 | 10.67 | 10.64 | SOLAR-V1-NO-AGE | SOLAR-V1-NO-AGE | SOLAR-V1-NO-AGE | SOLAR-V1-NO-AGE | SOLAR-V1-NO-AGE
FRA | France | Capesterre-de-Marie-Galante |  | WRI1025261 | 2.1148 | 15.9202 | -61.2297 | Solar | [5 empty] | Open Power System Data | http://data.open-power-system-data.org/renewable_power_plants/2016-10-21/ | Open Power System Data | [10 empty] | 4.26 | 4.26 | 4.26 | 4.27 | 4.26 | SOLAR-V1-NO-AGE | SOLAR-V1-NO-AGE | SOLAR-V1-NO-AGE | SOLAR-V1-NO-AGE | SOLAR-V1-NO-AGE
FRA | France | Gourbeyre |  | WRI1025539 | 1.3017 | 15.9940 | -61.6864 | Solar | [5 empty] | Open Power System Data | http://data.open-power-system-data.org/renewable_power_plants/2016-10-21/ | Open Power System Data | [10 empty] | 2.38 | 2.38 | 2.38 | 2.39 | 2.38 | SOLAR-V1-NO-AGE | SOLAR-V1-NO-AGE | SOLAR-V1-NO-AGE | SOLAR-V1-NO-AGE | SOLAR-V1-NO-AGE
FRA | France | Basse-Terre |  | WRI1025562 | 1.2586 | 16.0004 | -61.7288 | Solar | [5 empty] | Open Power System Data | http://data.open-power-system-data.org/renewable_power_plants/2016-10-21/ | Open Power System Data | [10 empty] | 2.31 | 2.31 | 2.31 | 2.31 | 2.31 | SOLAR-V1-NO-AGE | SOLAR-V1-NO-AGE | SOLAR-V1-NO-AGE | SOLAR-V1-NO-AGE | SOLAR-V1-NO-AGE
FRA | France | Saint-Claude |  | WRI1025581 | 1.2366 | 16.0334 | -61.6901 | Solar | [5 empty] | Open Power System Data | http://data.open-power-system-data.org/renewable_power_plants/2016-10-21/ | Open Power System Data | [10 empty] | 2.24 | 2.24 | 2.24 | 2.25 | 2.24 | SOLAR-V1-NO-AGE | SOLAR-V1-NO-AGE | SOLAR-V1-NO-AGE | SOLAR-V1-NO-AGE | SOLAR-V1-NO-AGE
FRA | France | Capesterre-Belle-Eau |  | WRI1025555 | 1.2768 | 16.0551 | -61.6119 | Solar | [5 empty] | Open Power System Data | http://data.open-power-system-data.org/renewable_power_plants/2016-10-21/ | Open Power System Data | [10 empty] | 2.34 | 2.34 | 2.34 | 2.35 | 2.34 | SOLAR-V1-NO-AGE | SOLAR-V1-NO-AGE | SOLAR-V1-NO-AGE | SOLAR-V1-NO-AGE | SOLAR-V1-NO-AGE
FRA | France | Petit-Bourg |  | WRI1025598 | 1.2119 | 16.1715 | -61.6577 | Solar | [5 empty] | Open Power System Data | http://data.open-power-system-data.org/renewable_power_plants/2016-10-21/ | Open Power System Data | [10 empty] | 2.20 | 2.20 | 2.20 | 2.20 | 2.2 | SOLAR-V1-NO-AGE | SOLAR-V1-NO-AGE | SOLAR-V1-NO-AGE | SOLAR-V1-NO-AGE | SOLAR-V1-NO-AGE
FRA | France | Lamentin |  | WRI1025303 | 1.9381 | 16.2410 | -61.6688 | Solar | [5 empty] | Open Power System Data | http://data.open-power-system-data.org/renewable_power_plants/2016-10-21/ | Open Power System Data | [10 empty] | 3.79 | 3.79 | 3.79 | 3.80 | 3.79 | SOLAR-V1-NO-AGE | SOLAR-V1-NO-AGE | SOLAR-V1-NO-AGE | SOLAR-V1-NO-AGE | SOLAR-V1-NO-AGE
FRA | France | Baie-Mahault |  | WRI1024102 | 16.9895 | 16.2516 | -61.5922 | Solar | [5 empty] | Open Power System Data | http://data.open-power-system-data.org/renewable_power_plants/2016-10-21/ | Open Power System Data | [10 empty] | 40.09 | 40.09 | 40.09 | 40.20 | 40.09 | SOLAR-V1-NO-AGE | SOLAR-V1-NO-AGE | SOLAR-V1-NO-AGE | SOLAR-V1-NO-AGE | SOLAR-V1-NO-AGE
FRA | France | Les Abymes |  | WRI1025125 | 2.782 | 16.2727 | -61.5017 | Solar | [5 empty] | Open Power System Data | http://data.open-power-system-data.org/renewable_power_plants/2016-10-21/ | Open Power System Data | [10 empty] | 5.57 | 5.57 | 5.57 | 5.58 | 5.57 | SOLAR-V1-NO-AGE | SOLAR-V1-NO-AGE | SOLAR-V1-NO-AGE | SOLAR-V1-NO-AGE | SOLAR-V1-NO-AGE
FRA | France | Saint-FranÃ§ois |  | WRI1024743 | 7.7834 | 16.2730 | -61.2811 | Solar | [5 empty] | Open Power System Data | http://data.open-power-system-data.org/renewable_power_plants/2016-10-21/ | Open Power System Data | [10 empty] | 17.04 | 17.04 | 17.04 | 17.08 | 17.04 | SOLAR-V1-NO-AGE | SOLAR-V1-NO-AGE | SOLAR-V1-NO-AGE | SOLAR-V1-NO-AGE | SOLAR-V1-NO-AGE
FRA | France | Sainte-Rose |  | WRI1025321 | 1.8801 | 16.2938 | -61.7107 | Solar | [5 empty] | Open Power System Data | http://data.open-power-system-data.org/renewable_power_plants/2016-10-21/ | Open Power System Data | [10 empty] | 3.67 | 3.67 | 3.67 | 3.68 | 3.67 | SOLAR-V1-NO-AGE | SOLAR-V1-NO-AGE | SOLAR-V1-NO-AGE | SOLAR-V1-NO-AGE | SOLAR-V1-NO-AGE
FRA | France | Le Moule |  | WRI1024556 | 9.8853 | 16.3205 | -61.3714 | Solar | [5 empty] | Open Power System Data | http://data.open-power-system-data.org/renewable_power_plants/2016-10-21/ | Open Power System Data | [10 empty] | 21.60 | 21.60 | 21.60 | 21.66 | 21.6 | SOLAR-V1-NO-AGE | SOLAR-V1-NO-AGE | SOLAR-V1-NO-AGE | SOLAR-V1-NO-AGE | SOLAR-V1-NO-AGE
FRA | France | Petit-Canal |  | WRI1024170 | 13.3973 | 16.3899 | -61.4498 | Solar | [5 empty] | Open Power System Data | http://data.open-power-system-data.org/renewable_power_plants/2016-10-21/ | Open Power System Data | [10 empty] | 31.52 | 31.52 | 31.52 | 31.61 | 31.52 | SOLAR-V1-NO-AGE | SOLAR-V1-NO-AGE | SOLAR-V1-NO-AGE | SOLAR-V1-NO-AGE | SOLAR-V1-NO-AGE
FRA | France | MontsinÃ©ry-Tonnegrande |  | WRI1024771 | 7.0056 | 4.8095 | -52.5097 | Solar | [5 empty] | Open Power System Data | http://data.open-power-system-data.org/renewable_power_plants/2016-10-21/ | Open Power System Data | [10 empty] | 14.78 | 14.19 | 15.34 | 13.99 | 13.87 | SOLAR-V1-NO-AGE | SOLAR-V1-NO-AGE | SOLAR-V1-NO-AGE | SOLAR-V1-NO-AGE | SOLAR-V1-NO-AGE
FRA | France | Matoury |  | WRI1024577 | 9.2583 | 4.8316 | -52.3436 | Solar | [5 empty] | Open Power System Data | http://data.open-power-system-data.org/renewable_power_plants/2016-10-21/ | Open Power System Data | [10 empty] | 19.51 | 19.36 | 20.37 | 18.66 | 19.46 | SOLAR-V1-NO-AGE | SOLAR-V1-NO-AGE | SOLAR-V1-NO-AGE | SOLAR-V1-NO-AGE | SOLAR-V1-NO-AGE
FRA | France | Remire-Montjoly |  | WRI1024905 | 5.0371 | 4.8842 | -52.2791 | Solar | [5 empty] | Open Power System Data | http://data.open-power-system-data.org/renewable_power_plants/2016-10-21/ | Open Power System Data | [10 empty] | 10.33 | 11.02 | 11.00 | 10.03 | 10.3 | SOLAR-V1-NO-AGE | SOLAR-V1-NO-AGE | SOLAR-V1-NO-AGE | SOLAR-V1-NO-AGE | SOLAR-V1-NO-AGE
FRA | France | Kourou |  | WRI1024167 | 13.5855 | 4.9334 | -52.7663 | Solar | [5 empty] | Open Power System Data | http://data.open-power-system-data.org/renewable_power_plants/2016-10-21/ | Open Power System Data | [10 empty] | 31.47 | 30.48 | 31.81 | 29.68 | 31.01 | SOLAR-V1-NO-AGE | SOLAR-V1-NO-AGE | SOLAR-V1-NO-AGE | SOLAR-V1-NO-AGE | SOLAR-V1-NO-AGE
FRA | France | Saint-Laurent-du-Maroni |  | WRI1025167 | 2.4957 | 4.9463 | -53.9780 | Solar | [5 empty] | Open Power System Data | http://data.open-power-system-data.org/renewable_power_plants/2016-10-21/ | Open Power System Data | [10 empty] | 4.76 | 4.64 | 5.01 | 4.51 | 4.47 | SOLAR-V1-NO-AGE | SOLAR-V1-NO-AGE | SOLAR-V1-NO-AGE | SOLAR-V1-NO-AGE | SOLAR-V1-NO-AGE
FRA | France | Macouria |  | WRI1024855 | 5.9562 | 4.9822 | -52.5087 | Solar | [5 empty] | Open Power System Data | http://data.open-power-system-data.org/renewable_power_plants/2016-10-21/ | Open Power System Data | [10 empty] | 12.23 | 11.95 | 13.03 | 11.94 | 12.42 | SOLAR-V1-NO-AGE | SOLAR-V1-NO-AGE | SOLAR-V1-NO-AGE | SOLAR-V1-NO-AGE | SOLAR-V1-NO-AGE
FRA | France | Mana |  | WRI1025528 | 1.3184 | 4.9917 | -53.6455 | Solar | [5 empty] | Open Power System Data | http://data.open-power-system-data.org/renewable_power_plants/2016-10-21/ | Open Power System Data | [10 empty] | 2.45 | 2.21 | 2.17 | 2.17 | 2.16 | SOLAR-V1-NO-AGE | SOLAR-V1-NO-AGE | SOLAR-V1-NO-AGE | SOLAR-V1-NO-AGE | SOLAR-V1-NO-AGE
FRA | France | Bonifacio |  | WRI1024909 | 5.0243 | 41.4355 | 9.1857 | Solar | [5 empty] | Open Power System Data | http://data.open-power-system-data.org/renewable_power_plants/2016-10-21/ | Open Power System Data | [10 empty] | 9.27 | 9.59 | 9.48 | 9.95 | 9.94 | SOLAR-V1-NO-AGE | SOLAR-V1-NO-AGE | SOLAR-V1-NO-AGE | SOLAR-V1-NO-AGE | SOLAR-V1-NO-AGE
FRA | France | SartÃ¨ne |  | WRI1024957 | 4.5118 | 41.5715 | 8.9354 | Solar | [5 empty] | Open Power System Data | http://data.open-power-system-data.org/renewable_power_plants/2016-10-21/ | Open Power System Data | [10 empty] | 7.96 | 8.22 | 7.82 | 8.39 | 8.23 | SOLAR-V1-NO-AGE | SOLAR-V1-NO-AGE | SOLAR-V1-NO-AGE | SOLAR-V1-NO-AGE | SOLAR-V1-NO-AGE
FRA | France | Santa Lucia |  | WKS0069066 | 4.4 | 41.7010 | 9.3763 | Solar | [5 empty] | Wiki-Solar | https://www.wiki-solar.org | Wiki-Solar | [10 empty] | 7.84 | 7.80 | 7.41 | 8.05 | 8.05 | NO-ESTIMATION | NO-ESTIMATION | NO-ESTIMATION | NO-ESTIMATION | CAPACITY-FACTOR-V1
FRA | France | Zonza |  | WRI1025055 | 3.535 | 41.7213 | 9.2666 | Solar | [5 empty] | Open Power System Data | http://data.open-power-system-data.org/renewable_power_plants/2016-10-21/ | Open Power System Data | [10 empty] | 6.36 | 6.30 | 5.97 | 6.42 | 6.6 | SOLAR-V1-NO-AGE | SOLAR-V1-NO-AGE | SOLAR-V1-NO-AGE | SOLAR-V1-NO-AGE | SOLAR-V1-NO-AGE
FRA | France | Coti-Chiavari |  | WRI1025218 | 2.2692 | 41.7691 | 8.7525 | Solar | [5 empty] | Open Power System Data | http://data.open-power-system-data.org/renewable_power_plants/2016-10-21/ | Open Power System Data | 1093530 | [9 empty] | 4.24 | 4.17 | 4.16 | 4.04 | 4.34 | NO-ESTIMATION | NO-ESTIMATION | NO-ESTIMATION | NO-ESTIMATION | CAPACITY-FACTOR-V1
FRA | France | Ajaccio |  | WRI1025231 | 2.2095 | 41.9349 | 8.7013 | Solar | [5 empty] | Open Power System Data | http://data.open-power-system-data.org/renewable_power_plants/2016-10-21/ | Open Power System Data | [10 empty] | 4.12 | 4.05 | 4.09 | 4.11 | 4.19 | SOLAR-V1-NO-AGE | SOLAR-V1-NO-AGE | SOLAR-V1-NO-AGE | SOLAR-V1-NO-AGE | SOLAR-V1-NO-AGE
FRA | France | Bastelicaccia |  | WRI1024965 | 4.4824 | 41.9357 | 8.8369 | Solar | [5 empty] | Open Power System Data | http://data.open-power-system-data.org/renewable_power_plants/2016-10-21/ | Open Power System Data | [10 empty] | 8.24 | 8.10 | 8.08 | 8.09 | 8.27 | SOLAR-V1-NO-AGE | SOLAR-V1-NO-AGE | SOLAR-V1-NO-AGE | SOLAR-V1-NO-AGE | SOLAR-V1-NO-AGE
FRA | France | Appietto |  | WRI1024933 | 4.7493 | 42.0034 | 8.7342 | Solar | [5 empty] | Open Power System Data | http://data.open-power-system-data.org/renewable_power_plants/2016-10-21/ | Open Power System Data | [10 empty] | 9.87 | 9.81 | 9.83 | 9.96 | 9.88 | SOLAR-V1-NO-AGE | SOLAR-V1-NO-AGE | SOLAR-V1-NO-AGE | SOLAR-V1-NO-AGE | SOLAR-V1-NO-AGE
FRA | France | Prunelli-di-Fiumorbo |  | WRI1025498 | 1.3879 | 42.0072 | 9.3674 | Solar | [5 empty] | Open Power System Data | http://data.open-power-system-data.org/renewable_power_plants/2016-10-21/ | Open Power System Data | [10 empty] | 2.33 | 2.42 | 2.34 | 2.37 | 2.4 | NO-ESTIMATION | NO-ESTIMATION | NO-ESTIMATION | NO-ESTIMATION | CAPACITY-FACTOR-V1
FRA | France | Ghisonaccia |  | WKS0070429 | 12 | 42.0350 | 9.4450 | Solar | [5 empty] | Wiki-Solar | https://www.wiki-solar.org | Wiki-Solar | [10 empty] | 23.03 | 22.98 | 22.92 | 23.32 | 24.35 | SOLAR-V1-NO-AGE | SOLAR-V1-NO-AGE | SOLAR-V1-NO-AGE | SOLAR-V1-NO-AGE | SOLAR-V1-NO-AGE
FRA | France | Ghisonaccia |  | WRI1025590 | 1.2234 | 42.0438 | 9.4225 | Solar | [5 empty] | Open Power System Data | http://data.open-power-system-data.org/renewable_power_plants/2016-10-21/ | Open Power System Data | [10 empty] | 2.05 | 2.00 | 1.92 | 1.99 | 1.97 | NO-ESTIMATION | NO-ESTIMATION | NO-ESTIMATION | NO-ESTIMATION | CAPACITY-FACTOR-V1
FRA | France | Ucciani |  | WRI1025232 | 2.2069 | 42.0475 | 8.9822 | Solar | [5 empty] | Open Power System Data | http://data.open-power-system-data.org/renewable_power_plants/2016-10-21/ | Open Power System Data | [10 empty] | 4.10 | 4.04 | 4.14 | 4.10 | 4.18 | SOLAR-V1-NO-AGE | SOLAR-V1-NO-AGE | SOLAR-V1-NO-AGE | SOLAR-V1-NO-AGE | SOLAR-V1-NO-AGE
FRA | France | Poggio-di-Nazza |  | WRI1024958 | 4.5 | 42.0523 | 9.2929 | Solar | [5 empty] | Open Power System Data | http://data.open-power-system-data.org/renewable_power_plants/2016-10-21/ | Open Power System Data | 1098172 | [9 empty] | 7.98 | 8.22 | 8.14 | 8.25 | 8.28 | SOLAR-V1-NO-AGE | SOLAR-V1-NO-AGE | SOLAR-V1-NO-AGE | SOLAR-V1-NO-AGE | SOLAR-V1-NO-AGE
FRA | France | Mortella |  | WKS0062356 | 7 | 42.0540 | 9.3960 | Solar | [5 empty] | Wiki-Solar | https://www.wiki-solar.org | Wiki-Solar | [10 empty] | 12.95 | 13.09 | 13.02 | 13.16 | 13.38 | SOLAR-V1-NO-AGE | SOLAR-V1-NO-AGE | SOLAR-V1-NO-AGE | SOLAR-V1-NO-AGE | SOLAR-V1-NO-AGE
FRA | France | Olmo 1 |  | WKS0070436 | 4 | 42.0834 | 9.3923 | Solar | [5 empty] | Wiki-Solar | https://www.wiki-solar.org | Wiki-Solar | [10 empty] | 7.08 | 7.16 | 7.12 | 7.25 | 7.32 | NO-ESTIMATION | NO-ESTIMATION | NO-ESTIMATION | NO-ESTIMATION | CAPACITY-FACTOR-V1
FRA | France | Aghione 2 |  | WKS0070583 | 4 | 42.0849 | 9.3986 | Solar | [5 empty] | Wiki-Solar | https://www.wiki-solar.org | Wiki-Solar | [10 empty] | 7.04 | 7.18 | 7.12 | 7.20 | 7.3 | SOLAR-V1-NO-AGE | SOLAR-V1-NO-AGE | SOLAR-V1-NO-AGE | SOLAR-V1-NO-AGE | SOLAR-V1-NO-AGE
FRA | France | Aghione 3 |  | WKS0069592 | 12 | 42.0960 | 9.4000 | Solar | [5 empty] | Wiki-Solar | https://www.wiki-solar.org | Wiki-Solar | [10 empty] | 22.66 | 23.03 | 22.93 | 23.57 | 24 | SOLAR-V1-NO-AGE | SOLAR-V1-NO-AGE | SOLAR-V1-NO-AGE | SOLAR-V1-NO-AGE | SOLAR-V1-NO-AGE
FRA | France | Aghione |  | WRI1024646 | 8.5331 | 42.0986 | 9.4119 | Solar | [5 empty] | Open Power System Data | http://data.open-power-system-data.org/renewable_power_plants/2016-10-21/ | Open Power System Data | [10 empty] | 15.12 | 15.45 | 15.38 | 15.72 | 15.58 | SOLAR-V1-NO-AGE | SOLAR-V1-NO-AGE | SOLAR-V1-NO-AGE | SOLAR-V1-NO-AGE | SOLAR-V1-NO-AGE
FRA | France | AlÃ©ria |  | WRI1025040 | 3.662 | 42.1061 | 9.4960 | Solar | [5 empty] | Open Power System Data | http://data.open-power-system-data.org/renewable_power_plants/2016-10-21/ | Open Power System Data | 1096487 | [9 empty] | 6.62 | 6.45 | 6.55 | 6.48 | 6.78 | SOLAR-V1-NO-AGE | SOLAR-V1-NO-AGE | SOLAR-V1-NO-AGE | SOLAR-V1-NO-AGE | SOLAR-V1-NO-AGE
FRA | France | Tallone |  | WRI1025098 | 3.094 | 42.1844 | 9.4658 | Solar | [5 empty] | Open Power System Data | http://data.open-power-system-data.org/renewable_power_plants/2016-10-21/ | Open Power System Data | 1096488 | [9 empty] | 5.80 | 5.64 | 5.72 | 5.69 | 5.87 | SOLAR-V1-NO-AGE | SOLAR-V1-NO-AGE | SOLAR-V1-NO-AGE | SOLAR-V1-NO-AGE | SOLAR-V1-NO-AGE
FRA | France | Poggio-di-Venaco |  | WRI1024962 | 4.49 | 42.2689 | 9.2060 | Solar | [5 empty] | Open Power System Data | http://data.open-power-system-data.org/renewable_power_plants/2016-10-21/ | Open Power System Data | [10 empty] | 7.97 | 8.15 | 8.09 | 8.18 | 8.21 | SOLAR-V1-NO-AGE | SOLAR-V1-NO-AGE | SOLAR-V1-NO-AGE | SOLAR-V1-NO-AGE | SOLAR-V1-NO-AGE
FRA | France | Corte |  | WRI1025509 | 1.3563 | 42.2704 | 9.0836 | Solar | [5 empty] | Open Power System Data | http://data.open-power-system-data.org/renewable_power_plants/2016-10-21/ | Open Power System Data | [10 empty] | 2.36 | 2.32 | 2.22 | 2.26 | 2.32 | SOLAR-V1-NO-AGE | SOLAR-V1-NO-AGE | SOLAR-V1-NO-AGE | SOLAR-V1-NO-AGE | SOLAR-V1-NO-AGE
FRA | France | Folelli |  | WKS0069591 | 12 | 42.4570 | 9.5310 | Solar | [5 empty] | Wiki-Solar | https://www.wiki-solar.org | Wiki-Solar | [10 empty] | 22.92 | 23.11 | 22.72 | 23.59 | 24.36 | SOLAR-V1-NO-AGE | SOLAR-V1-NO-AGE | SOLAR-V1-NO-AGE | SOLAR-V1-NO-AGE | SOLAR-V1-NO-AGE
FRA | France | Calenzana |  | WRI1025180 | 2.4142 | 42.4783 | 8.8041 | Solar | [5 empty] | Open Power System Data | http://data.open-power-system-data.org/renewable_power_plants/2016-10-21/ | Open Power System Data | [10 empty] | 4.41 | 4.51 | 4.57 | 4.54 | 4.67 | SOLAR-V1-NO-AGE | SOLAR-V1-NO-AGE | SOLAR-V1-NO-AGE | SOLAR-V1-NO-AGE | SOLAR-V1-NO-AGE
FRA | France | Venzolasca |  | WRI1024931 | 4.7653 | 42.5013 | 9.4933 | Solar | [5 empty] | Open Power System Data | http://data.open-power-system-data.org/renewable_power_plants/2016-10-21/ | Open Power System Data | 1098171 | [9 empty] | 10.35 | 10.36 | 10.23 | 10.37 | 10.18 | SOLAR-V1-NO-AGE | SOLAR-V1-NO-AGE | SOLAR-V1-NO-AGE | SOLAR-V1-NO-AGE | SOLAR-V1-NO-AGE
FRA | France | Moncale |  | WRI1025207 | 2.3127 | 42.5033 | 8.8196 | Solar | [5 empty] | Open Power System Data | http://data.open-power-system-data.org/renewable_power_plants/2016-10-21/ | Open Power System Data | 1102996 | [9 empty] | 4.21 | 4.37 | 4.36 | 4.35 | 4.46 | SOLAR-V1-NO-AGE | SOLAR-V1-NO-AGE | SOLAR-V1-NO-AGE | SOLAR-V1-NO-AGE | SOLAR-V1-NO-AGE
FRA | France | Castifao |  | WRI1025129 | 2.7394 | 42.5260 | 9.1193 | Solar | [5 empty] | Open Power System Data | http://data.open-power-system-data.org/renewable_power_plants/2016-10-21/ | Open Power System Data | [10 empty] | 5.11 | 5.06 | 5.06 | 5.03 | 5.11 | SOLAR-V1-NO-AGE | SOLAR-V1-NO-AGE | SOLAR-V1-NO-AGE | SOLAR-V1-NO-AGE | SOLAR-V1-NO-AGE
FRA | France | Le Boulou |  | WRI1024693 | 8.0331 | 42.5267 | 2.8316 | Solar | [5 empty] | Open Power System Data | http://data.open-power-system-data.org/renewable_power_plants/2016-10-21/ | Open Power System Data | [10 empty] | 13.28 | 13.25 | 14.76 | 14.77 | 14.95 | SOLAR-V1-NO-AGE | SOLAR-V1-NO-AGE | SOLAR-V1-NO-AGE | SOLAR-V1-NO-AGE | SOLAR-V1-NO-AGE
FRA | France | Saint-AndrÃ© |  | WRI1025203 | 2.3366 | 42.5530 | 2.9811 | Solar | [5 empty] | Open Power System Data | http://data.open-power-system-data.org/renewable_power_plants/2016-10-21/ | Open Power System Data | [10 empty] | 4.09 | 4.10 | 4.19 | 4.20 | 4.21 | SOLAR-V1-NO-AGE | SOLAR-V1-NO-AGE | SOLAR-V1-NO-AGE | SOLAR-V1-NO-AGE | SOLAR-V1-NO-AGE
FRA | France | Borgo |  | WRI1025174 | 2.4615 | 42.5741 | 9.4575 | Solar | [5 empty] | Open Power System Data | http://data.open-power-system-data.org/renewable_power_plants/2016-10-21/ | Open Power System Data | 1095988 | [9 empty] | 4.56 | 4.59 | 4.51 | 4.62 | 4.55 | SOLAR-V1-NO-AGE | SOLAR-V1-NO-AGE | SOLAR-V1-NO-AGE | SOLAR-V1-NO-AGE | SOLAR-V1-NO-AGE
FRA | France | Elne |  | WRI1025175 | 2.4558 | 42.6003 | 2.9719 | Solar | [5 empty] | Open Power System Data | http://data.open-power-system-data.org/renewable_power_plants/2016-10-21/ | Open Power System Data | [10 empty] | 4.31 | 4.30 | 4.39 | 4.41 | 4.46 | SOLAR-V1-NO-AGE | SOLAR-V1-NO-AGE | SOLAR-V1-NO-AGE | SOLAR-V1-NO-AGE | SOLAR-V1-NO-AGE
FRA | France | Latour-Bas-Elne |  | WRI1025520 | 1.3322 | 42.6048 | 3.0053 | Solar | [5 empty] | Open Power System Data | http://data.open-power-system-data.org/renewable_power_plants/2016-10-21/ | Open Power System Data | [10 empty] | 2.18 | 2.21 | 2.25 | 2.24 | 2.19 | SOLAR-V1-NO-AGE | SOLAR-V1-NO-AGE | SOLAR-V1-NO-AGE | SOLAR-V1-NO-AGE | SOLAR-V1-NO-AGE
FRA | France | Rapale |  | WRI1024459 | 10.2771 | 42.6197 | 9.2963 | Solar | [5 empty] | Open Power System Data | http://data.open-power-system-data.org/renewable_power_plants/2016-10-21/ | Open Power System Data | [10 empty] | 19.30 | 19.24 | 18.93 | 19.34 | 19.35 | SOLAR-V1-NO-AGE | SOLAR-V1-NO-AGE | SOLAR-V1-NO-AGE | SOLAR-V1-NO-AGE | SOLAR-V1-NO-AGE
FRA | France | Saint-Cyprien |  | WKS0063340 | 4 | 42.6213 | 2.9720 | Solar | [5 empty] | Wiki-Solar | https://www.wiki-solar.org | Wiki-Solar | [10 empty] | 6.84 | 6.82 | 7.04 | 7.07 | 7.14 | SOLAR-V1-NO-AGE | SOLAR-V1-NO-AGE | SOLAR-V1-NO-AGE | SOLAR-V1-NO-AGE | SOLAR-V1-NO-AGE
FRA | France | Corneilla-del-Vercol |  | WRI1025329 | 1.8432 | 42.6226 | 2.9518 | Solar | [5 empty] | Open Power System Data | http://data.open-power-system-data.org/renewable_power_plants/2016-10-21/ | Open Power System Data | [10 empty] | 3.29 | 3.25 | 3.35 | 3.36 | 3.38 | SOLAR-V1-NO-AGE | SOLAR-V1-NO-AGE | SOLAR-V1-NO-AGE | SOLAR-V1-NO-AGE | SOLAR-V1-NO-AGE
FRA | France | Palasca |  | WRI1025171 | 2.4782 | 42.6303 | 9.0574 | Solar | [5 empty] | Open Power System Data | http://data.open-power-system-data.org/renewable_power_plants/2016-10-21/ | Open Power System Data | 1102995 | [9 empty] | 4.45 | 4.66 | 4.58 | 4.61 | 4.63 | SOLAR-V1-NO-AGE | SOLAR-V1-NO-AGE | SOLAR-V1-NO-AGE | SOLAR-V1-NO-AGE | SOLAR-V1-NO-AGE
FRA | France | Le Soler |  | WKS0065363 | 15 | 42.6630 | 2.7840 | Solar | [5 empty] | Wiki-Solar | https://www.wiki-solar.org | Wiki-Solar | [10 empty] | 24.44 | 25.18 | 25.59 | 25.53 | 28.01 | SOLAR-V1-NO-AGE | SOLAR-V1-NO-AGE | SOLAR-V1-NO-AGE | SOLAR-V1-NO-AGE | SOLAR-V1-NO-AGE
FRA | France | Ille-sur-TÃªt |  | WRI1024417 | 11.1951 | 42.6772 | 2.6162 | Solar | [5 empty] | Open Power System Data | http://data.open-power-system-data.org/renewable_power_plants/2016-10-21/ | Open Power System Data | 1108924 | [9 empty] | 18.57 | 18.42 | 18.79 | 18.73 | 20.28 | SOLAR-V1-NO-AGE | SOLAR-V1-NO-AGE | SOLAR-V1-NO-AGE | SOLAR-V1-NO-AGE | SOLAR-V1-NO-AGE
FRA | France | Perpignan Saint-Charles |  | WKS0062355 | 8.8 | 42.6828 | 2.8454 | Solar | [5 empty] | Wiki-Solar | https://www.wiki-solar.org | Wiki-Solar | [10 empty] | 15.01 | 14.47 | 16.26 | 16.17 | 16.37 | SOLAR-V1-NO-AGE | SOLAR-V1-NO-AGE | SOLAR-V1-NO-AGE | SOLAR-V1-NO-AGE | SOLAR-V1-NO-AGE
FRA | France | Perpignan |  | WRI1023988 | 25.6263 | 42.7124 | 2.9333 | Solar | [5 empty] | Open Power System Data | http://data.open-power-system-data.org/renewable_power_plants/2016-10-21/ | Open Power System Data | [10 empty] | 42.04 | 45.33 | 46.67 | 46.66 | 48.09 | SOLAR-V1-NO-AGE | SOLAR-V1-NO-AGE | SOLAR-V1-NO-AGE | SOLAR-V1-NO-AGE | SOLAR-V1-NO-AGE
FRA | France | Pia |  | WRI1025396 | 1.6285 | 42.7492 | 2.9152 | Solar | [5 empty] | Open Power System Data | http://data.open-power-system-data.org/renewable_power_plants/2016-10-21/ | Open Power System Data | [10 empty] | 2.70 | 2.90 | 2.96 | 2.98 | 3.03 | SOLAR-V1-NO-AGE | SOLAR-V1-NO-AGE | SOLAR-V1-NO-AGE | SOLAR-V1-NO-AGE | SOLAR-V1-NO-AGE
FRA | France | Torreilles |  | WRI1024211 | 12.1983 | 42.7538 | 3.0084 | Solar | [5 empty] | Open Power System Data | http://data.open-power-system-data.org/renewable_power_plants/2016-10-21/ | Open Power System Data | 1071699 | [9 empty] | 21.77 | 21.70 | 23.55 | 23.30 | 23.61 | SOLAR-V1-NO-AGE | SOLAR-V1-NO-AGE | SOLAR-V1-NO-AGE | SOLAR-V1-NO-AGE | SOLAR-V1-NO-AGE
FRA | France | Rivesaltes |  | WRI1025177 | 2.445 | 42.7789 | 2.8767 | Solar | [5 empty] | Open Power System Data | http://data.open-power-system-data.org/renewable_power_plants/2016-10-21/ | Open Power System Data | [10 empty] | 3.87 | 4.10 | 4.35 | 4.13 | 4.4 | SOLAR-V1-NO-AGE | SOLAR-V1-NO-AGE | SOLAR-V1-NO-AGE | SOLAR-V1-NO-AGE | SOLAR-V1-NO-AGE
FRA | France | Rivesaltes |  | WKS0070470 | 13.5 | 42.7969 | 2.8853 | Solar | [5 empty] | Wiki-Solar | https://www.wiki-solar.org | Wiki-Solar | [10 empty] | 22.71 | 23.86 | 25.44 | 24.22 | 25.91 | SOLAR-V1-NO-AGE | SOLAR-V1-NO-AGE | SOLAR-V1-NO-AGE | SOLAR-V1-NO-AGE | SOLAR-V1-NO-AGE
FRA | France | Meria |  | WRI1024961 | 4.4968 | 42.9200 | 9.4366 | Solar | [5 empty] | Open Power System Data | http://data.open-power-system-data.org/renewable_power_plants/2016-10-21/ | Open Power System Data | 1093531 | [9 empty] | 8.14 | 8.11 | 8.00 | 7.66 | 8.13 | SOLAR-V1-NO-AGE | SOLAR-V1-NO-AGE | SOLAR-V1-NO-AGE | SOLAR-V1-NO-AGE | SOLAR-V1-NO-AGE
FRA | France | Lavelanet |  | WRI1025115 | 2.8301 | 42.9334 | 1.8465 | Solar | [5 empty] | Open Power System Data | http://data.open-power-system-data.org/renewable_power_plants/2016-10-21/ | Open Power System Data | [10 empty] | 4.50 | 4.42 | 4.54 | 4.50 | 4.58 | SOLAR-V1-NO-AGE | SOLAR-V1-NO-AGE | SOLAR-V1-NO-AGE | SOLAR-V1-NO-AGE | SOLAR-V1-NO-AGE
FRA | France | La Palme |  | WRI1024919 | 4.8766 | 42.9653 | 2.9948 | Solar | [5 empty] | Open Power System Data | http://data.open-power-system-data.org/renewable_power_plants/2016-10-21/ | Open Power System Data | [10 empty] | 8.12 | 8.14 | 8.93 | 8.21 | 8.97 | SOLAR-V1-NO-AGE | SOLAR-V1-NO-AGE | SOLAR-V1-NO-AGE | SOLAR-V1-NO-AGE | SOLAR-V1-NO-AGE
FRA | France | Roquefort-des-CorbiÃ¨res |  | WRI1024921 | 4.8542 | 42.9921 | 2.9299 | Solar | [5 empty] | Open Power System Data | http://data.open-power-system-data.org/renewable_power_plants/2016-10-21/ | Open Power System Data | [10 empty] | 7.78 | 8.09 | 8.53 | 8.22 | 8.94 | SOLAR-V1-NO-AGE | SOLAR-V1-NO-AGE | SOLAR-V1-NO-AGE | SOLAR-V1-NO-AGE | SOLAR-V1-NO-AGE
FRA | France | Talairan |  | WRI1025605 | 1.2008 | 43.0302 | 2.6697 | Solar | [5 empty] | Open Power System Data | http://data.open-power-system-data.org/renewable_power_plants/2016-10-21/ | Open Power System Data | 1096841 | [9 empty] | 1.83 | 1.75 | 1.64 | 1.69 | 1.71 | SOLAR-V1-NO-AGE | SOLAR-V1-NO-AGE | SOLAR-V1-NO-AGE | SOLAR-V1-NO-AGE | SOLAR-V1-NO-AGE
FRA | France | La Bastide-de-Bousignac |  | WRI1025578 | 1.239 | 43.0582 | 1.8846 | Solar | [5 empty] | Open Power System Data | http://data.open-power-system-data.org/renewable_power_plants/2016-10-21/ | Open Power System Data | [10 empty] | 1.87 | 1.78 | 1.99 | 1.93 | 1.97 | SOLAR-V1-NO-AGE | SOLAR-V1-NO-AGE | SOLAR-V1-NO-AGE | SOLAR-V1-NO-AGE | SOLAR-V1-NO-AGE
FRA | France | Besset |  | WRI1025104 | 3.0014 | 43.0723 | 1.8467 | Solar | [5 empty] | Open Power System Data | http://data.open-power-system-data.org/renewable_power_plants/2016-10-21/ | Open Power System Data | [10 empty] | 4.77 | 4.69 | 4.87 | 4.82 | 4.86 | SOLAR-V1-NO-AGE | SOLAR-V1-NO-AGE | SOLAR-V1-NO-AGE | SOLAR-V1-NO-AGE | SOLAR-V1-NO-AGE
FRA | France | La Seyne-sur-Mer |  | WRI1025382 | 1.6814 | 43.0890 | 5.8708 | Solar | [5 empty] | Open Power System Data | http://data.open-power-system-data.org/renewable_power_plants/2016-10-21/ | Open Power System Data | [10 empty] | 3.13 | 3.15 | 3.20 | 3.17 | 3.21 | SOLAR-V1-NO-AGE | SOLAR-V1-NO-AGE | SOLAR-V1-NO-AGE | SOLAR-V1-NO-AGE | SOLAR-V1-NO-AGE
FRA | France | ThÃ©zan-des-CorbiÃ¨res |  | WRI1025196 | 2.3797 | 43.0893 | 2.7832 | Solar | [5 empty] | Open Power System Data | http://data.open-power-system-data.org/renewable_power_plants/2016-10-21/ | Open Power System Data | 1102158 | [9 empty] | 3.63 | 3.75 | 3.75 | 3.75 | 3.78 | SOLAR-V1-NO-AGE | SOLAR-V1-NO-AGE | SOLAR-V1-NO-AGE | SOLAR-V1-NO-AGE | SOLAR-V1-NO-AGE
FRA | France | HyÃ¨res |  | WRI1024878 | 5.421 | 43.1020 | 6.1896 | Solar | [5 empty] | Open Power System Data | http://data.open-power-system-data.org/renewable_power_plants/2016-10-21/ | Open Power System Data | [10 empty] | 10.05 | 10.13 | 10.18 | 10.08 | 10.46 | SOLAR-V1-NO-AGE | SOLAR-V1-NO-AGE | SOLAR-V1-NO-AGE | SOLAR-V1-NO-AGE | SOLAR-V1-NO-AGE
FRA | France | Saint-Amadou |  | WRI1024644 | 8.5566 | 43.1109 | 1.7154 | Solar | [5 empty] | Open Power System Data | http://data.open-power-system-data.org/renewable_power_plants/2016-10-21/ | Open Power System Data | [10 empty] | 13.87 | 13.62 | 13.80 | 13.76 | 13.85 | SOLAR-V1-NO-AGE | SOLAR-V1-NO-AGE | SOLAR-V1-NO-AGE | SOLAR-V1-NO-AGE | SOLAR-V1-NO-AGE
FRA | France | Saint-Gaudens |  | WRI1025643 | 1.1532 | 43.1196 | 0.7268 | Solar | [5 empty] | Open Power System Data | http://data.open-power-system-data.org/renewable_power_plants/2016-10-21/ | Open Power System Data | [10 empty] | 1.65 | 1.80 | 1.73 | 1.74 | 1.83 | SOLAR-V1-NO-AGE | SOLAR-V1-NO-AGE | SOLAR-V1-NO-AGE | SOLAR-V1-NO-AGE | SOLAR-V1-NO-AGE
FRA | France | Pamiers |  | WRI1025208 | 2.3026 | 43.1236 | 1.6159 | Solar | [5 empty] | Open Power System Data | http://data.open-power-system-data.org/renewable_power_plants/2016-10-21/ | Open Power System Data | [10 empty] | 3.53 | 3.45 | 3.67 | 3.58 | 3.71 | SOLAR-V1-NO-AGE | SOLAR-V1-NO-AGE | SOLAR-V1-NO-AGE | SOLAR-V1-NO-AGE | SOLAR-V1-NO-AGE
FRA | France | La Garde |  | WRI1025273 | 2.0575 | 43.1267 | 6.0191 | Solar | [5 empty] | Open Power System Data | http://data.open-power-system-data.org/renewable_power_plants/2016-10-21/ | Open Power System Data | [10 empty] | 3.76 | 3.76 | 3.81 | 3.79 | 3.86 | SOLAR-V1-NO-AGE | SOLAR-V1-NO-AGE | SOLAR-V1-NO-AGE | SOLAR-V1-NO-AGE | SOLAR-V1-NO-AGE
FRA | France | Toulon |  | WRI1025411 | 1.591 | 43.1365 | 5.9328 | Solar | [5 empty] | Open Power System Data | http://data.open-power-system-data.org/renewable_power_plants/2016-10-21/ | Open Power System Data | [10 empty] | 2.94 | 2.96 | 3.02 | 3.01 | 3.01 | SOLAR-V1-NO-AGE | SOLAR-V1-NO-AGE | SOLAR-V1-NO-AGE | SOLAR-V1-NO-AGE | SOLAR-V1-NO-AGE
FRA | France | Uglas |  | WRI1025368 | 1.7142 | 43.1406 | 0.4388 | Solar | [5 empty] | Open Power System Data | http://data.open-power-system-data.org/renewable_power_plants/2016-10-21/ | Open Power System Data | 1111400 | [9 empty] | 2.47 | 2.59 | 2.62 | 2.62 | 2.68 | SOLAR-V1-NO-AGE | SOLAR-V1-NO-AGE | SOLAR-V1-NO-AGE | SOLAR-V1-NO-AGE | SOLAR-V1-NO-AGE
FRA | France | Saint-Martory |  | WRI1025454 | 1.49 | 43.1435 | 0.9364 | Solar | [5 empty] | Open Power System Data | http://data.open-power-system-data.org/renewable_power_plants/2016-10-21/ | Open Power System Data | 1096838 | [9 empty] | 2.19 | 2.29 | 2.33 | 2.31 | 2.36 | SOLAR-V1-NO-AGE | SOLAR-V1-NO-AGE | SOLAR-V1-NO-AGE | SOLAR-V1-NO-AGE | SOLAR-V1-NO-AGE
FRA | France | Daumazan-sur-Arize |  | WRI1024448 | 10.4565 | 43.1448 | 1.3038 | Solar | [5 empty] | Open Power System Data | http://data.open-power-system-data.org/renewable_power_plants/2016-10-21/ | Open Power System Data | 1113190 | [9 empty] | 16.38 | 17.34 | 17.05 | 16.76 | 16.97 | SOLAR-V1-NO-AGE | SOLAR-V1-NO-AGE | SOLAR-V1-NO-AGE | SOLAR-V1-NO-AGE | SOLAR-V1-NO-AGE
FRA | France | La Crau |  | WRI1025580 | 1.237 | 43.1636 | 6.0930 | Solar | [5 empty] | Open Power System Data | http://data.open-power-system-data.org/renewable_power_plants/2016-10-21/ | Open Power System Data | [10 empty] | 2.05 | 2.07 | 2.12 | 2.06 | 2.04 | NO-ESTIMATION | NO-ESTIMATION | NO-ESTIMATION | NO-ESTIMATION | CAPACITY-FACTOR-V1
FRA | France | Canadel |  | WKS0069161 | 10.4 | 43.1650 | 6.4770 | Solar | [5 empty] | Wiki-Solar | https://www.wiki-solar.org | Wiki-Solar | [10 empty] | 20.29 | 19.78 | 20.00 | 20.13 | 20.79 | SOLAR-V1-NO-AGE | SOLAR-V1-NO-AGE | SOLAR-V1-NO-AGE | SOLAR-V1-NO-AGE | SOLAR-V1-NO-AGE
FRA | France | Narbonne |  | WRI1024176 | 13.1897 | 43.1651 | 3.0200 | Solar | [5 empty] | Open Power System Data | http://data.open-power-system-data.org/renewable_power_plants/2016-10-21/ | Open Power System Data | [10 empty] | 22.41 | 23.09 | 24.51 | 23.58 | 25.35 | SOLAR-V1-NO-AGE | SOLAR-V1-NO-AGE | SOLAR-V1-NO-AGE | SOLAR-V1-NO-AGE | SOLAR-V1-NO-AGE
FRA | France | Lodes |  | WRI1025776 | 1.0171 | 43.1658 | 0.6574 | Solar | [5 empty] | Open Power System Data | http://data.open-power-system-data.org/renewable_power_plants/2016-10-21/ | Open Power System Data | [10 empty] | 1.46 | 1.63 | 1.61 | 1.59 | 1.65 | SOLAR-V1-NO-AGE | SOLAR-V1-NO-AGE | SOLAR-V1-NO-AGE | SOLAR-V1-NO-AGE | SOLAR-V1-NO-AGE
FRA | France | SolliÃ¨s-Pont |  | WRI1025688 | 1.1019 | 43.1909 | 6.0636 | Solar | [5 empty] | Open Power System Data | http://data.open-power-system-data.org/renewable_power_plants/2016-10-21/ | Open Power System Data | [10 empty] | 1.81 | 1.83 | 1.88 | 1.87 | 1.73 | SOLAR-V1-NO-AGE | SOLAR-V1-NO-AGE | SOLAR-V1-NO-AGE | SOLAR-V1-NO-AGE | SOLAR-V1-NO-AGE
FRA | France | La Ciotat |  | WRI1025276 | 2.0109 | 43.1925 | 5.6122 | Solar | [5 empty] | Open Power System Data | http://data.open-power-system-data.org/renewable_power_plants/2016-10-21/ | Open Power System Data | [10 empty] | 3.65 | 3.68 | 3.73 | 3.73 | 3.74 | SOLAR-V1-NO-AGE | SOLAR-V1-NO-AGE | SOLAR-V1-NO-AGE | SOLAR-V1-NO-AGE | SOLAR-V1-NO-AGE
FRA | France | LÃ©zignan-CorbiÃ¨res |  | WRI1025389 | 1.6522 | 43.2040 | 2.7621 | Solar | [5 empty] | Open Power System Data | http://data.open-power-system-data.org/renewable_power_plants/2016-10-21/ | Open Power System Data | [10 empty] | 2.48 | 2.60 | 2.53 | 2.58 | 2.56 | SOLAR-V1-NO-AGE | SOLAR-V1-NO-AGE | SOLAR-V1-NO-AGE | SOLAR-V1-NO-AGE | SOLAR-V1-NO-AGE
FRA | France | Carcassonne |  | WRI1024940 | 4.6742 | 43.2094 | 2.3438 | Solar | [5 empty] | Open Power System Data | http://data.open-power-system-data.org/renewable_power_plants/2016-10-21/ | Open Power System Data | [10 empty] | 7.93 | 7.82 | 7.75 | 7.76 | 7.68 | NO-ESTIMATION | NO-ESTIMATION | NO-ESTIMATION | NO-ESTIMATION | CAPACITY-FACTOR-V1
FRA | France | Saverdun |  | WRI1025295 | 1.9835 | 43.2269 | 1.5735 | Solar | [5 empty] | Open Power System Data | http://data.open-power-system-data.org/renewable_power_plants/2016-10-21/ | Open Power System Data | [10 empty] | 2.96 | 3.01 | 3.14 | 3.09 | 3.16 | SOLAR-V1-NO-AGE | SOLAR-V1-NO-AGE | SOLAR-V1-NO-AGE | SOLAR-V1-NO-AGE | SOLAR-V1-NO-AGE
FRA | France | Le Castellet |  | WRI1024212 | 12.1868 | 43.2275 | 5.7657 | Solar | [5 empty] | Open Power System Data | http://data.open-power-system-data.org/renewable_power_plants/2016-10-21/ | Open Power System Data | [10 empty] | 23.61 | 22.97 | 23.11 | 23.23 | 23.57 | SOLAR-V1-NO-AGE | SOLAR-V1-NO-AGE | SOLAR-V1-NO-AGE | SOLAR-V1-NO-AGE | SOLAR-V1-NO-AGE
FRA | France | MazÃ¨res |  | WRI1025549 | 1.2938 | 43.2309 | 1.6787 | Solar | [5 empty] | Open Power System Data | http://data.open-power-system-data.org/renewable_power_plants/2016-10-21/ | Open Power System Data | [10 empty] | 1.92 | 1.89 | 2.02 | 1.95 | 2.02 | SOLAR-V1-NO-AGE | SOLAR-V1-NO-AGE | SOLAR-V1-NO-AGE | SOLAR-V1-NO-AGE | SOLAR-V1-NO-AGE
FRA | France | Tarbes |  | WRI1025656 | 1.1364 | 43.2348 | 0.0657 | Solar | [5 empty] | Open Power System Data | http://data.open-power-system-data.org/renewable_power_plants/2016-10-21/ | Open Power System Data | [10 empty] | 1.58 | 1.75 | 1.64 | 1.64 | 1.8 | SOLAR-V1-NO-AGE | SOLAR-V1-NO-AGE | SOLAR-V1-NO-AGE | SOLAR-V1-NO-AGE | SOLAR-V1-NO-AGE
FRA | France | Bram |  | WRI1025160 | 2.5304 | 43.2512 | 2.1107 | Solar | [5 empty] | Open Power System Data | http://data.open-power-system-data.org/renewable_power_plants/2016-10-21/ | Open Power System Data | [10 empty] | 3.68 | 3.94 | 3.92 | 4.11 | 3.92 | SOLAR-V1-NO-AGE | SOLAR-V1-NO-AGE | SOLAR-V1-NO-AGE | SOLAR-V1-NO-AGE | SOLAR-V1-NO-AGE
FRA | France | Saint-Marcel-sur-Aude |  | WRI1024221 | 12.0473 | 43.2518 | 2.9242 | Solar | [5 empty] | Open Power System Data | http://data.open-power-system-data.org/renewable_power_plants/2016-10-21/ | Open Power System Data | 1086164 | [9 empty] | 19.68 | 20.81 | 20.54 | 20.16 | 20.62 | SOLAR-V1-NO-AGE | SOLAR-V1-NO-AGE | SOLAR-V1-NO-AGE | SOLAR-V1-NO-AGE | SOLAR-V1-NO-AGE
FRA | France | Vendres |  | WRI1024906 | 5.0294 | 43.2582 | 3.2271 | Solar | [5 empty] | Open Power System Data | http://data.open-power-system-data.org/renewable_power_plants/2016-10-21/ | Open Power System Data | [10 empty] | 8.07 | 8.52 | 8.66 | 8.48 | 8.58 | SOLAR-V1-NO-AGE | SOLAR-V1-NO-AGE | SOLAR-V1-NO-AGE | SOLAR-V1-NO-AGE | SOLAR-V1-NO-AGE
FRA | France | Le Castellet II |  | WKS0062395 | 4.1 | 43.2592 | 5.7602 | Solar | [5 empty] | Wiki-Solar | https://www.wiki-solar.org | Wiki-Solar | [10 empty] | 6.74 | 6.67 | 6.98 | 7.02 | 7.33 | SOLAR-V1-NO-AGE | SOLAR-V1-NO-AGE | SOLAR-V1-NO-AGE | SOLAR-V1-NO-AGE | SOLAR-V1-NO-AGE
FRA | France | Signes |  | WRI1024416 | 11.2106 | 43.2776 | 5.8572 | Solar | [5 empty] | Open Power System Data | http://data.open-power-system-data.org/renewable_power_plants/2016-10-21/ | Open Power System Data | 1113198 | [9 empty] | 19.98 | 19.78 | 21.16 | 20.89 | 21.82 | SOLAR-V1-NO-AGE | SOLAR-V1-NO-AGE | SOLAR-V1-NO-AGE | SOLAR-V1-NO-AGE | SOLAR-V1-NO-AGE
FRA | France | Moussoulens |  | WKS0069135 | 7.3 | 43.2787 | 2.2120 | Solar | [5 empty] | Wiki-Solar | https://www.wiki-solar.org | Wiki-Solar | [10 empty] | 11.70 | 12.18 | 11.57 | 11.93 | 11.52 | SOLAR-V1-NO-AGE | SOLAR-V1-NO-AGE | SOLAR-V1-NO-AGE | SOLAR-V1-NO-AGE | SOLAR-V1-NO-AGE
FRA | France | Cuges-les-Pins |  | WRI1024745 | 7.7274 | 43.2809 | 5.7103 | Solar | [5 empty] | Open Power System Data | http://data.open-power-system-data.org/renewable_power_plants/2016-10-21/ | Open Power System Data | 1106662 | [9 empty] | 13.26 | 13.15 | 13.69 | 13.76 | 14.36 | SOLAR-V1-NO-AGE | SOLAR-V1-NO-AGE | SOLAR-V1-NO-AGE | SOLAR-V1-NO-AGE | SOLAR-V1-NO-AGE
FRA | France | Le Mouruen |  | WKS0064598 | 7 | 43.2815 | 5.7769 | Solar | [5 empty] | Wiki-Solar | https://www.wiki-solar.org | Wiki-Solar | [10 empty] | 11.94 | 11.89 | 12.41 | 12.39 | 12.98 | SOLAR-V1-NO-AGE | SOLAR-V1-NO-AGE | SOLAR-V1-NO-AGE | SOLAR-V1-NO-AGE | SOLAR-V1-NO-AGE
FRA | France | Calmont |  | WRI1024189 | 12.4083 | 43.2844 | 1.6265 | Solar | [5 empty] | Open Power System Data | http://data.open-power-system-data.org/renewable_power_plants/2016-10-21/ | Open Power System Data | 1104074 | [9 empty] | 19.46 | 20.56 | 20.81 | 21.37 | 20.85 | SOLAR-V1-NO-AGE | SOLAR-V1-NO-AGE | SOLAR-V1-NO-AGE | SOLAR-V1-NO-AGE | SOLAR-V1-NO-AGE
FRA | France | Pouzols-Minervois |  | WRI1024874 | 5.5826 | 43.2849 | 2.8122 | Solar | [5 empty] | Open Power System Data | http://data.open-power-system-data.org/renewable_power_plants/2016-10-21/ | Open Power System Data | 1096842 | [9 empty] | 9.01 | 9.31 | 8.90 | 9.13 | 8.65 | SOLAR-V1-NO-AGE | SOLAR-V1-NO-AGE | SOLAR-V1-NO-AGE | SOLAR-V1-NO-AGE | SOLAR-V1-NO-AGE
FRA | France | Villeraze |  | WKS0070454 | 12 | 43.2850 | 2.3700 | Solar | [5 empty] | Wiki-Solar | https://www.wiki-solar.org | Wiki-Solar | [10 empty] | 19.84 | 20.67 | 19.16 | 20.04 | 19.45 | SOLAR-V1-NO-AGE | SOLAR-V1-NO-AGE | SOLAR-V1-NO-AGE | SOLAR-V1-NO-AGE | SOLAR-V1-NO-AGE
FRA | France | Le Fousseret |  | WRI1025754 | 1.0367 | 43.2863 | 1.0651 | Solar | [5 empty] | Open Power System Data | http://data.open-power-system-data.org/renewable_power_plants/2016-10-21/ | Open Power System Data | [10 empty] | 1.52 | 1.59 | 1.74 | 1.68 | 1.54 | SOLAR-V1-NO-AGE | SOLAR-V1-NO-AGE | SOLAR-V1-NO-AGE | SOLAR-V1-NO-AGE | SOLAR-V1-NO-AGE
FRA | France | Sauvian |  | WRI1024752 | 7.566 | 43.2913 | 3.2539 | Solar | [5 empty] | Open Power System Data | http://data.open-power-system-data.org/renewable_power_plants/2016-10-21/ | Open Power System Data | [10 empty] | 11.50 | 12.74 | 12.91 | 12.66 | 12.59 | SOLAR-V1-NO-AGE | SOLAR-V1-NO-AGE | SOLAR-V1-NO-AGE | SOLAR-V1-NO-AGE | SOLAR-V1-NO-AGE
FRA | France | Aubagne |  | WRI1025163 | 2.5022 | 43.2936 | 5.5633 | Solar | [5 empty] | Open Power System Data | http://data.open-power-system-data.org/renewable_power_plants/2016-10-21/ | Open Power System Data | 1112628 | [9 empty] | 4.20 | 4.15 | 4.37 | 4.39 | 4.57 | SOLAR-V1-NO-AGE | SOLAR-V1-NO-AGE | SOLAR-V1-NO-AGE | SOLAR-V1-NO-AGE | SOLAR-V1-NO-AGE
FRA | France | NÃ©oules |  | WRI1023997 | 24.0245 | 43.2946 | 6.0261 | Solar | [5 empty] | Open Power System Data | http://data.open-power-system-data.org/renewable_power_plants/2016-10-21/ | Open Power System Data | [10 empty] | 38.56 | 39.75 | 42.15 | 41.93 | 45.3 | SOLAR-V1-NO-AGE | SOLAR-V1-NO-AGE | SOLAR-V1-NO-AGE | SOLAR-V1-NO-AGE | SOLAR-V1-NO-AGE
FRA | France | Ginestas |  | WKS0070449 | 6.8 | 43.3000 | 2.8940 | Solar | [5 empty] | Wiki-Solar | https://www.wiki-solar.org | Wiki-Solar | [10 empty] | 10.67 | 11.23 | 11.10 | 10.98 | 11.13 | SOLAR-V1-NO-AGE | SOLAR-V1-NO-AGE | SOLAR-V1-NO-AGE | SOLAR-V1-NO-AGE | SOLAR-V1-NO-AGE
FRA | France | Saint-Martin-Lalande |  | WRI1024786 | 6.8026 | 43.3015 | 2.0160 | Solar | [5 empty] | Open Power System Data | http://data.open-power-system-data.org/renewable_power_plants/2016-10-21/ | Open Power System Data | [10 empty] | 10.45 | 11.02 | 11.02 | 11.59 | 10.91 | SOLAR-V1-NO-AGE | SOLAR-V1-NO-AGE | SOLAR-V1-NO-AGE | SOLAR-V1-NO-AGE | SOLAR-V1-NO-AGE
FRA | France | Agde |  | WRI1025639 | 1.1596 | 43.3094 | 3.4846 | Solar | [5 empty] | Open Power System Data | http://data.open-power-system-data.org/renewable_power_plants/2016-10-21/ | Open Power System Data | [10 empty] | 1.77 | 1.77 | 1.89 | 1.79 | 1.91 | SOLAR-V1-NO-AGE | SOLAR-V1-NO-AGE | SOLAR-V1-NO-AGE | SOLAR-V1-NO-AGE | SOLAR-V1-NO-AGE
FRA | France | Besse-sur-Issole |  | WKS0064265 | 13.9 | 43.3110 | 6.1550 | Solar | [5 empty] | Wiki-Solar | https://www.wiki-solar.org | Wiki-Solar | [10 empty] | 23.68 | 24.51 | 24.28 | 25.94 | 27.18 | SOLAR-V1-NO-AGE | SOLAR-V1-NO-AGE | SOLAR-V1-NO-AGE | SOLAR-V1-NO-AGE | SOLAR-V1-NO-AGE
FRA | France | Vias |  | WRI1025033 | 3.7807 | 43.3132 | 3.3993 | Solar | [5 empty] | Open Power System Data | http://data.open-power-system-data.org/renewable_power_plants/2016-10-21/ | Open Power System Data | [10 empty] | 5.87 | 6.20 | 6.27 | 6.17 | 6.24 | SOLAR-V1-NO-AGE | SOLAR-V1-NO-AGE | SOLAR-V1-NO-AGE | SOLAR-V1-NO-AGE | SOLAR-V1-NO-AGE
FRA | France | Villeneuve-lÃ¨s-BÃ©ziers |  | WRI1025223 | 2.2582 | 43.3172 | 3.2903 | Solar | [5 empty] | Open Power System Data | http://data.open-power-system-data.org/renewable_power_plants/2016-10-21/ | Open Power System Data | [10 empty] | 3.45 | 3.76 | 3.78 | 3.67 | 3.65 | SOLAR-V1-NO-AGE | SOLAR-V1-NO-AGE | SOLAR-V1-NO-AGE | SOLAR-V1-NO-AGE | SOLAR-V1-NO-AGE
FRA | France | SallÃ¨les-CabardÃ¨s |  | WRI1024785 | 6.8552 | 43.3189 | 2.4174 | Solar | [5 empty] | Open Power System Data | http://data.open-power-system-data.org/renewable_power_plants/2016-10-21/ | Open Power System Data | [10 empty] | 11.12 | 11.48 | 10.67 | 11.09 | 10.82 | SOLAR-V1-NO-AGE | SOLAR-V1-NO-AGE | SOLAR-V1-NO-AGE | SOLAR-V1-NO-AGE | SOLAR-V1-NO-AGE
FRA | France | Pau |  | WRI1024969 | 4.4425 | 43.3202 | -0.3497 | Solar | [5 empty] | Open Power System Data | http://data.open-power-system-data.org/renewable_power_plants/2016-10-21/ | Open Power System Data | [10 empty] | 6.43 | 6.80 | 7.15 | 7.30 | 6.98 | HYDRO-V1 | HYDRO-V1 | HYDRO-V1 | HYDRO-V1 | HYDRO-V1
FRA | France | Lons |  | WRI1024956 | 4.5152 | 43.3212 | -0.4018 | Solar | [5 empty] | Open Power System Data | http://data.open-power-system-data.org/renewable_power_plants/2016-10-21/ | Open Power System Data | [10 empty] | 6.58 | 6.94 | 7.31 | 7.46 | 7.12 | HYDRO-V1 | HYDRO-V1 | HYDRO-V1 | HYDRO-V1 | HYDRO-V1
FRA | France | Castelnaudary |  | WRI1025170 | 2.4871 | 43.3231 | 1.9603 | Solar | [5 empty] | Open Power System Data | http://data.open-power-system-data.org/renewable_power_plants/2016-10-21/ | Open Power System Data | [10 empty] | 3.62 | 3.76 | 3.85 | 3.94 | 3.84 | SOLAR-V1-NO-AGE | SOLAR-V1-NO-AGE | SOLAR-V1-NO-AGE | SOLAR-V1-NO-AGE | SOLAR-V1-NO-AGE
FRA | France | Gratens |  | WRI1025457 | 1.4836 | 43.3261 | 1.1230 | Solar | [5 empty] | Open Power System Data | http://data.open-power-system-data.org/renewable_power_plants/2016-10-21/ | Open Power System Data | [10 empty] | 2.03 | 2.19 | 2.38 | 2.35 | 2.26 | SOLAR-V1-NO-AGE | SOLAR-V1-NO-AGE | SOLAR-V1-NO-AGE | SOLAR-V1-NO-AGE | SOLAR-V1-NO-AGE
FRA | France | Viguier Parking A |  | WKS0072464 | 4 | 43.3339 | 3.2651 | Solar | [5 empty] | Wiki-Solar | https://www.wiki-solar.org | Wiki-Solar | [10 empty] | 6.10 | 6.56 | 6.55 | 6.33 | 6.3 | SOLAR-V1-NO-AGE | SOLAR-V1-NO-AGE | SOLAR-V1-NO-AGE | SOLAR-V1-NO-AGE | SOLAR-V1-NO-AGE
FRA | France | Puits Castan |  | WKS0062446 | 5 | 43.3363 | 2.3605 | Solar | [5 empty] | Wiki-Solar | https://www.wiki-solar.org | Wiki-Solar | [10 empty] | 8.07 | 8.32 | 7.69 | 8.23 | 7.94 | SOLAR-V1-NO-AGE | SOLAR-V1-NO-AGE | SOLAR-V1-NO-AGE | SOLAR-V1-NO-AGE | SOLAR-V1-NO-AGE
FRA | France | Heliovale |  | WKS0070466 | 4.5 | 43.3428 | 3.2605 | Solar | [5 empty] | Wiki-Solar | https://www.wiki-solar.org | Wiki-Solar | [10 empty] | 6.82 | 7.39 | 7.40 | 7.12 | 7.11 | SOLAR-V1-NO-AGE | SOLAR-V1-NO-AGE | SOLAR-V1-NO-AGE | SOLAR-V1-NO-AGE | SOLAR-V1-NO-AGE
FRA | France | BÃ©ziers |  | WRI1024077 | 18.3957 | 43.3476 | 3.2308 | Solar | [5 empty] | Open Power System Data | http://data.open-power-system-data.org/renewable_power_plants/2016-10-21/ | Open Power System Data | [10 empty] | 29.77 | 31.86 | 32.31 | 30.48 | 31.55 | SOLAR-V1-NO-AGE | SOLAR-V1-NO-AGE | SOLAR-V1-NO-AGE | SOLAR-V1-NO-AGE | SOLAR-V1-NO-AGE
FRA | France | VillaniÃ¨re |  | WRI1024897 | 5.1088 | 43.3485 | 2.3509 | Solar | [5 empty] | Open Power System Data | http://data.open-power-system-data.org/renewable_power_plants/2016-10-21/ | Open Power System Data | [10 empty] | 8.25 | 8.57 | 8.04 | 8.43 | 8.11 | SOLAR-V1-NO-AGE | SOLAR-V1-NO-AGE | SOLAR-V1-NO-AGE | SOLAR-V1-NO-AGE | SOLAR-V1-NO-AGE
FRA | France | Sainte-Maxime |  | WRI1025554 | 1.2783 | 43.3567 | 6.6110 | Solar | [5 empty] | Open Power System Data | http://data.open-power-system-data.org/renewable_power_plants/2016-10-21/ | Open Power System Data | [10 empty] | 2.00 | 1.98 | 2.09 | 2.16 | 2.12 | SOLAR-V1-NO-AGE | SOLAR-V1-NO-AGE | SOLAR-V1-NO-AGE | SOLAR-V1-NO-AGE | SOLAR-V1-NO-AGE
FRA | France | Bessan |  | WRI1024686 | 8.1237 | 43.3574 | 3.4159 | Solar | [5 empty] | Open Power System Data | http://data.open-power-system-data.org/renewable_power_plants/2016-10-21/ | Open Power System Data | 1091771 | [9 empty] | 12.48 | 13.45 | 13.62 | 13.36 | 13.51 | SOLAR-V1-NO-AGE | SOLAR-V1-NO-AGE | SOLAR-V1-NO-AGE | SOLAR-V1-NO-AGE | SOLAR-V1-NO-AGE
FRA | France | Mazaugues |  | WKS0069074 | 4.5 | 43.3602 | 5.9176 | Solar | [5 empty] | Wiki-Solar | https://www.wiki-solar.org | Wiki-Solar | [10 empty] | 7.12 | 7.42 | 7.32 | 7.34 | 8.13 | SOLAR-V1-NO-AGE | SOLAR-V1-NO-AGE | SOLAR-V1-NO-AGE | SOLAR-V1-NO-AGE | SOLAR-V1-NO-AGE
FRA | France | Saint-Jean de Libron A |  | WKS0073485 | 6 | 43.3620 | 3.2770 | Solar | [5 empty] | Wiki-Solar | https://www.wiki-solar.org | Wiki-Solar | [10 empty] | 9.32 | 10.10 | 10.21 | 9.66 | 9.89 | NO-ESTIMATION | NO-ESTIMATION | NO-ESTIMATION | NO-ESTIMATION | CAPACITY-FACTOR-V1
FRA | France | Lavernose |  | WKS0069061 | 4.6 | 43.3718 | 1.2630 | Solar | [5 empty] | Wiki-Solar | https://www.wiki-solar.org | Wiki-Solar | [10 empty] | 7.00 | 7.40 | 7.83 | 7.45 | 7.6 | HYDRO-V1 | HYDRO-V1 | HYDRO-V1 | HYDRO-V1 | HYDRO-V1
FRA | France | Flassans-sur-Issole |  | WRI1025482 | 1.4157 | 43.3766 | 6.2211 | Solar | [5 empty] | Open Power System Data | http://data.open-power-system-data.org/renewable_power_plants/2016-10-21/ | Open Power System Data | [10 empty] | 2.14 | 2.20 | 2.26 | 2.20 | 2.51 | NO-ESTIMATION | NO-ESTIMATION | NO-ESTIMATION | NO-ESTIMATION | CAPACITY-FACTOR-V1
FRA | France | Avignonet-Lauragais |  | WRI1024930 | 4.7722 | 43.3771 | 1.7729 | Solar | [5 empty] | Open Power System Data | http://data.open-power-system-data.org/renewable_power_plants/2016-10-21/ | Open Power System Data | [10 empty] | 8.05 | 8.53 | 8.42 | 8.63 | 8.44 | HYDRO-V1 | HYDRO-V1 | HYDRO-V1 | HYDRO-V1 | HYDRO-V1
FRA | France | Martigues |  | WRI1025366 | 1.7201 | 43.3800 | 5.0495 | Solar | [5 empty] | Open Power System Data | http://data.open-power-system-data.org/renewable_power_plants/2016-10-21/ | Open Power System Data | [10 empty] | 2.84 | 2.87 | 3.20 | 3.10 | 3.24 | HYDRO-V1 | HYDRO-V1 | HYDRO-V1 | HYDRO-V1 | HYDRO-V1
FRA | France | L'Isle-en-Dodon |  | WRI1025220 | 2.2661 | 43.3815 | 0.8337 | Solar | [5 empty] | Open Power System Data | http://data.open-power-system-data.org/renewable_power_plants/2016-10-21/ | Open Power System Data | 1102159 | [9 empty] | 3.18 | 3.39 | 3.57 | 3.53 | 3.57 | HYDRO-V1 | HYDRO-V1 | HYDRO-V1 | HYDRO-V1 | HYDRO-V1
FRA | France | Florensac |  | WRI1025771 | 1.019 | 43.3861 | 3.4638 | Solar | [5 empty] | Open Power System Data | http://data.open-power-system-data.org/renewable_power_plants/2016-10-21/ | Open Power System Data | [10 empty] | 1.60 | 1.68 | 1.75 | 1.71 | 1.77 | HYDRO-V1 | HYDRO-V1 | HYDRO-V1 | HYDRO-V1 | HYDRO-V1
FRA | France | Vic-en-Bigorre |  | WRI1025471 | 1.4519 | 43.3913 | 0.0561 | Solar | [5 empty] | Open Power System Data | http://data.open-power-system-data.org/renewable_power_plants/2016-10-21/ | Open Power System Data | [10 empty] | 2.01 | 2.13 | 2.18 | 2.22 | 2.31 | HYDRO-V1 | HYDRO-V1 | HYDRO-V1 | HYDRO-V1 | HYDRO-V1
FRA | France | Saint-ThibÃ©ry |  | WRI1025028 | 3.8879 | 43.3922 | 3.4003 | Solar | [5 empty] | Open Power System Data | http://data.open-power-system-data.org/renewable_power_plants/2016-10-21/ | Open Power System Data | [10 empty] | 5.68 | 6.36 | 6.39 | 6.30 | 6.21 | HYDRO-V1 | HYDRO-V1 | HYDRO-V1 | HYDRO-V1 | HYDRO-V1
FRA | France | La MÃ¨de |  | WKS0069150 | 7.6 | 43.3950 | 5.1140 | Solar | [5 empty] | Wiki-Solar | https://www.wiki-solar.org | Wiki-Solar | [10 empty] | 12.63 | 12.74 | 13.87 | 13.85 | 14.22 | HYDRO-V1 | HYDRO-V1 | HYDRO-V1 | HYDRO-V1 | HYDRO-V1
FRA | France | Brignoles |  | WRI1024742 | 7.7983 | 43.3993 | 6.0766 | Solar | [5 empty] | Open Power System Data | http://data.open-power-system-data.org/renewable_power_plants/2016-10-21/ | Open Power System Data | [10 empty] | 12.75 | 13.26 | 13.41 | 13.09 | 14.55 | NO-ESTIMATION | NO-ESTIMATION | NO-ESTIMATION | NO-ESTIMATION | CAPACITY-FACTOR-V1
FRA | France | Les Pennes-Mirabeau |  | WRI1024873 | 5.5993 | 43.4032 | 5.3154 | Solar | [5 empty] | Open Power System Data | http://data.open-power-system-data.org/renewable_power_plants/2016-10-21/ | Open Power System Data | [10 empty] | 9.60 | 9.41 | 10.11 | 10.12 | 10.35 | HYDRO-V1 | HYDRO-V1 | HYDRO-V1 | HYDRO-V1 | HYDRO-V1
FRA | France | Le Bocage |  | WKS0063338 | 5 | 43.4138 | 1.9585 | Solar | [5 empty] | Wiki-Solar | https://www.wiki-solar.org | Wiki-Solar | [10 empty] | 7.73 | 8.23 | 8.13 | 8.07 | 8.16 | HYDRO-V1 | HYDRO-V1 | HYDRO-V1 | HYDRO-V1 | HYDRO-V1
FRA | France | Servian |  | WRI1025348 | 1.7661 | 43.4143 | 3.3066 | Solar | [5 empty] | Open Power System Data | http://data.open-power-system-data.org/renewable_power_plants/2016-10-21/ | Open Power System Data | [10 empty] | 2.68 | 2.91 | 2.87 | 2.77 | 2.8 | HYDRO-V1 | HYDRO-V1 | HYDRO-V1 | HYDRO-V1 | HYDRO-V1
FRA | France | Port-Saint-Louis-du-RhÃ´ne |  | WRI1025205 | 2.3244 | 43.4161 | 4.8059 | Solar | [5 empty] | Open Power System Data | http://data.open-power-system-data.org/renewable_power_plants/2016-10-21/ | Open Power System Data | [10 empty] | 3.82 | 3.88 | 4.24 | 4.15 | 4.26 | HYDRO-V1 | HYDRO-V1 | HYDRO-V1 | HYDRO-V1 | HYDRO-V1
FRA | France | Sainte-Dode |  | WRI1025473 | 1.4495 | 43.4163 | 0.3644 | Solar | [5 empty] | Open Power System Data | http://data.open-power-system-data.org/renewable_power_plants/2016-10-21/ | Open Power System Data | [10 empty] | 1.96 | 2.08 | 2.17 | 2.21 | 2.21 | SOLAR-V1-NO-AGE | SOLAR-V1-NO-AGE | SOLAR-V1-NO-AGE | SOLAR-V1-NO-AGE | SOLAR-V1-NO-AGE
FRA | France | Marignane |  | WRI1025089 | 3.1922 | 43.4173 | 5.2122 | Solar | [5 empty] | Open Power System Data | http://data.open-power-system-data.org/renewable_power_plants/2016-10-21/ | Open Power System Data | [10 empty] | 5.40 | 5.45 | 5.66 | 5.73 | 5.85 | NO-ESTIMATION | NO-ESTIMATION | NO-ESTIMATION | NO-ESTIMATION | NO-ESTIMATION
FRA | France | Cabasse |  | WRI1024219 | 12.0952 | 43.4270 | 6.2324 | Solar | [5 empty] | Open Power System Data | http://data.open-power-system-data.org/renewable_power_plants/2016-10-21/ | Open Power System Data | [10 empty] | 20.42 | 21.11 | 21.68 | 21.83 | 23.49 | NO-ESTIMATION | NO-ESTIMATION | NO-ESTIMATION | NO-ESTIMATION | CAPACITY-FACTOR-V1
FRA | France | Roquebrune-sur-Argens |  | WRI1025143 | 2.6497 | 43.4286 | 6.6518 | Solar | [5 empty] | Open Power System Data | http://data.open-power-system-data.org/renewable_power_plants/2016-10-21/ | Open Power System Data | [10 empty] | 4.26 | 4.39 | 4.60 | 4.71 | 4.77 | NO-ESTIMATION | WIND-V1 | WIND-V1 | WIND-V1 | WIND-V1
FRA | France | Saint-Michel |  | WRI1025381 | 1.6855 | 43.4315 | 0.4049 | Solar | [5 empty] | Open Power System Data | http://data.open-power-system-data.org/renewable_power_plants/2016-10-21/ | Open Power System Data | [10 empty] | 2.28 | 2.43 | 2.60 | 2.57 | 2.68 | NO-ESTIMATION | NO-ESTIMATION | NO-ESTIMATION | NO-ESTIMATION | CAPACITY-FACTOR-V1
FRA | France | Trets |  | WRI1025654 | 1.1419 | 43.4378 | 5.7002 | Solar | [5 empty] | Open Power System Data | http://data.open-power-system-data.org/renewable_power_plants/2016-10-21/ | Open Power System Data | [10 empty] | 1.68 | 1.75 | 1.77 | 1.78 | 1.88 | NO-ESTIMATION | NO-ESTIMATION | NO-ESTIMATION | NO-ESTIMATION | CAPACITY-FACTOR-V1
FRA | France | Peynier |  | WRI1025780 | 1.0076 | 43.4399 | 5.6254 | Solar | [5 empty] | Open Power System Data | http://data.open-power-system-data.org/renewable_power_plants/2016-10-21/ | Open Power System Data | [10 empty] | 1.61 | 1.65 | 1.69 | 1.69 | 1.75 | WIND-V1 | WIND-V1 | WIND-V1 | WIND-V1 | WIND-V1
FRA | France | Puits De La Brasque |  | WKS0069047 | 7.1 | 43.4480 | 6.0010 | Solar | [5 empty] | Wiki-Solar | https://www.wiki-solar.org | Wiki-Solar | [10 empty] | 11.57 | 11.93 | 12.20 | 11.89 | 13.13 | SOLAR-V1-NO-AGE | SOLAR-V1-NO-AGE | SOLAR-V1-NO-AGE | SOLAR-V1-NO-AGE | SOLAR-V1-NO-AGE
FRA | France | Frontignan |  | WRI1025052 | 3.5709 | 43.4481 | 3.7493 | Solar | [5 empty] | Open Power System Data | http://data.open-power-system-data.org/renewable_power_plants/2016-10-21/ | Open Power System Data | 1098109 | [9 empty] | 5.97 | 5.90 | 6.33 | 5.91 | 6.35 | SOLAR-V1-NO-AGE | SOLAR-V1-NO-AGE | SOLAR-V1-NO-AGE | SOLAR-V1-NO-AGE | SOLAR-V1-NO-AGE
FRA | France | Vitrolles |  | WRI1024661 | 8.369 | 43.4500 | 5.2634 | Solar | [5 empty] | Open Power System Data | http://data.open-power-system-data.org/renewable_power_plants/2016-10-21/ | Open Power System Data | [10 empty] | 14.12 | 14.46 | 14.58 | 15.01 | 15.12 | WIND-V1 | WIND-V1 | WIND-V1 | WIND-V1 | WIND-V1
FRA | France | Les Arcs |  | WRI1025350 | 1.7612 | 43.4509 | 6.4900 | Solar | [5 empty] | Open Power System Data | http://data.open-power-system-data.org/renewable_power_plants/2016-10-21/ | Open Power System Data | [10 empty] | 2.79 | 2.88 | 2.94 | 3.12 | 3.25 | NO-ESTIMATION | NO-ESTIMATION | NO-ESTIMATION | NO-ESTIMATION | CAPACITY-FACTOR-V1
FRA | France | Saint-Maximin-la-Sainte-Baume |  | WRI1025525 | 1.3196 | 43.4510 | 5.8594 | Solar | [5 empty] | Open Power System Data | http://data.open-power-system-data.org/renewable_power_plants/2016-10-21/ | Open Power System Data | [10 empty] | 1.96 | 2.05 | 2.08 | 2.08 | 2.22 | NO-ESTIMATION | NO-ESTIMATION | NO-ESTIMATION | NO-ESTIMATION | CAPACITY-FACTOR-V1
FRA | France | SÃ©vignacq |  | WRI1024950 | 4.5729 | 43.4517 | -0.2604 | Solar | [5 empty] | Open Power System Data | http://data.open-power-system-data.org/renewable_power_plants/2016-10-21/ | Open Power System Data | [10 empty] | 6.97 | 7.35 | 7.61 | 7.63 | 7.75 | SOLAR-V1-NO-AGE | SOLAR-V1-NO-AGE | SOLAR-V1-NO-AGE | SOLAR-V1-NO-AGE | SOLAR-V1-NO-AGE
FRA | France | Gardanne |  | WRI1024480 | 10.0777 | 43.4528 | 5.4803 | Solar | [5 empty] | Open Power System Data | http://data.open-power-system-data.org/renewable_power_plants/2016-10-21/ | Open Power System Data | [10 empty] | 16.56 | 17.15 | 17.41 | 17.43 | 18.47 | WIND-V1 | WIND-V1 | WIND-V1 | WIND-V1 | WIND-V1
FRA | France | Fos-sur-Mer |  | WRI1025356 | 1.7371 | 43.4557 | 4.9042 | Solar | [5 empty] | Open Power System Data | http://data.open-power-system-data.org/renewable_power_plants/2016-10-21/ | Open Power System Data | [10 empty] | 2.86 | 2.89 | 3.19 | 3.10 | 3.26 | NO-ESTIMATION | NO-ESTIMATION | NO-ESTIMATION | NO-ESTIMATION | CAPACITY-FACTOR-V1
FRA | France | Belloc-Saint-Clamens |  | WRI1025755 | 1.0357 | 43.4573 | 0.4372 | Solar | [5 empty] | Open Power System Data | http://data.open-power-system-data.org/renewable_power_plants/2016-10-21/ | Open Power System Data | [10 empty] | 1.48 | 1.57 | 1.68 | 1.64 | 1.73 | NO-ESTIMATION | NO-ESTIMATION | NO-ESTIMATION | NO-ESTIMATION | CAPACITY-FACTOR-V1
FRA | France | Fuveau |  | WRI1024904 | 5.0394 | 43.4598 | 5.5534 | Solar | [5 empty] | Open Power System Data | http://data.open-power-system-data.org/renewable_power_plants/2016-10-21/ | Open Power System Data | [10 empty] | 8.34 | 8.57 | 8.68 | 8.69 | 9.32 | NO-ESTIMATION | NO-ESTIMATION | NO-ESTIMATION | NO-ESTIMATION | CAPACITY-FACTOR-V1
FRA | France | La Fossette |  | WKS0070444 | 6.5 | 43.4670 | 4.8960 | Solar | [5 empty] | Wiki-Solar | https://www.wiki-solar.org | Wiki-Solar | [10 empty] | 10.80 | 10.76 | 11.86 | 11.53 | 12.06 | NO-ESTIMATION | NO-ESTIMATION | NO-ESTIMATION | NO-ESTIMATION | NO-ESTIMATION
FRA | France | Le Muy |  | WRI1025342 | 1.7932 | 43.4686 | 6.5769 | Solar | [5 empty] | Open Power System Data | http://data.open-power-system-data.org/renewable_power_plants/2016-10-21/ | Open Power System Data | [10 empty] | 2.83 | 2.96 | 3.17 | 3.23 | 3.28 | SOLAR-V1-NO-AGE | SOLAR-V1-NO-AGE | SOLAR-V1-NO-AGE | SOLAR-V1-NO-AGE | SOLAR-V1-NO-AGE
FRA | France | Puget-sur-Argens |  | WRI1025221 | 2.265 | 43.4715 | 6.6860 | Solar | [5 empty] | Open Power System Data | http://data.open-power-system-data.org/renewable_power_plants/2016-10-21/ | Open Power System Data | [10 empty] | 3.60 | 3.79 | 3.98 | 4.02 | 4.11 | SOLAR-V1-NO-AGE | SOLAR-V1-NO-AGE | SOLAR-V1-NO-AGE | SOLAR-V1-NO-AGE | SOLAR-V1-NO-AGE
FRA | France | FrÃ©jus |  | WRI1025265 | 2.1075 | 43.4719 | 6.7637 | Solar | [5 empty] | Open Power System Data | http://data.open-power-system-data.org/renewable_power_plants/2016-10-21/ | Open Power System Data | [10 empty] | 3.55 | 3.54 | 3.70 | 3.76 | 3.82 | WIND-V1 | WIND-V1 | WIND-V1 | WIND-V1 | WIND-V1
FRA | France | Berdoues |  | WRI1025393 | 1.6426 | 43.4720 | 0.3999 | Solar | [5 empty] | Open Power System Data | http://data.open-power-system-data.org/renewable_power_plants/2016-10-21/ | Open Power System Data | [10 empty] | 2.27 | 2.42 | 2.58 | 2.53 | 2.65 | WIND-V1 | WIND-V1 | WIND-V1 | WIND-V1 | WIND-V1
FRA | France | Labastide-Rouairoux |  | WRI1025772 | 1.0187 | 43.4835 | 2.6361 | Solar | [5 empty] | Open Power System Data | http://data.open-power-system-data.org/renewable_power_plants/2016-10-21/ | Open Power System Data | [10 empty] | 1.63 | 1.57 | 1.56 | 1.56 | 1.59 | WIND-V1 | WIND-V1 | WIND-V1 | WIND-V1 | WIND-V1
FRA | France | Rousset |  | WRI1025327 | 1.8594 | 43.4841 | 5.6250 | Solar | [5 empty] | Open Power System Data | http://data.open-power-system-data.org/renewable_power_plants/2016-10-21/ | Open Power System Data | [10 empty] | 2.92 | 3.05 | 3.09 | 3.11 | 3.37 | WIND-V1 | WIND-V1 | WIND-V1 | WIND-V1 | WIND-V1
FRA | France | Meyreuil |  | WRI1025662 | 1.1308 | 43.4909 | 5.5002 | Solar | [5 empty] | Open Power System Data | http://data.open-power-system-data.org/renewable_power_plants/2016-10-21/ | Open Power System Data | [10 empty] | 1.66 | 1.73 | 1.75 | 1.76 | 1.86 | NO-ESTIMATION | NO-ESTIMATION | NO-ESTIMATION | NO-ESTIMATION | CAPACITY-FACTOR-V1
FRA | France | Anglet |  | WRI1025154 | 2.5711 | 43.4912 | -1.5157 | Solar | [5 empty] | Open Power System Data | http://data.open-power-system-data.org/renewable_power_plants/2016-10-21/ | Open Power System Data | [10 empty] | 3.80 | 4.33 | 4.13 | 4.10 | 4.04 | SOLAR-V1-NO-AGE | SOLAR-V1-NO-AGE | SOLAR-V1-NO-AGE | SOLAR-V1-NO-AGE | SOLAR-V1-NO-AGE
FRA | France | Aussillon |  | WRI1025494 | 1.3994 | 43.4947 | 2.3555 | Solar | [5 empty] | Open Power System Data | http://data.open-power-system-data.org/renewable_power_plants/2016-10-21/ | Open Power System Data | [10 empty] | 2.05 | 2.20 | 2.06 | 2.00 | 2.03 | NO-ESTIMATION | NO-ESTIMATION | NO-ESTIMATION | NO-ESTIMATION | SOLAR-V1
FRA | France | Rognac |  | WRI1025425 | 1.5538 | 43.4970 | 5.2311 | Solar | [5 empty] | Open Power System Data | http://data.open-power-system-data.org/renewable_power_plants/2016-10-21/ | Open Power System Data | [10 empty] | 2.61 | 2.66 | 2.76 | 2.59 | 2.86 | SOLAR-V1-NO-AGE | SOLAR-V1-NO-AGE | SOLAR-V1-NO-AGE | SOLAR-V1-NO-AGE | SOLAR-V1-NO-AGE
FRA | France | Seysses |  | WRI1024953 | 4.5442 | 43.4987 | 1.2874 | Solar | [5 empty] | Open Power System Data | http://data.open-power-system-data.org/renewable_power_plants/2016-10-21/ | Open Power System Data | [10 empty] | 6.54 | 7.03 | 7.43 | 7.24 | 7.6 | WIND-V1 | WIND-V1 | WIND-V1 | WIND-V1 | WIND-V1
FRA | France | Bout-du-Pont-de-Larn |  | WRI1025338 | 1.8006 | 43.5017 | 2.4292 | Solar | [5 empty] | Open Power System Data | http://data.open-power-system-data.org/renewable_power_plants/2016-10-21/ | Open Power System Data | 1113194 | [9 empty] | 2.63 | 2.74 | 2.73 | 2.71 | 2.7 | SOLAR-V1-NO-AGE | SOLAR-V1-NO-AGE | SOLAR-V1-NO-AGE | SOLAR-V1-NO-AGE | SOLAR-V1-NO-AGE
FRA | France | Plateau De L'Arnet |  | WKS0069134 | 11.5 | 43.5040 | 3.4290 | Solar | [5 empty] | Wiki-Solar | https://www.wiki-solar.org | Wiki-Solar | [10 empty] | 18.60 | 20.02 | 20.40 | 19.28 | 19.75 | NO-ESTIMATION | NO-ESTIMATION | NO-ESTIMATION | NO-ESTIMATION | CAPACITY-FACTOR-V1
FRA | France | Saint-Amans-Valtoret |  | WRI1025378 | 1.6957 | 43.5066 | 2.5008 | Solar | [5 empty] | Open Power System Data | http://data.open-power-system-data.org/renewable_power_plants/2016-10-21/ | Open Power System Data | [10 empty] | 2.56 | 2.65 | 2.59 | 2.60 | 2.48 | NO-ESTIMATION | NO-ESTIMATION | NO-ESTIMATION | NO-ESTIMATION | CAPACITY-FACTOR-V1
FRA | France | OlliÃ¨res |  | WRI1024039 | 20.8071 | 43.5105 | 5.8170 | Solar | [5 empty] | Open Power System Data | http://data.open-power-system-data.org/renewable_power_plants/2016-10-21/ | Open Power System Data | [10 empty] | 34.65 | 35.85 | 36.63 | 36.68 | 39.85 | NO-ESTIMATION | NO-ESTIMATION | NO-ESTIMATION | NO-ESTIMATION | CAPACITY-FACTOR-V1
FRA | France | Saint-Antonin-du-Var |  | WRI1024744 | 7.7702 | 43.5116 | 6.2899 | Solar | [5 empty] | Open Power System Data | http://data.open-power-system-data.org/renewable_power_plants/2016-10-21/ | Open Power System Data | [10 empty] | 12.58 | 13.12 | 13.34 | 13.38 | 14.36 | WIND-V1 | WIND-V1 | WIND-V1 | WIND-V1 | WIND-V1
FRA | France | Gremirande |  | WKS0062549 | 9.1 | 43.5184 | 0.4347 | Solar | [5 empty] | Wiki-Solar | https://www.wiki-solar.org | Wiki-Solar | [10 empty] | 13.76 | 14.25 | 14.62 | 14.86 | 15.17 | WIND-V1 | WIND-V1 | WIND-V1 | WIND-V1 | WIND-V1
FRA | France | Mirande |  | WRI1024125 | 15.6534 | 43.5186 | 0.4105 | Solar | [5 empty] | Open Power System Data | http://data.open-power-system-data.org/renewable_power_plants/2016-10-21/ | Open Power System Data | 1102157 | [9 empty] | 23.91 | 25.29 | 25.95 | 25.99 | 26.92 | WIND-V1 | WIND-V1 | WIND-V1 | WIND-V1 | WIND-V1
FRA | France | Puyloubier |  | WRI1024798 | 6.5326 | 43.5189 | 5.6778 | Solar | [5 empty] | Open Power System Data | http://data.open-power-system-data.org/renewable_power_plants/2016-10-21/ | Open Power System Data | 1086158 | [9 empty] | 10.59 | 10.95 | 11.20 | 11.21 | 12.1 | WIND-V1 | WIND-V1 | WIND-V1 | WIND-V1 | WIND-V1
FRA | France | Cotignac |  | WRI1025027 | 3.8912 | 43.5235 | 6.1444 | Solar | [5 empty] | Open Power System Data | http://data.open-power-system-data.org/renewable_power_plants/2016-10-21/ | Open Power System Data | [10 empty] | 6.04 | 6.34 | 6.41 | 6.43 | 6.87 | WIND-V1 | WIND-V1 | WIND-V1 | WIND-V1 | WIND-V1
FRA | France | Portet-sur-Garonne |  | WRI1025257 | 2.1213 | 43.5289 | 1.4020 | Solar | [5 empty] | Open Power System Data | http://data.open-power-system-data.org/renewable_power_plants/2016-10-21/ | Open Power System Data | [10 empty] | 2.99 | 3.30 | 3.53 | 3.36 | 3.43 | NO-ESTIMATION | NO-ESTIMATION | NO-ESTIMATION | NO-ESTIMATION | CAPACITY-FACTOR-V1
FRA | France | Pont-de-Larn |  | WRI1025242 | 2.1747 | 43.5311 | 2.4094 | Solar | [5 empty] | Open Power System Data | http://data.open-power-system-data.org/renewable_power_plants/2016-10-21/ | Open Power System Data | 1113194 | [9 empty] | 3.19 | 3.37 | 3.37 | 3.34 | 3.35 | NO-ESTIMATION | SOLAR-V1 | SOLAR-V1 | SOLAR-V1 | SOLAR-V1
FRA | France | Soleol III |  | WKS0065725 | 12 | 43.5320 | 5.7810 | Solar | [5 empty] | Wiki-Solar | https://www.wiki-solar.org | Wiki-Solar | [10 empty] | 20.22 | 20.92 | 21.52 | 21.56 | 23.21 | WIND-V1 | WIND-V1 | WIND-V1 | WIND-V1 | WIND-V1
FRA | France | FabrÃ¨gues |  | WRI1025219 | 2.2681 | 43.5339 | 3.7714 | Solar | [5 empty] | Open Power System Data | http://data.open-power-system-data.org/renewable_power_plants/2016-10-21/ | Open Power System Data | 1096556 | [9 empty] | 3.80 | 3.80 | 4.08 | 3.79 | 4.08 | NO-ESTIMATION | NO-ESTIMATION | NO-ESTIMATION | NO-ESTIMATION | CAPACITY-FACTOR-V1
FRA | France | Draguignan |  | WRI1025395 | 1.6402 | 43.5359 | 6.4548 | Solar | [5 empty] | Open Power System Data | http://data.open-power-system-data.org/renewable_power_plants/2016-10-21/ | Open Power System Data | [10 empty] | 2.60 | 2.70 | 2.75 | 2.75 | 3.05 | NO-ESTIMATION | NO-ESTIMATION | NO-ESTIMATION | NO-ESTIMATION | CAPACITY-FACTOR-V1
FRA | France | Aix-en-Provence |  | WRI1024662 | 8.3612 | 43.5361 | 5.3984 | Solar | [5 empty] | Open Power System Data | http://data.open-power-system-data.org/renewable_power_plants/2016-10-21/ | Open Power System Data | [10 empty] | 13.50 | 13.98 | 14.13 | 14.10 | 15.12 | NO-ESTIMATION | NO-ESTIMATION | NO-ESTIMATION | NO-ESTIMATION | CAPACITY-FACTOR-V1
FRA | France | ChÃ¢teau Solar III |  | WKS0065727 | 8.7 | 43.5410 | 5.8410 | Solar | [5 empty] | Wiki-Solar | https://www.wiki-solar.org | Wiki-Solar | [10 empty] | 14.23 | 14.82 | 15.04 | 15.06 | 16.1 | WIND-V1 | WIND-V1 | WIND-V1 | WIND-V1 | WIND-V1
FRA | France | Arles |  | WRI1024606 | 9.074 | 43.5468 | 4.6617 | Solar | [5 empty] | Open Power System Data | http://data.open-power-system-data.org/renewable_power_plants/2016-10-21/ | Open Power System Data | [10 empty] | 15.49 | 15.37 | 16.73 | 17.01 | 17.02 | SOLAR-V1-NO-AGE | SOLAR-V1-NO-AGE | SOLAR-V1-NO-AGE | SOLAR-V1-NO-AGE | SOLAR-V1-NO-AGE
FRA | France | Cannes |  | WRI1025579 | 1.2379 | 43.5528 | 7.0029 | Solar | [5 empty] | Open Power System Data | http://data.open-power-system-data.org/renewable_power_plants/2016-10-21/ | Open Power System Data | [10 empty] | 1.84 | 1.88 | 2.00 | 2.02 | 2 | NO-ESTIMATION | NO-ESTIMATION | NO-ESTIMATION | NO-ESTIMATION | CAPACITY-FACTOR-V1
FRA | France | La Fare-les-Oliviers |  | WRI1024916 | 4.9138 | 43.5547 | 5.2024 | Solar | [5 empty] | Open Power System Data | http://data.open-power-system-data.org/renewable_power_plants/2016-10-21/ | Open Power System Data | [10 empty] | 8.31 | 8.40 | 8.60 | 8.10 | 9.02 | NO-ESTIMATION | NO-ESTIMATION | NO-ESTIMATION | NO-ESTIMATION | NO-ESTIMATION
FRA | France | Fontenilles |  | WRI1024765 | 7.1642 | 43.5552 | 1.1969 | Solar | [5 empty] | Open Power System Data | http://data.open-power-system-data.org/renewable_power_plants/2016-10-21/ | Open Power System Data | [10 empty] | 10.77 | 11.75 | 12.11 | 11.83 | 12.56 | NO-ESTIMATION | NO-ESTIMATION | NO-ESTIMATION | NO-ESTIMATION | NO-ESTIMATION
FRA | France | Plaisance-du-Touch |  | WRI1025150 | 2.6234 | 43.5572 | 1.2854 | Solar | [5 empty] | Open Power System Data | http://data.open-power-system-data.org/renewable_power_plants/2016-10-21/ | Open Power System Data | [10 empty] | 3.60 | 4.09 | 4.18 | 4.15 | 4.39 | NO-ESTIMATION | NO-ESTIMATION | NO-ESTIMATION | NO-ESTIMATION | NO-ESTIMATION
FRA | France | PÃ©rols |  | WRI1025677 | 1.1108 | 43.5614 | 3.9525 | Solar | [5 empty] | Open Power System Data | http://data.open-power-system-data.org/renewable_power_plants/2016-10-21/ | Open Power System Data | [10 empty] | 1.71 | 1.69 | 1.80 | 1.71 | 1.82 | SOLAR-V1-NO-AGE | SOLAR-V1-NO-AGE | SOLAR-V1-NO-AGE | SOLAR-V1-NO-AGE | SOLAR-V1-NO-AGE
FRA | France | Lattes |  | WRI1025422 | 1.5617 | 43.5635 | 3.9025 | Solar | [5 empty] | Open Power System Data | http://data.open-power-system-data.org/renewable_power_plants/2016-10-21/ | Open Power System Data | [10 empty] | 2.60 | 2.58 | 2.79 | 2.62 | 2.85 | SOLAR-V1-NO-AGE | SOLAR-V1-NO-AGE | SOLAR-V1-NO-AGE | SOLAR-V1-NO-AGE | SOLAR-V1-NO-AGE
FRA | France | FiganiÃ¨res |  | WRI1024208 | 12.263 | 43.5675 | 6.4982 | Solar | [5 empty] | Open Power System Data | http://data.open-power-system-data.org/renewable_power_plants/2016-10-21/ | Open Power System Data | 1098176 | [9 empty] | 20.25 | 21.27 | 21.93 | 21.84 | 24.02 | NO-ESTIMATION | NO-ESTIMATION | NO-ESTIMATION | NO-ESTIMATION | CAPACITY-FACTOR-V1
FRA | France | Philondenx |  | WRI1025126 | 2.7629 | 43.5678 | -0.4300 | Solar | [5 empty] | Open Power System Data | http://data.open-power-system-data.org/renewable_power_plants/2016-10-21/ | Open Power System Data | 1102160 | [9 empty] | 3.94 | 4.35 | 4.30 | 4.48 | 4.48 | NO-ESTIMATION | NO-ESTIMATION | NO-ESTIMATION | NO-ESTIMATION | NO-ESTIMATION
FRA | France | Saint-Laurent-d'Aigouze |  | WRI1024920 | 4.867 | 43.5706 | 4.2435 | Solar | [5 empty] | Open Power System Data | http://data.open-power-system-data.org/renewable_power_plants/2016-10-21/ | Open Power System Data | [10 empty] | 8.12 | 7.96 | 8.95 | 8.91 | 9.1 | HYDRO-V1 | HYDRO-V1 | HYDRO-V1 | HYDRO-V1 | HYDRO-V1
FRA | France | Saint-Jean-de-VÃ©das |  | WRI1025156 | 2.5569 | 43.5718 | 3.8318 | Solar | [5 empty] | Open Power System Data | http://data.open-power-system-data.org/renewable_power_plants/2016-10-21/ | Open Power System Data | [10 empty] | 4.23 | 4.19 | 4.51 | 4.25 | 4.57 | NO-ESTIMATION | NO-ESTIMATION | NO-ESTIMATION | NO-ESTIMATION | CAPACITY-FACTOR-V1
FRA | France | Istres |  | WRI1023961 | 35.3626 | 43.5842 | 4.9161 | Solar | [5 empty] | Open Power System Data | http://data.open-power-system-data.org/renewable_power_plants/2016-10-21/ | Open Power System Data | [10 empty] | 58.66 | 56.56 | 61.60 | 57.70 | 65.36 | NO-ESTIMATION | NO-ESTIMATION | NO-ESTIMATION | NO-ESTIMATION | CAPACITY-FACTOR-V1
FRA | France | Miramas |  | WRI1025559 | 1.2644 | 43.5842 | 5.0143 | Solar | [5 empty] | Open Power System Data | http://data.open-power-system-data.org/renewable_power_plants/2016-10-21/ | Open Power System Data | [10 empty] | 1.98 | 1.99 | 2.12 | 1.98 | 2.18 | SOLAR-V1-NO-AGE | SOLAR-V1-NO-AGE | SOLAR-V1-NO-AGE | SOLAR-V1-NO-AGE | SOLAR-V1-NO-AGE
FRA | France | Somedat |  | WKS0069176 | 4.5 | 43.5870 | 4.9730 | Solar | [5 empty] | Wiki-Solar | https://www.wiki-solar.org | Wiki-Solar | [10 empty] | 7.46 | 7.28 | 7.83 | 7.29 | 8.12 | NO-ESTIMATION | NO-ESTIMATION | NO-ESTIMATION | NO-ESTIMATION | CAPACITY-FACTOR-V1
FRA | France | Mauguio |  | WRI1025238 | 2.194 | 43.5931 | 4.0046 | Solar | [5 empty] | Open Power System Data | http://data.open-power-system-data.org/renewable_power_plants/2016-10-21/ | Open Power System Data | [10 empty] | 3.65 | 3.64 | 3.86 | 3.69 | 3.93 | HYDRO-V1 | HYDRO-V1 | HYDRO-V1 | HYDRO-V1 | HYDRO-V1
FRA | France | Venelles |  | WRI1025583 | 1.2353 | 43.5932 | 5.4906 | Solar | [5 empty] | Open Power System Data | http://data.open-power-system-data.org/renewable_power_plants/2016-10-21/ | Open Power System Data | [10 empty] | 1.80 | 1.86 | 1.91 | 1.91 | 2.03 | NO-ESTIMATION | NO-ESTIMATION | NO-ESTIMATION | NO-ESTIMATION | CAPACITY-FACTOR-V1
FRA | France | Mougins |  | WRI1025544 | 1.2992 | 43.5959 | 7.0012 | Solar | [5 empty] | Open Power System Data | http://data.open-power-system-data.org/renewable_power_plants/2016-10-21/ | Open Power System Data | [10 empty] | 1.93 | 1.99 | 2.15 | 2.14 | 2.14 | NO-ESTIMATION | NO-ESTIMATION | NO-ESTIMATION | NO-ESTIMATION | CAPACITY-FACTOR-V1
FRA | France | Toulouse |  | WRI1024166 | 13.5958 | 43.5960 | 1.4323 | Solar | [5 empty] | Open Power System Data | http://data.open-power-system-data.org/renewable_power_plants/2016-10-21/ | Open Power System Data | [10 empty] | 20.99 | 22.86 | 23.74 | 23.20 | 23.14 | HYDRO-V1 | HYDRO-V1 | HYDRO-V1 | HYDRO-V1 | HYDRO-V1
FRA | France | Varages |  | WRI1024367 | 11.8732 | 43.5962 | 5.9451 | Solar | [5 empty] | Open Power System Data | http://data.open-power-system-data.org/renewable_power_plants/2016-10-21/ | Open Power System Data | 1098170 | [9 empty] | 19.49 | 20.69 | 21.24 | 21.30 | 22.97 | HYDRO-V1 | HYDRO-V1 | HYDRO-V1 | HYDRO-V1 | HYDRO-V1
FRA | France | La Salvetat-sur-Agout |  | WRI1025787 | 1.0001 | 43.6020 | 2.6873 | Solar | [5 empty] | Open Power System Data | http://data.open-power-system-data.org/renewable_power_plants/2016-10-21/ | Open Power System Data | [10 empty] | 1.62 | 1.54 | 1.53 | 1.53 | 1.55 | NO-ESTIMATION | NO-ESTIMATION | NO-ESTIMATION | NO-ESTIMATION | CAPACITY-FACTOR-V1
FRA | France | Colomiers |  | WRI1025041 | 3.653 | 43.6116 | 1.3273 | Solar | [5 empty] | Open Power System Data | http://data.open-power-system-data.org/renewable_power_plants/2016-10-21/ | Open Power System Data | 1113596 | [9 empty] | 5.26 | 5.78 | 6.07 | 5.82 | 6.06 | HYDRO-V1 | HYDRO-V1 | HYDRO-V1 | HYDRO-V1 | HYDRO-V1
FRA | France | Saint-Martin-de-Crau |  | WRI1024069 | 18.7102 | 43.6121 | 4.8564 | Solar | [5 empty] | Open Power System Data | http://data.open-power-system-data.org/renewable_power_plants/2016-10-21/ | Open Power System Data | [10 empty] | 33.27 | 33.63 | 34.88 | 33.89 | 36.31 | NO-ESTIMATION | NO-ESTIMATION | NO-ESTIMATION | NO-ESTIMATION | CAPACITY-FACTOR-V1
FRA | France | BÃ©darieux |  | WRI1024687 | 8.1137 | 43.6127 | 3.1664 | Solar | [5 empty] | Open Power System Data | http://data.open-power-system-data.org/renewable_power_plants/2016-10-21/ | Open Power System Data | [10 empty] | 12.57 | 12.87 | 12.79 | 12.79 | 12.87 | NO-ESTIMATION | NO-ESTIMATION | NO-ESTIMATION | NO-ESTIMATION | CAPACITY-FACTOR-V1
FRA | France | Callian |  | WRI1024747 | 7.6587 | 43.6129 | 6.7570 | Solar | [5 empty] | Open Power System Data | http://data.open-power-system-data.org/renewable_power_plants/2016-10-21/ | Open Power System Data | [10 empty] | 12.45 | 12.80 | 12.80 | 13.64 | 14.29 | HYDRO-V1 | HYDRO-V1 | HYDRO-V1 | HYDRO-V1 | HYDRO-V1
FRA | France | Montpellier |  | WRI1024863 | 5.7633 | 43.6132 | 3.8694 | Solar | [5 empty] | Open Power System Data | http://data.open-power-system-data.org/renewable_power_plants/2016-10-21/ | Open Power System Data | [10 empty] | 9.72 | 9.67 | 10.19 | 9.86 | 10.68 | SOLAR-V1-NO-AGE | SOLAR-V1-NO-AGE | SOLAR-V1-NO-AGE | SOLAR-V1-NO-AGE | SOLAR-V1-NO-AGE
FRA | France | Castres |  | WRI1025091 | 3.1512 | 43.6156 | 2.2382 | Solar | [5 empty] | Open Power System Data | http://data.open-power-system-data.org/renewable_power_plants/2016-10-21/ | Open Power System Data | [10 empty] | 4.90 | 5.16 | 4.94 | 5.08 | 4.95 | NO-ESTIMATION | NO-ESTIMATION | NO-ESTIMATION | NO-ESTIMATION | CAPACITY-FACTOR-V1
FRA | France | Mouans-Sartoux |  | WRI1025403 | 1.6005 | 43.6185 | 6.9645 | Solar | [5 empty] | Open Power System Data | http://data.open-power-system-data.org/renewable_power_plants/2016-10-21/ | Open Power System Data | [10 empty] | 2.54 | 2.64 | 2.88 | 2.86 | 2.95 | NO-ESTIMATION | NO-ESTIMATION | NO-ESTIMATION | NO-ESTIMATION | CAPACITY-FACTOR-V1
FRA | France | Roquevidal |  | WRI1025759 | 1.0304 | 43.6228 | 1.8607 | Solar | [5 empty] | Open Power System Data | http://data.open-power-system-data.org/renewable_power_plants/2016-10-21/ | Open Power System Data | [10 empty] | 1.52 | 1.63 | 1.60 | 1.63 | 1.47 | NO-ESTIMATION | NO-ESTIMATION | NO-ESTIMATION | NO-ESTIMATION | CAPACITY-FACTOR-V1
FRA | France | Saint-Martin-de-Crau A |  | WKS0074112 | 5 | 43.6239 | 4.7705 | Solar | [5 empty] | Wiki-Solar | https://www.wiki-solar.org | Wiki-Solar | [10 empty] | 8.61 | 8.71 | 8.92 | 8.54 | 9.27 | NO-ESTIMATION | NO-ESTIMATION | NO-ESTIMATION | NO-ESTIMATION | CAPACITY-FACTOR-V1
FRA | France | Juvignac |  | WRI1025634 | 1.168 | 43.6245 | 3.7963 | Solar | [5 empty] | Open Power System Data | http://data.open-power-system-data.org/renewable_power_plants/2016-10-21/ | Open Power System Data | [10 empty] | 1.73 | 1.78 | 1.86 | 1.79 | 1.93 | NO-ESTIMATION | NO-ESTIMATION | NO-ESTIMATION | NO-ESTIMATION | CAPACITY-FACTOR-V1
FRA | France | Vauvert |  | WRI1025449 | 1.4984 | 43.6257 | 4.3059 | Solar | [5 empty] | Open Power System Data | http://data.open-power-system-data.org/renewable_power_plants/2016-10-21/ | Open Power System Data | [10 empty] | 2.50 | 2.50 | 2.74 | 2.49 | 2.79 | HYDRO-V1 | HYDRO-V1 | HYDRO-V1 | HYDRO-V1 | HYDRO-V1
FRA | France | Valbonne |  | WRI1025402 | 1.6023 | 43.6277 | 7.0294 | Solar | [5 empty] | Open Power System Data | http://data.open-power-system-data.org/renewable_power_plants/2016-10-21/ | Open Power System Data | [10 empty] | 2.54 | 2.65 | 2.88 | 2.86 | 2.95 | HYDRO-V1 | HYDRO-V1 | HYDRO-V1 | HYDRO-V1 | HYDRO-V1
FRA | France | Clermont-l'HÃ©rault |  | WRI1025438 | 1.5059 | 43.6340 | 3.4128 | Solar | [5 empty] | Open Power System Data | http://data.open-power-system-data.org/renewable_power_plants/2016-10-21/ | Open Power System Data | [10 empty] | 2.29 | 2.43 | 2.37 | 2.36 | 2.38 | NO-ESTIMATION | NO-ESTIMATION | NO-ESTIMATION | NO-ESTIMATION | CAPACITY-FACTOR-V1
FRA | France | Saint-AunÃ¨s |  | WRI1025051 | 3.5983 | 43.6352 | 3.9668 | Solar | [5 empty] | Open Power System Data | http://data.open-power-system-data.org/renewable_power_plants/2016-10-21/ | Open Power System Data | [10 empty] | 5.93 | 5.91 | 6.18 | 6.01 | 6.42 | HYDRO-V1 | HYDRO-V1 | HYDRO-V1 | HYDRO-V1 | HYDRO-V1
FRA | France | Lansargues |  | WRI1025390 | 1.6503 | 43.6370 | 4.0828 | Solar | [5 empty] | Open Power System Data | http://data.open-power-system-data.org/renewable_power_plants/2016-10-21/ | Open Power System Data | [10 empty] | 2.76 | 2.80 | 3.02 | 2.76 | 3.01 | NO-ESTIMATION | NO-ESTIMATION | NO-ESTIMATION | NO-ESTIMATION | CAPACITY-FACTOR-V1
FRA | France | Castelnau-le-Lez |  | WRI1025467 | 1.4668 | 43.6378 | 3.9124 | Solar | [5 empty] | Open Power System Data | http://data.open-power-system-data.org/renewable_power_plants/2016-10-21/ | Open Power System Data | [10 empty] | 2.33 | 2.42 | 2.58 | 2.44 | 2.67 | HYDRO-V1 | HYDRO-V1 | HYDRO-V1 | HYDRO-V1 | HYDRO-V1
FRA | France | Mudaison |  | WRI1025079 | 3.2405 | 43.6403 | 4.0359 | Solar | [5 empty] | Open Power System Data | http://data.open-power-system-data.org/renewable_power_plants/2016-10-21/ | Open Power System Data | [10 empty] | 5.43 | 5.39 | 5.61 | 5.49 | 5.85 | HYDRO-V1 | HYDRO-V1 | HYDRO-V1 | HYDRO-V1 | HYDRO-V1
FRA | France | Grabels |  | WKS0070432 | 4.4 | 43.6450 | 3.7620 | Solar | [5 empty] | Wiki-Solar | https://www.wiki-solar.org | Wiki-Solar | [10 empty] | 6.90 | 7.21 | 7.55 | 7.28 | 7.83 | HYDRO-V1 | HYDRO-V1 | HYDRO-V1 | HYDRO-V1 | HYDRO-V1
FRA | France | Salon-de-Provence |  | WRI1025363 | 1.7267 | 43.6463 | 5.0680 | Solar | [5 empty] | Open Power System Data | http://data.open-power-system-data.org/renewable_power_plants/2016-10-21/ | Open Power System Data | [10 empty] | 2.89 | 2.92 | 3.07 | 2.91 | 3.17 | SOLAR-V1-NO-AGE | SOLAR-V1-NO-AGE | SOLAR-V1-NO-AGE | SOLAR-V1-NO-AGE | SOLAR-V1-NO-AGE
FRA | France | La VerdiÃ¨re |  | WRI1024802 | 6.4676 | 43.6467 | 5.9524 | Solar | [5 empty] | Open Power System Data | http://data.open-power-system-data.org/renewable_power_plants/2016-10-21/ | Open Power System Data | 1098177 | [9 empty] | 10.25 | 10.65 | 10.98 | 11.05 | 11.98 | HYDRO-V1 | HYDRO-V1 | HYDRO-V1 | HYDRO-V1 | HYDRO-V1
FRA | France | Montarnaud |  | WRI1025173 | 2.4664 | 43.6470 | 3.6997 | Solar | [5 empty] | Open Power System Data | http://data.open-power-system-data.org/renewable_power_plants/2016-10-21/ | Open Power System Data | [10 empty] | 3.94 | 4.09 | 4.33 | 4.15 | 4.41 | NO-ESTIMATION | NO-ESTIMATION | NO-ESTIMATION | NO-ESTIMATION | CAPACITY-FACTOR-V1
FRA | France | Le CrÃ¨s |  | WRI1025734 | 1.0624 | 43.6527 | 3.9367 | Solar | [5 empty] | Open Power System Data | http://data.open-power-system-data.org/renewable_power_plants/2016-10-21/ | Open Power System Data | [10 empty] | 1.57 | 1.63 | 1.72 | 1.65 | 1.75 | NO-ESTIMATION | NO-ESTIMATION | NO-ESTIMATION | NO-ESTIMATION | CAPACITY-FACTOR-V1
FRA | France | Grasse |  | WRI1025545 | 1.298 | 43.6558 | 6.9320 | Solar | [5 empty] | Open Power System Data | http://data.open-power-system-data.org/renewable_power_plants/2016-10-21/ | Open Power System Data | [10 empty] | 1.93 | 1.98 | 2.00 | 2.13 | 2.16 | NO-ESTIMATION | NO-ESTIMATION | NO-ESTIMATION | NO-ESTIMATION | CAPACITY-FACTOR-V1
FRA | France | La Tour-sur-Orb |  | WRI1025003 | 4.0528 | 43.6559 | 3.1510 | Solar | [5 empty] | Open Power System Data | http://data.open-power-system-data.org/renewable_power_plants/2016-10-21/ | Open Power System Data | [10 empty] | 6.19 | 6.34 | 6.27 | 6.27 | 6.28 | NO-ESTIMATION | NO-ESTIMATION | NO-ESTIMATION | NO-ESTIMATION | NO-ESTIMATION
FRA | France | Saint-Gilles |  | WRI1025105 | 3.0006 | 43.6579 | 4.4074 | Solar | [5 empty] | Open Power System Data | http://data.open-power-system-data.org/renewable_power_plants/2016-10-21/ | Open Power System Data | [10 empty] | 5.09 | 5.03 | 5.46 | 5.10 | 5.52 | NO-ESTIMATION | NO-ESTIMATION | NO-ESTIMATION | NO-ESTIMATION | CAPACITY-FACTOR-V1
FRA | France | Ginasservis |  | WRI1024420 | 11.0874 | 43.6591 | 5.8372 | Solar | [5 empty] | Open Power System Data | http://data.open-power-system-data.org/renewable_power_plants/2016-10-21/ | Open Power System Data | 1102994 | [9 empty] | 18.67 | 19.31 | 19.88 | 19.94 | 21.41 | NO-ESTIMATION | NO-ESTIMATION | NO-ESTIMATION | NO-ESTIMATION | CAPACITY-FACTOR-V1
FRA | France | Vendargues |  | WRI1025258 | 2.1207 | 43.6606 | 3.9630 | Solar | [5 empty] | Open Power System Data | http://data.open-power-system-data.org/renewable_power_plants/2016-10-21/ | Open Power System Data | [10 empty] | 3.46 | 3.57 | 3.71 | 3.61 | 3.84 | NO-ESTIMATION | NO-ESTIMATION | NO-ESTIMATION | NO-ESTIMATION | CAPACITY-FACTOR-V1
FRA | France | Jacou |  | WRI1025781 | 1.0066 | 43.6633 | 3.9122 | Solar | [5 empty] | Open Power System Data | http://data.open-power-system-data.org/renewable_power_plants/2016-10-21/ | Open Power System Data | [10 empty] | 1.60 | 1.66 | 1.73 | 1.68 | 1.75 | SOLAR-V1-NO-AGE | SOLAR-V1-NO-AGE | SOLAR-V1-NO-AGE | SOLAR-V1-NO-AGE | SOLAR-V1-NO-AGE
FRA | France | Vallon du Roux |  | WKS0070476 | 4.3 | 43.6750 | 5.7500 | Solar | [5 empty] | Wiki-Solar | https://www.wiki-solar.org | Wiki-Solar | [10 empty] | 6.65 | 6.98 | 7.06 | 7.08 | 7.6 | SOLAR-V1-NO-AGE | SOLAR-V1-NO-AGE | SOLAR-V1-NO-AGE | SOLAR-V1-NO-AGE | SOLAR-V1-NO-AGE
FRA | France | Saint-Paul-lez-Durance |  | WKS0069057 | 6.2 | 43.6750 | 5.7510 | Solar | [5 empty] | Wiki-Solar | https://www.wiki-solar.org | Wiki-Solar | [10 empty] | 10.00 | 10.41 | 10.63 | 10.66 | 11.5 | SOLAR-V1-NO-AGE | SOLAR-V1-NO-AGE | SOLAR-V1-NO-AGE | SOLAR-V1-NO-AGE | SOLAR-V1-NO-AGE
FRA | France | Lunel |  | WRI1025176 | 2.4459 | 43.6821 | 4.1360 | Solar | [5 empty] | Open Power System Data | http://data.open-power-system-data.org/renewable_power_plants/2016-10-21/ | Open Power System Data | 1087507 | [9 empty] | 4.10 | 4.16 | 4.40 | 4.08 | 4.39 | SOLAR-V1-NO-AGE | SOLAR-V1-NO-AGE | SOLAR-V1-NO-AGE | SOLAR-V1-NO-AGE | SOLAR-V1-NO-AGE
FRA | France | Lunel-Viel |  | WRI1025324 | 1.8691 | 43.6829 | 4.0840 | Solar | [5 empty] | Open Power System Data | http://data.open-power-system-data.org/renewable_power_plants/2016-10-21/ | Open Power System Data | [10 empty] | 3.11 | 3.17 | 3.35 | 3.09 | 3.38 | SOLAR-V1-NO-AGE | SOLAR-V1-NO-AGE | SOLAR-V1-NO-AGE | SOLAR-V1-NO-AGE | SOLAR-V1-NO-AGE
FRA | France | Saint-Laurent-du-Var |  | WRI1025435 | 1.5263 | 43.6865 | 7.1823 | Solar | [5 empty] | Open Power System Data | http://data.open-power-system-data.org/renewable_power_plants/2016-10-21/ | Open Power System Data | [10 empty] | 2.40 | 2.49 | 2.70 | 2.73 | 2.77 | SOLAR-V1-NO-AGE | SOLAR-V1-NO-AGE | SOLAR-V1-NO-AGE | SOLAR-V1-NO-AGE | SOLAR-V1-NO-AGE
FRA | France | Saint-Geours-de-Maremne |  | WRI1025345 | 1.7836 | 43.6868 | -1.2363 | Solar | [5 empty] | Open Power System Data | http://data.open-power-system-data.org/renewable_power_plants/2016-10-21/ | Open Power System Data | [10 empty] | 2.57 | 3.02 | 2.84 | 2.85 | 2.86 | SOLAR-V1-NO-AGE | SOLAR-V1-NO-AGE | SOLAR-V1-NO-AGE | SOLAR-V1-NO-AGE | SOLAR-V1-NO-AGE
FRA | France | Pertuis |  | WRI1025518 | 1.3419 | 43.6873 | 5.5208 | Solar | [5 empty] | Open Power System Data | http://data.open-power-system-data.org/renewable_power_plants/2016-10-21/ | Open Power System Data | [10 empty] | 1.99 | 2.05 | 2.10 | 2.10 | 2.25 | SOLAR-V1-NO-AGE | SOLAR-V1-NO-AGE | SOLAR-V1-NO-AGE | SOLAR-V1-NO-AGE | SOLAR-V1-NO-AGE
FRA | France | Murles |  | WKS0064823 | 12 | 43.6880 | 3.7570 | Solar | [5 empty] | Wiki-Solar | https://www.wiki-solar.org | Wiki-Solar | [10 empty] | 20.17 | 21.02 | 22.52 | 21.29 | 22.7 | SOLAR-V1-NO-AGE | SOLAR-V1-NO-AGE | SOLAR-V1-NO-AGE | SOLAR-V1-NO-AGE | SOLAR-V1-NO-AGE
FRA | France | Lavaur |  | WRI1025144 | 2.648 | 43.6896 | 1.7946 | Solar | [5 empty] | Open Power System Data | http://data.open-power-system-data.org/renewable_power_plants/2016-10-21/ | Open Power System Data | 1113182 | [9 empty] | 3.82 | 4.11 | 4.25 | 4.13 | 4.06 | SOLAR-V1-NO-AGE | SOLAR-V1-NO-AGE | SOLAR-V1-NO-AGE | SOLAR-V1-NO-AGE | SOLAR-V1-NO-AGE
FRA | France | Le Bosc |  | WRI1025682 | 1.106 | 43.6959 | 3.3874 | Solar | [5 empty] | Open Power System Data | http://data.open-power-system-data.org/renewable_power_plants/2016-10-21/ | Open Power System Data | 1100585 | [9 empty] | 1.56 | 1.61 | 1.62 | 1.62 | 1.63 | SOLAR-V1-NO-AGE | SOLAR-V1-NO-AGE | SOLAR-V1-NO-AGE | SOLAR-V1-NO-AGE | SOLAR-V1-NO-AGE
FRA | France | Le Bosc |  | WKS0069071 | 9.1 | 43.6984 | 3.3531 | Solar | [5 empty] | Wiki-Solar | https://www.wiki-solar.org | Wiki-Solar | [10 empty] | 14.48 | 14.88 | 14.87 | 14.81 | 14.87 | SOLAR-V1-NO-AGE | SOLAR-V1-NO-AGE | SOLAR-V1-NO-AGE | SOLAR-V1-NO-AGE | SOLAR-V1-NO-AGE
FRA | France | Aire-sur-l'Adour |  | WRI1025227 | 2.2353 | 43.6991 | -0.2643 | Solar | [5 empty] | Open Power System Data | http://data.open-power-system-data.org/renewable_power_plants/2016-10-21/ | Open Power System Data | [10 empty] | 3.13 | 3.40 | 3.42 | 3.44 | 3.4 | SOLAR-V1-NO-AGE | SOLAR-V1-NO-AGE | SOLAR-V1-NO-AGE | SOLAR-V1-NO-AGE | SOLAR-V1-NO-AGE
FRA | France | TrÃ©viols |  | WKS0069108 | 5 | 43.7007 | 3.3370 | Solar | [5 empty] | Wiki-Solar | https://www.wiki-solar.org | Wiki-Solar | [10 empty] | 7.86 | 8.15 | 8.12 | 8.08 | 8.14 | NO-ESTIMATION | NO-ESTIMATION | NO-ESTIMATION | NO-ESTIMATION | CAPACITY-FACTOR-V1
FRA | France | MouriÃ¨s |  | WRI1025782 | 1.0055 | 43.7010 | 4.8908 | Solar | [5 empty] | Open Power System Data | http://data.open-power-system-data.org/renewable_power_plants/2016-10-21/ | Open Power System Data | [10 empty] | 1.68 | 1.66 | 1.74 | 1.68 | 1.74 | NO-ESTIMATION | NO-ESTIMATION | NO-ESTIMATION | NO-ESTIMATION | CAPACITY-FACTOR-V1
FRA | France | La CarriÃ¨re des Plaines |  | WKS0070452 | 8.2 | 43.7040 | 5.1240 | Solar | [5 empty] | Wiki-Solar | https://www.wiki-solar.org | Wiki-Solar | [10 empty] | 13.77 | 13.61 | 13.01 | 13.64 | 14.67 | NO-ESTIMATION | NO-ESTIMATION | NO-ESTIMATION | NO-ESTIMATION | CAPACITY-FACTOR-V1
FRA | France | Lautrec |  | WRI1025515 | 1.3437 | 43.7051 | 2.1300 | Solar | [5 empty] | Open Power System Data | http://data.open-power-system-data.org/renewable_power_plants/2016-10-21/ | Open Power System Data | [10 empty] | 1.91 | 1.90 | 1.87 | 2.03 | 1.92 | NO-ESTIMATION | NO-ESTIMATION | NO-ESTIMATION | NO-ESTIMATION | CAPACITY-FACTOR-V1
FRA | France | Le Cailar |  | WKS0070443 | 4.1 | 43.7074 | 4.2216 | Solar | [5 empty] | Wiki-Solar | https://www.wiki-solar.org | Wiki-Solar | [10 empty] | 6.77 | 6.78 | 7.16 | 6.71 | 7.23 | NO-ESTIMATION | NO-ESTIMATION | NO-ESTIMATION | NO-ESTIMATION | CAPACITY-FACTOR-V1
FRA | France | Nice |  | WRI1025031 | 3.7875 | 43.7123 | 7.2375 | Solar | [5 empty] | Open Power System Data | http://data.open-power-system-data.org/renewable_power_plants/2016-10-21/ | Open Power System Data | [10 empty] | 6.27 | 6.19 | 6.41 | 6.71 | 6.74 | NO-ESTIMATION | NO-ESTIMATION | NO-ESTIMATION | NO-ESTIMATION | CAPACITY-FACTOR-V1
FRA | France | Charleval |  | WRI1024803 | 6.4569 | 43.7211 | 5.2453 | Solar | [5 empty] | Open Power System Data | http://data.open-power-system-data.org/renewable_power_plants/2016-10-21/ | Open Power System Data | 1106660 | [9 empty] | 11.03 | 10.85 | 10.89 | 11.00 | 11.9 | NO-ESTIMATION | NO-ESTIMATION | NO-ESTIMATION | NO-ESTIMATION | CAPACITY-FACTOR-V1
FRA | France | Vinon-sur-Verdon |  | WRI1024926 | 4.7964 | 43.7219 | 5.8073 | Solar | [5 empty] | Open Power System Data | http://data.open-power-system-data.org/renewable_power_plants/2016-10-21/ | Open Power System Data | 1098167 | [9 empty] | 8.47 | 8.81 | 9.02 | 9.05 | 9.94 | NO-ESTIMATION | NO-ESTIMATION | NO-ESTIMATION | NO-ESTIMATION | CAPACITY-FACTOR-V1
FRA | France | GÃ©nÃ©rac |  | WRI1025760 | 1.0273 | 43.7239 | 4.3588 | Solar | [5 empty] | Open Power System Data | http://data.open-power-system-data.org/renewable_power_plants/2016-10-21/ | Open Power System Data | [10 empty] | 1.72 | 1.77 | 1.80 | 1.71 | 1.78 | NO-ESTIMATION | NO-ESTIMATION | NO-ESTIMATION | NO-ESTIMATION | CAPACITY-FACTOR-V1
FRA | France | Esparron-de-Verdon |  | WRI1024110 | 16.2137 | 43.7433 | 5.9885 | Solar | [5 empty] | Open Power System Data | http://data.open-power-system-data.org/renewable_power_plants/2016-10-21/ | Open Power System Data | 1098168 | [9 empty] | 26.61 | 26.66 | 27.59 | 27.69 | 30.35 | NO-ESTIMATION | NO-ESTIMATION | NO-ESTIMATION | NO-ESTIMATION | CAPACITY-FACTOR-V1
FRA | France | SÃ©nas |  | WRI1025510 | 1.3511 | 43.7446 | 5.0869 | Solar | [5 empty] | Open Power System Data | http://data.open-power-system-data.org/renewable_power_plants/2016-10-21/ | Open Power System Data | [10 empty] | 2.12 | 2.10 | 2.12 | 2.12 | 2.29 | NO-ESTIMATION | NO-ESTIMATION | NO-ESTIMATION | NO-ESTIMATION | CAPACITY-FACTOR-V1
FRA | France | Bellegarde |  | WRI1024789 | 6.7542 | 43.7515 | 4.4959 | Solar | [5 empty] | Open Power System Data | http://data.open-power-system-data.org/renewable_power_plants/2016-10-21/ | Open Power System Data | 1096001 | [9 empty] | 10.76 | 11.40 | 11.57 | 11.39 | 11.56 | NO-ESTIMATION | NO-ESTIMATION | NO-ESTIMATION | NO-ESTIMATION | NO-ESTIMATION
FRA | France | Graulhet |  | WRI1024784 | 6.8775 | 43.7580 | 2.0012 | Solar | [5 empty] | Open Power System Data | http://data.open-power-system-data.org/renewable_power_plants/2016-10-21/ | Open Power System Data | [10 empty] | 10.29 | 11.00 | 12.01 | 11.07 | 11.79 | NO-ESTIMATION | NO-ESTIMATION | NO-ESTIMATION | NO-ESTIMATION | CAPACITY-FACTOR-V1
FRA | France | CorbiÃ¨res |  | WRI1025522 | 1.3284 | 43.7610 | 5.7455 | Solar | [5 empty] | Open Power System Data | http://data.open-power-system-data.org/renewable_power_plants/2016-10-21/ | Open Power System Data | [10 empty] | 2.09 | 1.86 | 1.90 | 1.91 | 1.97 | NO-ESTIMATION | NO-ESTIMATION | NO-ESTIMATION | NO-ESTIMATION | NO-ESTIMATION
FRA | France | BoissiÃ¨res |  | WRI1024481 | 10.0202 | 43.7707 | 4.2302 | Solar | [5 empty] | Open Power System Data | http://data.open-power-system-data.org/renewable_power_plants/2016-10-21/ | Open Power System Data | [10 empty] | 15.77 | 17.07 | 17.32 | 17.13 | 17.4 | SOLAR-V1-NO-AGE | SOLAR-V1-NO-AGE | SOLAR-V1-NO-AGE | SOLAR-V1-NO-AGE | SOLAR-V1-NO-AGE
FRA | France | Garons |  | WRI1025326 | 1.8634 | 43.7716 | 4.4387 | Solar | [5 empty] | Open Power System Data | http://data.open-power-system-data.org/renewable_power_plants/2016-10-21/ | Open Power System Data | [10 empty] | 2.89 | 3.06 | 3.07 | 3.06 | 3.1 | NO-ESTIMATION | NO-ESTIMATION | NO-ESTIMATION | NO-ESTIMATION | CAPACITY-FACTOR-V1
FRA | France | Magescq |  | WRI1024379 | 11.5495 | 43.7735 | -1.1995 | Solar | [5 empty] | Open Power System Data | http://data.open-power-system-data.org/renewable_power_plants/2016-10-21/ | Open Power System Data | 1109284 | [9 empty] | 20.38 | 20.59 | 20.52 | 20.47 | 20.41 | NO-ESTIMATION | NO-ESTIMATION | NO-ESTIMATION | NO-ESTIMATION | CAPACITY-FACTOR-V1
FRA | France | GrÃ©oux-les-Bains |  | WKS0070148 | 82 | 43.7760 | 5.8220 | Solar | [5 empty] | Wiki-Solar | https://www.wiki-solar.org | Wiki-Solar | [10 empty] | 125.51 | 125.11 | 125.75 | 125.74 | 129.54 | NO-ESTIMATION | NO-ESTIMATION | NO-ESTIMATION | NO-ESTIMATION | CAPACITY-FACTOR-V1
FRA | France | Beaucaire |  | WRI1025100 | 3.0839 | 43.7797 | 4.5938 | Solar | [5 empty] | Open Power System Data | http://data.open-power-system-data.org/renewable_power_plants/2016-10-21/ | Open Power System Data | [10 empty] | 4.94 | 5.19 | 5.19 | 5.19 | 5.23 | SOLAR-V1-NO-AGE | SOLAR-V1-NO-AGE | SOLAR-V1-NO-AGE | SOLAR-V1-NO-AGE | SOLAR-V1-NO-AGE
FRA | France | Sainte-Tulle |  | WRI1024883 | 5.3516 | 43.7830 | 5.7728 | Solar | [5 empty] | Open Power System Data | http://data.open-power-system-data.org/renewable_power_plants/2016-10-21/ | Open Power System Data | [10 empty] | 8.57 | 8.48 | 8.45 | 8.47 | 8.62 | NO-ESTIMATION | NO-ESTIMATION | NO-ESTIMATION | NO-ESTIMATION | CAPACITY-FACTOR-V1
FRA | France | Saint-RÃ©my-de-Provence |  | WRI1025516 | 1.3434 | 43.7832 | 4.8529 | Solar | [5 empty] | Open Power System Data | http://data.open-power-system-data.org/renewable_power_plants/2016-10-21/ | Open Power System Data | [10 empty] | 1.92 | 2.06 | 2.09 | 2.07 | 2.11 | NO-ESTIMATION | NO-ESTIMATION | NO-ESTIMATION | NO-ESTIMATION | CAPACITY-FACTOR-V1
FRA | France | Saint-Etienne-du-GrÃ¨s |  | WKS0069178 | 4.4 | 43.7833 | 4.7325 | Solar | [5 empty] | Wiki-Solar | https://www.wiki-solar.org | Wiki-Solar | [10 empty] | 6.81 | 7.19 | 7.22 | 7.20 | 7.28 | NO-ESTIMATION | NO-ESTIMATION | NO-ESTIMATION | NO-ESTIMATION | CAPACITY-FACTOR-V1
FRA | France | Carros |  | WRI1025296 | 1.9653 | 43.7849 | 7.1841 | Solar | [5 empty] | Open Power System Data | http://data.open-power-system-data.org/renewable_power_plants/2016-10-21/ | Open Power System Data | [10 empty] | 3.13 | 3.15 | 3.15 | 3.16 | 3.49 | NO-ESTIMATION | NO-ESTIMATION | NO-ESTIMATION | NO-ESTIMATION | CAPACITY-FACTOR-V1
FRA | France | Caissargues |  | WRI1025458 | 1.4832 | 43.7921 | 4.3955 | Solar | [5 empty] | Open Power System Data | http://data.open-power-system-data.org/renewable_power_plants/2016-10-21/ | Open Power System Data | 1098180 | [9 empty] | 2.32 | 2.44 | 2.45 | 2.44 | 2.47 | NO-ESTIMATION | NO-ESTIMATION | NO-ESTIMATION | NO-ESTIMATION | CAPACITY-FACTOR-V1
FRA | France | Valderoure |  | WRI1025320 | 1.8821 | 43.7939 | 6.7085 | Solar | [5 empty] | Open Power System Data | http://data.open-power-system-data.org/renewable_power_plants/2016-10-21/ | Open Power System Data | [10 empty] | 2.99 | 2.99 | 2.98 | 2.99 | 3.32 | NO-ESTIMATION | NO-ESTIMATION | NO-ESTIMATION | NO-ESTIMATION | CAPACITY-FACTOR-V1
FRA | France | Tarascon |  | WRI1024692 | 8.0349 | 43.7941 | 4.6861 | Solar | [5 empty] | Open Power System Data | http://data.open-power-system-data.org/renewable_power_plants/2016-10-21/ | Open Power System Data | [10 empty] | 12.88 | 13.51 | 13.76 | 13.60 | 13.8 | NO-ESTIMATION | NO-ESTIMATION | NO-ESTIMATION | NO-ESTIMATION | CAPACITY-FACTOR-V1
FRA | France | Castelnau-d'EstrÃ©tefonds |  | WRI1024165 | 13.6038 | 43.7942 | 1.3621 | Solar | [5 empty] | Open Power System Data | http://data.open-power-system-data.org/renewable_power_plants/2016-10-21/ | Open Power System Data | [10 empty] | 21.08 | 22.45 | 23.53 | 23.09 | 23.39 | NO-ESTIMATION | NO-ESTIMATION | NO-ESTIMATION | NO-ESTIMATION | CAPACITY-FACTOR-V1
FRA | France | Bouloc |  | WRI1024456 | 10.3181 | 43.7956 | 1.4181 | Solar | [5 empty] | Open Power System Data | http://data.open-power-system-data.org/renewable_power_plants/2016-10-21/ | Open Power System Data | 1086161 | [9 empty] | 16.10 | 17.04 | 17.90 | 17.60 | 17.84 | NO-ESTIMATION | NO-ESTIMATION | NO-ESTIMATION | NO-ESTIMATION | CAPACITY-FACTOR-V1
FRA | France | Bouillargues |  | WRI1025124 | 2.7908 | 43.8019 | 4.4349 | Solar | [5 empty] | Open Power System Data | http://data.open-power-system-data.org/renewable_power_plants/2016-10-21/ | Open Power System Data | [10 empty] | 4.42 | 4.62 | 4.65 | 4.64 | 4.67 | NO-ESTIMATION | NO-ESTIMATION | NO-ESTIMATION | NO-ESTIMATION | CAPACITY-FACTOR-V1
FRA | France | Manduel |  | WRI1025225 | 2.2491 | 43.8053 | 4.4886 | Solar | [5 empty] | Open Power System Data | http://data.open-power-system-data.org/renewable_power_plants/2016-10-21/ | Open Power System Data | [10 empty] | 3.56 | 3.74 | 3.76 | 3.75 | 3.78 | NO-ESTIMATION | NO-ESTIMATION | NO-ESTIMATION | NO-ESTIMATION | CAPACITY-FACTOR-V1
FRA | France | Herm |  | WRI1025397 | 1.6259 | 43.8072 | -1.1252 | Solar | [5 empty] | Open Power System Data | http://data.open-power-system-data.org/renewable_power_plants/2016-10-21/ | Open Power System Data | [10 empty] | 2.67 | 2.73 | 2.75 | 2.75 | 2.75 | SOLAR-V1-NO-AGE | SOLAR-V1-NO-AGE | SOLAR-V1-NO-AGE | SOLAR-V1-NO-AGE | SOLAR-V1-NO-AGE
FRA | France | CamarÃ¨s |  | WRI1025683 | 1.1058 | 43.8188 | 2.8850 | Solar | [5 empty] | Open Power System Data | http://data.open-power-system-data.org/renewable_power_plants/2016-10-21/ | Open Power System Data | [10 empty] | 1.70 | 1.68 | 1.65 | 1.63 | 1.71 | NO-ESTIMATION | NO-ESTIMATION | NO-ESTIMATION | NO-ESTIMATION | NO-ESTIMATION
FRA | France | Saint-Andiol |  | WRI1025269 | 2.0985 | 43.8306 | 4.9509 | Solar | [5 empty] | Open Power System Data | http://data.open-power-system-data.org/renewable_power_plants/2016-10-21/ | Open Power System Data | [10 empty] | 3.28 | 3.52 | 3.49 | 3.53 | 3.56 | SOLAR-V1-NO-AGE | SOLAR-V1-NO-AGE | SOLAR-V1-NO-AGE | SOLAR-V1-NO-AGE | SOLAR-V1-NO-AGE
FRA | France | Manosque |  | WRI1024761 | 7.3068 | 43.8351 | 5.7912 | Solar | [5 empty] | Open Power System Data | http://data.open-power-system-data.org/renewable_power_plants/2016-10-21/ | Open Power System Data | [10 empty] | 11.69 | 11.46 | 11.84 | 11.87 | 11.77 | NO-ESTIMATION | NO-ESTIMATION | NO-ESTIMATION | NO-ESTIMATION | CAPACITY-FACTOR-V1
FRA | France | Valensole |  | WRI1024179 | 12.8478 | 43.8382 | 5.9425 | Solar | [5 empty] | Open Power System Data | http://data.open-power-system-data.org/renewable_power_plants/2016-10-21/ | Open Power System Data | 1086163 | [9 empty] | 21.10 | 20.81 | 20.94 | 21.10 | 21.32 | NO-ESTIMATION | NO-ESTIMATION | NO-ESTIMATION | NO-ESTIMATION | CAPACITY-FACTOR-V1
FRA | France | NÃ®mes |  | WRI1024414 | 11.2695 | 43.8445 | 4.3476 | Solar | [5 empty] | Open Power System Data | http://data.open-power-system-data.org/renewable_power_plants/2016-10-21/ | Open Power System Data | [10 empty] | 18.46 | 19.51 | 19.97 | 19.65 | 20.02 | SOLAR-V1-NO-AGE | SOLAR-V1-NO-AGE | SOLAR-V1-NO-AGE | SOLAR-V1-NO-AGE | SOLAR-V1-NO-AGE
FRA | France | Montans |  | WRI1025271 | 2.0855 | 43.8502 | 1.8665 | Solar | [5 empty] | Open Power System Data | http://data.open-power-system-data.org/renewable_power_plants/2016-10-21/ | Open Power System Data | [10 empty] | 2.93 | 3.22 | 3.44 | 3.15 | 3.37 | NO-ESTIMATION | NO-ESTIMATION | NO-ESTIMATION | NO-ESTIMATION | CAPACITY-FACTOR-V1
FRA | France | Cavaillon |  | WRI1024636 | 8.7641 | 43.8506 | 5.0356 | Solar | [5 empty] | Open Power System Data | http://data.open-power-system-data.org/renewable_power_plants/2016-10-21/ | Open Power System Data | [10 empty] | 14.02 | 14.90 | 14.42 | 14.69 | 15.08 | NO-ESTIMATION | NO-ESTIMATION | NO-ESTIMATION | NO-ESTIMATION | CAPACITY-FACTOR-V1
FRA | France | Laluque |  | WRI1025029 | 3.844 | 43.8512 | -0.9863 | Solar | [5 empty] | Open Power System Data | http://data.open-power-system-data.org/renewable_power_plants/2016-10-21/ | Open Power System Data | [10 empty] | 6.22 | 6.51 | 6.47 | 6.50 | 6.48 | SOLAR-V1-NO-AGE | SOLAR-V1-NO-AGE | SOLAR-V1-NO-AGE | SOLAR-V1-NO-AGE | SOLAR-V1-NO-AGE
FRA | France | Noves |  | WRI1025359 | 1.7356 | 43.8588 | 4.8995 | Solar | [5 empty] | Open Power System Data | http://data.open-power-system-data.org/renewable_power_plants/2016-10-21/ | Open Power System Data | [10 empty] | 2.65 | 2.86 | 2.82 | 2.86 | 2.9 | NO-ESTIMATION | NO-ESTIMATION | NO-ESTIMATION | NO-ESTIMATION | CAPACITY-FACTOR-V1
FRA | France | Eauze |  | WRI1025556 | 1.2765 | 43.8609 | 0.1055 | Solar | [5 empty] | Open Power System Data | http://data.open-power-system-data.org/renewable_power_plants/2016-10-21/ | Open Power System Data | [10 empty] | 1.71 | 1.90 | 1.93 | 1.91 | 1.99 | NO-ESTIMATION | NO-ESTIMATION | NO-ESTIMATION | NO-ESTIMATION | NO-ESTIMATION
FRA | France | Marguerittes |  | WRI1025292 | 1.9878 | 43.8611 | 4.4491 | Solar | [5 empty] | Open Power System Data | http://data.open-power-system-data.org/renewable_power_plants/2016-10-21/ | Open Power System Data | [10 empty] | 3.06 | 3.28 | 3.29 | 3.29 | 3.31 | NO-ESTIMATION | NO-ESTIMATION | NO-ESTIMATION | NO-ESTIMATION | CAPACITY-FACTOR-V1
FRA | France | LauziÃ¨res |  | WKS0069079 | 5 | 43.8656 | 4.2698 | Solar | [5 empty] | Wiki-Solar | https://www.wiki-solar.org | Wiki-Solar | [10 empty] | 7.86 | 8.48 | 8.53 | 8.45 | 8.6 | HYDRO-V1 | HYDRO-V1 | HYDRO-V1 | HYDRO-V1 | HYDRO-V1
FRA | France | Valence-sur-BaÃ¯se |  | WRI1024625 | 8.9047 | 43.8682 | 0.3639 | Solar | [5 empty] | Open Power System Data | http://data.open-power-system-data.org/renewable_power_plants/2016-10-21/ | Open Power System Data | [10 empty] | 14.02 | 14.72 | 15.05 | 14.94 | 15.09 | NO-ESTIMATION | NO-ESTIMATION | NO-ESTIMATION | NO-ESTIMATION | CAPACITY-FACTOR-V1
FRA | France | Carcen-Ponson |  | WRI1024663 | 8.3604 | 43.8718 | -0.8189 | Solar | [5 empty] | Open Power System Data | http://data.open-power-system-data.org/renewable_power_plants/2016-10-21/ | Open Power System Data | [10 empty] | 13.01 | 14.65 | 14.71 | 14.79 | 14.25 | NO-ESTIMATION | NO-ESTIMATION | NO-ESTIMATION | NO-ESTIMATION | CAPACITY-FACTOR-V1
FRA | France | Castets |  | WRI1023989 | 25.0526 | 43.8743 | -1.1450 | Solar | [5 empty] | Open Power System Data | http://data.open-power-system-data.org/renewable_power_plants/2016-10-21/ | Open Power System Data | [10 empty] | 40.89 | 41.80 | 41.50 | 41.67 | 40.89 | SOLAR-V1-NO-AGE | SOLAR-V1-NO-AGE | SOLAR-V1-NO-AGE | SOLAR-V1-NO-AGE | SOLAR-V1-NO-AGE
FRA | France | Beaumont-de-Lomagne |  | WRI1025202 | 2.344 | 43.8772 | 1.0102 | Solar | [5 empty] | Open Power System Data | http://data.open-power-system-data.org/renewable_power_plants/2016-10-21/ | Open Power System Data | [10 empty] | 3.26 | 3.58 | 3.84 | 3.68 | 3.83 | NO-ESTIMATION | NO-ESTIMATION | NO-ESTIMATION | NO-ESTIMATION | CAPACITY-FACTOR-V1
FRA | France | ChÃ¢teaurenard |  | WRI1025529 | 1.3156 | 43.8819 | 4.8399 | Solar | [5 empty] | Open Power System Data | http://data.open-power-system-data.org/renewable_power_plants/2016-10-21/ | Open Power System Data | 1104160 | [9 empty] | 1.90 | 2.01 | 2.01 | 2.02 | 2.05 | HYDRO-V1 | HYDRO-V1 | HYDRO-V1 | HYDRO-V1 | HYDRO-V1
FRA | France | Bessens |  | WKS0069354 | 6 | 43.8850 | 1.2890 | Solar | [5 empty] | Wiki-Solar | https://www.wiki-solar.org | Wiki-Solar | [10 empty] | 8.99 | 9.69 | 9.94 | 9.87 | 9.9 | HYDRO-V1 | HYDRO-V1 | HYDRO-V1 | HYDRO-V1 | HYDRO-V1
FRA | France | Nohic |  | WRI1024951 | 4.5534 | 43.8884 | 1.4385 | Solar | [5 empty] | Open Power System Data | http://data.open-power-system-data.org/renewable_power_plants/2016-10-21/ | Open Power System Data | [10 empty] | 6.92 | 7.35 | 7.64 | 7.58 | 7.72 | SOLAR-V1-NO-AGE | SOLAR-V1-NO-AGE | SOLAR-V1-NO-AGE | SOLAR-V1-NO-AGE | SOLAR-V1-NO-AGE
FRA | France | LangelÃ© |  | WKS0064595 | 12 | 43.8890 | -0.9510 | Solar | [5 empty] | Wiki-Solar | https://www.wiki-solar.org | Wiki-Solar | [10 empty] | 20.79 | 21.54 | 21.33 | 21.40 | 21.24 | HYDRO-V1 | HYDRO-V1 | HYDRO-V1 | HYDRO-V1 | HYDRO-V1
FRA | France | Saint-Clar |  | WRI1024603 | 9.1401 | 43.8924 | 0.7611 | Solar | [5 empty] | Open Power System Data | http://data.open-power-system-data.org/renewable_power_plants/2016-10-21/ | Open Power System Data | [10 empty] | 14.41 | 15.12 | 15.53 | 15.34 | 15.5 | SOLAR-V1-NO-AGE | SOLAR-V1-NO-AGE | SOLAR-V1-NO-AGE | SOLAR-V1-NO-AGE | SOLAR-V1-NO-AGE
FRA | France | Boos |  | WRI1024653 | 8.4691 | 43.8928 | -0.9925 | Solar | [5 empty] | Open Power System Data | http://data.open-power-system-data.org/renewable_power_plants/2016-10-21/ | Open Power System Data | [10 empty] | 14.13 | 14.62 | 14.45 | 14.49 | 14.4 | SOLAR-V1-NO-AGE | SOLAR-V1-NO-AGE | SOLAR-V1-NO-AGE | SOLAR-V1-NO-AGE | SOLAR-V1-NO-AGE
FRA | France | Orgueil |  | WKS0069067 | 8.5 | 43.8950 | 1.4190 | Solar | [5 empty] | Wiki-Solar | https://www.wiki-solar.org | Wiki-Solar | [10 empty] | 12.61 | 13.40 | 13.88 | 13.83 | 14.05 | NO-ESTIMATION | NO-ESTIMATION | NO-ESTIMATION | NO-ESTIMATION | CAPACITY-FACTOR-V1
FRA | France | Lisle-sur-Tarn |  | WRI1025524 | 1.3213 | 43.8977 | 1.7816 | Solar | [5 empty] | Open Power System Data | http://data.open-power-system-data.org/renewable_power_plants/2016-10-21/ | Open Power System Data | [10 empty] | 1.79 | 1.92 | 2.08 | 1.90 | 2 | SOLAR-V1-NO-AGE | SOLAR-V1-NO-AGE | SOLAR-V1-NO-AGE | SOLAR-V1-NO-AGE | SOLAR-V1-NO-AGE
FRA | France | Mont-de-Marsan |  | WRI1025401 | 1.6067 | 43.8994 | -0.4904 | Solar | [5 empty] | Open Power System Data | http://data.open-power-system-data.org/renewable_power_plants/2016-10-21/ | Open Power System Data | [10 empty] | 2.37 | 2.74 | 2.79 | 2.72 | 2.57 | SOLAR-V1-NO-AGE | SOLAR-V1-NO-AGE | SOLAR-V1-NO-AGE | SOLAR-V1-NO-AGE | SOLAR-V1-NO-AGE
FRA | France | ChÃ¢teaurenard |  | WKS0069069 | 7 | 43.9020 | 4.8660 | Solar | [5 empty] | Wiki-Solar | https://www.wiki-solar.org | Wiki-Solar | [10 empty] | 11.06 | 11.75 | 11.36 | 11.60 | 11.93 | SOLAR-V1-NO-AGE | SOLAR-V1-NO-AGE | SOLAR-V1-NO-AGE | SOLAR-V1-NO-AGE | SOLAR-V1-NO-AGE
FRA | France | Villeneuve-de-Marsan |  | WRI1024676 | 8.2308 | 43.9055 | -0.3043 | Solar | [5 empty] | Open Power System Data | http://data.open-power-system-data.org/renewable_power_plants/2016-10-21/ | Open Power System Data | 1086421 | [9 empty] | 12.59 | 13.59 | 13.74 | 13.51 | 13.41 | SOLAR-V1-NO-AGE | SOLAR-V1-NO-AGE | SOLAR-V1-NO-AGE | SOLAR-V1-NO-AGE | SOLAR-V1-NO-AGE
FRA | France | L'Isle-sur-la-Sorgue |  | WRI1025222 | 2.2588 | 43.9130 | 5.0559 | Solar | [5 empty] | Open Power System Data | http://data.open-power-system-data.org/renewable_power_plants/2016-10-21/ | Open Power System Data | [10 empty] | 3.50 | 3.65 | 3.55 | 3.63 | 3.76 | NO-ESTIMATION | NO-ESTIMATION | NO-ESTIMATION | NO-ESTIMATION | NO-ESTIMATION
FRA | France | Gaillac |  | WRI1024866 | 5.7174 | 43.9165 | 1.8862 | Solar | [5 empty] | Open Power System Data | http://data.open-power-system-data.org/renewable_power_plants/2016-10-21/ | Open Power System Data | [10 empty] | 8.53 | 9.29 | 9.90 | 9.19 | 9.7 | HYDRO-V1 | HYDRO-V1 | HYDRO-V1 | HYDRO-V1 | HYDRO-V1
FRA | France | Albi |  | WRI1024790 | 6.7045 | 43.9257 | 2.1475 | Solar | [5 empty] | Open Power System Data | http://data.open-power-system-data.org/renewable_power_plants/2016-10-21/ | Open Power System Data | [10 empty] | 10.04 | 10.64 | 11.53 | 10.75 | 11.44 | NO-ESTIMATION | NO-ESTIMATION | NO-ESTIMATION | NO-ESTIMATION | NO-ESTIMATION
FRA | France | Le Thor |  | WRI1025487 | 1.4046 | 43.9282 | 4.9931 | Solar | [5 empty] | Open Power System Data | http://data.open-power-system-data.org/renewable_power_plants/2016-10-21/ | Open Power System Data | [10 empty] | 2.07 | 2.16 | 2.06 | 2.13 | 2.2 | NO-ESTIMATION | NO-ESTIMATION | NO-ESTIMATION | NO-ESTIMATION | CAPACITY-FACTOR-V1
FRA | France | Avignon |  | WRI1024372 | 11.7415 | 43.9353 | 4.8413 | Solar | [5 empty] | Open Power System Data | http://data.open-power-system-data.org/renewable_power_plants/2016-10-21/ | Open Power System Data | [10 empty] | 19.16 | 20.25 | 19.71 | 19.95 | 20.84 | NO-ESTIMATION | NO-ESTIMATION | NO-ESTIMATION | NO-ESTIMATION | CAPACITY-FACTOR-V1
FRA | France | Rion-des-Landes |  | WRI1023970 | 31.7421 | 43.9388 | -0.9515 | Solar | [5 empty] | Open Power System Data | http://data.open-power-system-data.org/renewable_power_plants/2016-10-21/ | Open Power System Data | [10 empty] | 51.94 | 53.30 | 52.68 | 52.86 | 52.45 | WIND-V1 | WIND-V1 | WIND-V1 | WIND-V1 | WIND-V1
FRA | France | Lectoure |  | WRI1025335 | 1.826 | 43.9402 | 0.6506 | Solar | [5 empty] | Open Power System Data | http://data.open-power-system-data.org/renewable_power_plants/2016-10-21/ | Open Power System Data | [10 empty] | 2.47 | 2.82 | 2.95 | 2.81 | 2.93 | WIND-V1 | WIND-V1 | WIND-V1 | WIND-V1 | WIND-V1
FRA | France | Montech |  | WRI1025097 | 3.0945 | 43.9523 | 1.2374 | Solar | [5 empty] | Open Power System Data | http://data.open-power-system-data.org/renewable_power_plants/2016-10-21/ | Open Power System Data | [10 empty] | 4.47 | 4.98 | 5.21 | 4.98 | 5.07 | NO-ESTIMATION | NO-ESTIMATION | NO-ESTIMATION | NO-ESTIMATION | CAPACITY-FACTOR-V1
FRA | France | Bressols |  | WRI1025534 | 1.3115 | 43.9543 | 1.3163 | Solar | [5 empty] | Open Power System Data | http://data.open-power-system-data.org/renewable_power_plants/2016-10-21/ | Open Power System Data | [10 empty] | 1.78 | 1.87 | 2.03 | 1.93 | 1.99 | NO-ESTIMATION | NO-ESTIMATION | NO-ESTIMATION | NO-ESTIMATION | CAPACITY-FACTOR-V1
FRA | France | EstÃ©zargues |  | WRI1024222 | 12.0353 | 43.9543 | 4.6363 | Solar | [5 empty] | Open Power System Data | http://data.open-power-system-data.org/renewable_power_plants/2016-10-21/ | Open Power System Data | 1111276 | [9 empty] | 19.41 | 20.92 | 21.04 | 20.95 | 21.39 | NO-ESTIMATION | NO-ESTIMATION | NO-ESTIMATION | NO-ESTIMATION | CAPACITY-FACTOR-V1
FRA | France | Villenave |  | WRI1024856 | 5.954 | 43.9657 | -0.8220 | Solar | [5 empty] | Open Power System Data | http://data.open-power-system-data.org/renewable_power_plants/2016-10-21/ | Open Power System Data | 1109286 | [9 empty] | 9.47 | 10.36 | 10.48 | 10.57 | 10.29 | NO-ESTIMATION | NO-ESTIMATION | NO-ESTIMATION | NO-ESTIMATION | CAPACITY-FACTOR-V1
FRA | France | Le Pontet |  | WRI1025054 | 3.5629 | 43.9686 | 4.8654 | Solar | [5 empty] | Open Power System Data | http://data.open-power-system-data.org/renewable_power_plants/2016-10-21/ | Open Power System Data | [10 empty] | 5.52 | 5.73 | 5.57 | 5.66 | 5.9 | NO-ESTIMATION | NO-ESTIMATION | WIND-V1 | WIND-V1 | WIND-V1
FRA | France | Condom |  | WRI1024454 | 10.3559 | 43.9717 | 0.3741 | Solar | [5 empty] | Open Power System Data | http://data.open-power-system-data.org/renewable_power_plants/2016-10-21/ | Open Power System Data | [10 empty] | 16.62 | 17.37 | 17.89 | 17.66 | 17.88 | WIND-V1 | WIND-V1 | WIND-V1 | WIND-V1 | WIND-V1
FRA | France | Perchigat |  | WKS0064839 | 12 | 43.9760 | -0.9150 | Solar | [5 empty] | Wiki-Solar | https://www.wiki-solar.org | Wiki-Solar | [10 empty] | 20.31 | 21.91 | 21.83 | 21.88 | 21.35 | WIND-V1 | WIND-V1 | WIND-V1 | WIND-V1 | WIND-V1
FRA | France | Villeneuve-lÃ¨s-Avignon |  | WRI1025239 | 2.1904 | 43.9767 | 4.7943 | Solar | [5 empty] | Open Power System Data | http://data.open-power-system-data.org/renewable_power_plants/2016-10-21/ | Open Power System Data | [10 empty] | 3.39 | 3.45 | 3.40 | 3.47 | 3.65 | WIND-V1 | WIND-V1 | WIND-V1 | WIND-V1 | WIND-V1
FRA | France | La Granes |  | WKS0061497 | 11 | 43.9790 | 4.6680 | Solar | [5 empty] | Wiki-Solar | https://www.wiki-solar.org | Wiki-Solar | [10 empty] | 17.86 | 19.09 | 19.24 | 18.86 | 19.51 | NO-ESTIMATION | NO-ESTIMATION | WIND-V1 | WIND-V1 | WIND-V1
FRA | France | Puimichel |  | WRI1024669 | 8.319 | 43.9790 | 6.0254 | Solar | [5 empty] | Open Power System Data | http://data.open-power-system-data.org/renewable_power_plants/2016-10-21/ | Open Power System Data | [10 empty] | 13.16 | 12.77 | 12.86 | 12.92 | 13.07 | NO-ESTIMATION | NO-ESTIMATION | NO-ESTIMATION | NO-ESTIMATION | CAPACITY-FACTOR-V1
FRA | France | Geloux |  | WRI1024763 | 7.266 | 43.9804 | -0.6403 | Solar | [5 empty] | Open Power System Data | http://data.open-power-system-data.org/renewable_power_plants/2016-10-21/ | Open Power System Data | 1105719 | [9 empty] | 11.71 | 13.01 | 12.23 | 12.45 | 12.22 | WIND-V1 | WIND-V1 | WIND-V1 | WIND-V1 | WIND-V1
FRA | France | Cagnac-les-Mines |  | WKS0070579 | 10 | 43.9870 | 2.1280 | Solar | [5 empty] | Wiki-Solar | https://www.wiki-solar.org | Wiki-Solar | [10 empty] | 15.20 | 16.15 | 17.26 | 16.27 | 17.29 | WIND-V1 | WIND-V1 | WIND-V1 | WIND-V1 | WIND-V1
FRA | France | Miradoux |  | WRI1024694 | 8.0148 | 43.9948 | 0.7585 | Solar | [5 empty] | Open Power System Data | http://data.open-power-system-data.org/renewable_power_plants/2016-10-21/ | Open Power System Data | [10 empty] | 12.53 | 13.17 | 13.44 | 13.27 | 13.51 | NO-ESTIMATION | NO-ESTIMATION | NO-ESTIMATION | NO-ESTIMATION | WIND-V1
FRA | France | Ygos-Saint-Saturnin |  | WRI1024896 | 5.1117 | 43.9958 | -0.7206 | Solar | [5 empty] | Open Power System Data | http://data.open-power-system-data.org/renewable_power_plants/2016-10-21/ | Open Power System Data | [10 empty] | 8.21 | 9.13 | 9.07 | 8.90 | 8.63 | WIND-V1 | WIND-V1 | WIND-V1 | WIND-V1 | WIND-V1
FRA | France | Les MÃ©es III |  | WKS0065696 | 13 | 43.9960 | 5.9930 | Solar | [5 empty] | Wiki-Solar | https://www.wiki-solar.org | Wiki-Solar | [10 empty] | 21.32 | 20.79 | 20.99 | 21.08 | 21.63 | WIND-V1 | WIND-V1 | WIND-V1 | WIND-V1 | WIND-V1
FRA | France | Pernes-les-Fontaines |  | WRI1025448 | 1.4993 | 43.9962 | 5.0402 | Solar | [5 empty] | Open Power System Data | http://data.open-power-system-data.org/renewable_power_plants/2016-10-21/ | Open Power System Data | [10 empty] | 2.28 | 2.40 | 2.30 | 2.37 | 2.47 | NO-ESTIMATION | NO-ESTIMATION | NO-ESTIMATION | NO-ESTIMATION | CAPACITY-FACTOR-V1
FRA | France | Le Garric |  | WKS0070580 | 9 | 44.0018 | 2.1425 | Solar | [5 empty] | Wiki-Solar | https://www.wiki-solar.org | Wiki-Solar | [10 empty] | 13.71 | 14.64 | 15.74 | 14.74 | 15.61 | NO-ESTIMATION | NO-ESTIMATION | NO-ESTIMATION | NO-ESTIMATION | CAPACITY-FACTOR-V1
FRA | France | Fontienne |  | WKS0065704 | 10.4 | 44.0050 | 5.7780 | Solar | [5 empty] | Wiki-Solar | https://www.wiki-solar.org | Wiki-Solar | [10 empty] | 16.87 | 17.22 | 17.35 | 17.40 | 17.63 | HYDRO-V1 | HYDRO-V1 | HYDRO-V1 | HYDRO-V1 | HYDRO-V1
FRA | France | Garrosse |  | WRI1024654 | 8.4608 | 44.0071 | -0.9447 | Solar | [5 empty] | Open Power System Data | http://data.open-power-system-data.org/renewable_power_plants/2016-10-21/ | Open Power System Data | [10 empty] | 14.11 | 14.63 | 14.44 | 14.48 | 14.38 | HYDRO-V1 | HYDRO-V1 | HYDRO-V1 | HYDRO-V1 | HYDRO-V1
FRA | France | Lavansol M17 |  | WKS0070451 | 6 | 44.0097 | 6.0194 | Solar | [5 empty] | Wiki-Solar | https://www.wiki-solar.org | Wiki-Solar | [10 empty] | 9.68 | 9.44 | 9.47 | 9.53 | 9.68 | HYDRO-V1 | HYDRO-V1 | HYDRO-V1 | HYDRO-V1 | HYDRO-V1
FRA | France | La Cavalerie |  | WRI1025735 | 1.0618 | 44.0117 | 3.1837 | Solar | [5 empty] | Open Power System Data | http://data.open-power-system-data.org/renewable_power_plants/2016-10-21/ | Open Power System Data | [10 empty] | 1.61 | 1.62 | 1.66 | 1.56 | 1.68 | HYDRO-V1 | HYDRO-V1 | HYDRO-V1 | HYDRO-V1 | HYDRO-V1
FRA | France | Cap DÃ©couverte |  | WKS0070593 | 19.7 | 44.0150 | 2.1350 | Solar | [5 empty] | Wiki-Solar | https://www.wiki-solar.org | Wiki-Solar | [10 empty] | 30.37 | 32.32 | 34.23 | 32.47 | 34.17 | HYDRO-V1 | HYDRO-V1 | HYDRO-V1 | HYDRO-V1 | HYDRO-V1
FRA | France | Cap DÃ©couverte 4 |  | WKS0070511 | 5 | 44.0150 | 2.1350 | Solar | [5 empty] | Wiki-Solar | https://www.wiki-solar.org | Wiki-Solar | [10 empty] | 7.57 | 8.06 | 8.63 | 8.09 | 8.61 | HYDRO-V1 | HYDRO-V1 | HYDRO-V1 | HYDRO-V1 | HYDRO-V1
FRA | France | Les MÃ©es I |  | WKS0063310 | 30.9 | 44.0150 | 6.0090 | Solar | [5 empty] | Wiki-Solar | https://www.wiki-solar.org | Wiki-Solar | [10 empty] | 48.19 | 46.85 | 47.23 | 47.51 | 48.98 | HYDRO-V1 | HYDRO-V1 | HYDRO-V1 | HYDRO-V1 | HYDRO-V1
FRA | France | Les MÃ©es |  | WRI1023934 | 95.3153 | 44.0150 | 6.0168 | Solar | [5 empty] | Open Power System Data | http://data.open-power-system-data.org/renewable_power_plants/2016-10-21/ | Open Power System Data | 1085750 | [9 empty] | 149.27 | 145.82 | 146.30 | 147.16 | 151.63 | HYDRO-V1 | HYDRO-V1 | HYDRO-V1 | HYDRO-V1 | HYDRO-V1
FRA | France | Les MÃ©es II |  | WKS0063311 | 12.4 | 44.0150 | 6.0270 | Solar | [5 empty] | Wiki-Solar | https://www.wiki-solar.org | Wiki-Solar | [10 empty] | 20.37 | 19.97 | 20.08 | 20.19 | 20.73 | HYDRO-V1 | HYDRO-V1 | HYDRO-V1 | HYDRO-V1 | HYDRO-V1
FRA | France | Sorgues |  | WRI1025074 | 3.3009 | 44.0151 | 4.8665 | Solar | [5 empty] | Open Power System Data | http://data.open-power-system-data.org/renewable_power_plants/2016-10-21/ | Open Power System Data | [10 empty] | 5.14 | 5.30 | 5.26 | 5.28 | 5.41 | HYDRO-V1 | HYDRO-V1 | HYDRO-V1 | HYDRO-V1 | HYDRO-V1
FRA | France | Montauban |  | WRI1024435 | 10.7945 | 44.0226 | 1.3638 | Solar | [5 empty] | Open Power System Data | http://data.open-power-system-data.org/renewable_power_plants/2016-10-21/ | Open Power System Data | [10 empty] | 16.81 | 18.12 | 18.48 | 18.44 | 18.42 | HYDRO-V1 | HYDRO-V1 | HYDRO-V1 | HYDRO-V1 | HYDRO-V1
FRA | France | Carmaux |  | WKS0069086 | 4.5 | 44.0234 | 2.1310 | Solar | [5 empty] | Wiki-Solar | https://www.wiki-solar.org | Wiki-Solar | [10 empty] | 6.56 | 6.83 | 7.37 | 6.89 | 7.36 | WIND-V1 | WIND-V1 | WIND-V1 | WIND-V1 | WIND-V1
FRA | France | RÃ©quista |  | WRI1025421 | 1.5634 | 44.0319 | 2.5490 | Solar | [5 empty] | Open Power System Data | http://data.open-power-system-data.org/renewable_power_plants/2016-10-21/ | Open Power System Data | [10 empty] | 2.22 | 2.26 | 2.35 | 2.36 | 2.41 | NO-ESTIMATION | NO-ESTIMATION | NO-ESTIMATION | NO-ESTIMATION | NO-ESTIMATION
FRA | France | Malijai |  | WRI1025488 | 1.401 | 44.0339 | 6.0507 | Solar | [5 empty] | Open Power System Data | http://data.open-power-system-data.org/renewable_power_plants/2016-10-21/ | Open Power System Data | [10 empty] | 2.13 | 2.20 | 2.21 | 2.22 | 2.24 | NO-ESTIMATION | NO-ESTIMATION | NO-ESTIMATION | NO-ESTIMATION | NO-ESTIMATION
FRA | France | Ygos 1 |  | WKS0069172 | 12 | 44.0348 | -0.7280 | Solar | [5 empty] | Wiki-Solar | https://www.wiki-solar.org | Wiki-Solar | [10 empty] | 19.80 | 21.77 | 21.78 | 21.48 | 20.79 | NO-ESTIMATION | NO-ESTIMATION | NO-ESTIMATION | NO-ESTIMATION | NO-ESTIMATION
FRA | France | Blauvac |  | WRI1025146 | 2.6304 | 44.0371 | 5.2444 | Solar | [5 empty] | Open Power System Data | http://data.open-power-system-data.org/renewable_power_plants/2016-10-21/ | Open Power System Data | [10 empty] | 4.06 | 4.19 | 4.12 | 4.15 | 4.16 | HYDRO-V1 | HYDRO-V1 | HYDRO-V1 | HYDRO-V1 | HYDRO-V1
FRA | France | Saint-Jean-Delnous |  | WRI1025302 | 1.9394 | 44.0411 | 2.4925 | Solar | [5 empty] | Open Power System Data | http://data.open-power-system-data.org/renewable_power_plants/2016-10-21/ | Open Power System Data | [10 empty] | 2.61 | 2.72 | 2.89 | 2.80 | 2.94 | NO-ESTIMATION | NO-ESTIMATION | NO-ESTIMATION | NO-ESTIMATION | NO-ESTIMATION
FRA | France | La Ville-Dieu-du-Temple |  | WRI1025660 | 1.1318 | 44.0429 | 1.2211 | Solar | [5 empty] | Open Power System Data | http://data.open-power-system-data.org/renewable_power_plants/2016-10-21/ | Open Power System Data | [10 empty] | 1.56 | 1.66 | 1.78 | 1.67 | 1.73 | NO-ESTIMATION | NO-ESTIMATION | NO-ESTIMATION | NO-ESTIMATION | NO-ESTIMATION
FRA | France | Garein |  | WRI1024830 | 6.0019 | 44.0489 | -0.6499 | Solar | [5 empty] | Open Power System Data | http://data.open-power-system-data.org/renewable_power_plants/2016-10-21/ | Open Power System Data | 1108339 | [9 empty] | 9.59 | 10.67 | 10.32 | 10.27 | 10.11 | HYDRO-V1 | HYDRO-V1 | HYDRO-V1 | HYDRO-V1 | HYDRO-V1
FRA | France | Les Cigalettes |  | WKS0066380 | 10 | 44.0530 | 5.9300 | Solar | [5 empty] | Wiki-Solar | https://www.wiki-solar.org | Wiki-Solar | [10 empty] | 15.94 | 16.04 | 16.17 | 16.18 | 16.4 | NO-ESTIMATION | NO-ESTIMATION | NO-ESTIMATION | NO-ESTIMATION | NO-ESTIMATION
FRA | France | Losse |  | WRI1023939 | 67.6494 | 44.0583 | -0.0130 | Solar | [5 empty] | Open Power System Data | http://data.open-power-system-data.org/renewable_power_plants/2016-10-21/ | Open Power System Data | [10 empty] | 101.28 | 110.49 | 110.95 | 110.19 | 111.18 | HYDRO-V1 | HYDRO-V1 | HYDRO-V1 | HYDRO-V1 | HYDRO-V1
FRA | France | ChÃ¢teau-Arnoux-Saint-Auban |  | WKS0069124 | 9.8 | 44.0586 | 5.9996 | Solar | [5 empty] | Wiki-Solar | https://www.wiki-solar.org | Wiki-Solar | [10 empty] | 15.51 | 15.44 | 15.58 | 15.63 | 15.64 | HYDRO-V1 | HYDRO-V1 | HYDRO-V1 | HYDRO-V1 | HYDRO-V1
FRA | France | Carpentras |  | WRI1025158 | 2.5533 | 44.0592 | 5.0613 | Solar | [5 empty] | Open Power System Data | http://data.open-power-system-data.org/renewable_power_plants/2016-10-21/ | Open Power System Data | [10 empty] | 3.91 | 3.96 | 4.00 | 4.03 | 4.07 | NO-ESTIMATION | NO-ESTIMATION | NO-ESTIMATION | NO-ESTIMATION | NO-ESTIMATION
FRA | France | Saint-Gor |  | WRI1023965 | 34.7336 | 44.0625 | -0.2483 | Solar | [5 empty] | Open Power System Data | http://data.open-power-system-data.org/renewable_power_plants/2016-10-21/ | Open Power System Data | [10 empty] | 52.80 | 56.58 | 57.23 | 56.41 | 55.82 | HYDRO-V1 | HYDRO-V1 | HYDRO-V1 | HYDRO-V1 | HYDRO-V1
FRA | France | Lacuje |  | WKS0069350 | 9 | 44.0650 | 0.1500 | Solar | [5 empty] | Wiki-Solar | https://www.wiki-solar.org | Wiki-Solar | [10 empty] | 14.20 | 15.66 | 15.45 | 15.25 | 15.36 | HYDRO-V1 | HYDRO-V1 | HYDRO-V1 | HYDRO-V1 | HYDRO-V1
FRA | France | Aigaliers |  | WKS0069049 | 10.9 | 44.0680 | 4.3070 | Solar | [5 empty] | Wiki-Solar | https://www.wiki-solar.org | Wiki-Solar | [10 empty] | 17.68 | 18.78 | 18.49 | 18.20 | 19.17 | HYDRO-V1 | HYDRO-V1 | HYDRO-V1 | HYDRO-V1 | HYDRO-V1
FRA | France | Onesse-et-Laharie |  | WRI1024967 | 4.4773 | 44.0722 | -1.0262 | Solar | [5 empty] | Open Power System Data | http://data.open-power-system-data.org/renewable_power_plants/2016-10-21/ | Open Power System Data | [10 empty] | 7.22 | 7.61 | 7.53 | 7.55 | 7.54 | HYDRO-V1 | HYDRO-V1 | HYDRO-V1 | HYDRO-V1 | HYDRO-V1
FRA | France | Hippodrome 1 |  | WKS0069060 | 12 | 44.0810 | -0.6720 | Solar | [5 empty] | Wiki-Solar | https://www.wiki-solar.org | Wiki-Solar | [10 empty] | 19.79 | 21.77 | 21.77 | 21.46 | 20.68 | HYDRO-V1 | HYDRO-V1 | HYDRO-V1 | HYDRO-V1 | HYDRO-V1
FRA | France | Albias |  | WRI1025181 | 2.41 | 44.0818 | 1.4485 | Solar | [5 empty] | Open Power System Data | http://data.open-power-system-data.org/renewable_power_plants/2016-10-21/ | Open Power System Data | [10 empty] | 3.31 | 3.62 | 3.82 | 3.77 | 3.92 | HYDRO-V1 | HYDRO-V1 | HYDRO-V1 | HYDRO-V1 | HYDRO-V1
FRA | France | Saint-Christol-lÃ¨s-AlÃ¨s |  | WRI1025306 | 1.9176 | 44.0839 | 4.0761 | Solar | [5 empty] | Open Power System Data | http://data.open-power-system-data.org/renewable_power_plants/2016-10-21/ | Open Power System Data | [10 empty] | 2.95 | 3.01 | 2.98 | 3.00 | 3.01 | NO-ESTIMATION | NO-ESTIMATION | NO-ESTIMATION | NO-ESTIMATION | CAPACITY-FACTOR-V1
FRA | France | MÃ©zos |  | WRI1024977 | 4.3925 | 44.0869 | -1.1335 | Solar | [5 empty] | Open Power System Data | http://data.open-power-system-data.org/renewable_power_plants/2016-10-21/ | Open Power System Data | 1083979 | [9 empty] | 7.55 | 7.35 | 7.40 | 7.40 | 7.29 | NO-ESTIMATION | NO-ESTIMATION | NO-ESTIMATION | NO-ESTIMATION | CAPACITY-FACTOR-V1
FRA | France | La Combe |  | WKS0069091 | 4.5 | 44.0874 | 5.0992 | Solar | [5 empty] | Wiki-Solar | https://www.wiki-solar.org | Wiki-Solar | [10 empty] | 6.83 | 7.05 | 6.97 | 7.02 | 7.08 | NO-ESTIMATION | NO-ESTIMATION | NO-ESTIMATION | NO-ESTIMATION | NO-ESTIMATION
FRA | France | La Garbage B |  | WKS0068637 | 11.5 | 44.0900 | -0.2020 | Solar | [5 empty] | Wiki-Solar | https://www.wiki-solar.org | Wiki-Solar | [10 empty] | 18.44 | 20.11 | 20.04 | 19.84 | 19.58 | NO-ESTIMATION | NO-ESTIMATION | NO-ESTIMATION | NO-ESTIMATION | NO-ESTIMATION
FRA | France | BelvÃ©zet |  | WRI1024047 | 20.1217 | 44.0908 | 4.3556 | Solar | [5 empty] | Open Power System Data | http://data.open-power-system-data.org/renewable_power_plants/2016-10-21/ | Open Power System Data | [10 empty] | 32.19 | 34.67 | 33.62 | 33.42 | 34.69 | NO-ESTIMATION | NO-ESTIMATION | NO-ESTIMATION | NO-ESTIMATION | CAPACITY-FACTOR-V1
FRA | France | Saint-Julien-en-Born |  | WRI1025259 | 2.1192 | 44.0914 | -1.2488 | Solar | [5 empty] | Open Power System Data | http://data.open-power-system-data.org/renewable_power_plants/2016-10-21/ | Open Power System Data | 1113599 | [9 empty] | 3.75 | 3.61 | 3.52 | 3.61 | 3.58 | HYDRO-V1 | HYDRO-V1 | HYDRO-V1 | HYDRO-V1 | HYDRO-V1
FRA | France | Revest-du-Bion |  | WRI1025500 | 1.3874 | 44.0938 | 5.5407 | Solar | [5 empty] | Open Power System Data | http://data.open-power-system-data.org/renewable_power_plants/2016-10-21/ | Open Power System Data | 1091671 | [9 empty] | 2.17 | 2.17 | 2.12 | 2.13 | 2.14 | NO-ESTIMATION | NO-ESTIMATION | NO-ESTIMATION | NO-ESTIMATION | CAPACITY-FACTOR-V1
FRA | France | La Teronde |  | WKS0069070 | 7.1 | 44.0987 | 4.0279 | Solar | [5 empty] | Wiki-Solar | https://www.wiki-solar.org | Wiki-Solar | [10 empty] | 11.38 | 11.26 | 11.14 | 11.15 | 11.19 | HYDRO-V1 | HYDRO-V1 | HYDRO-V1 | HYDRO-V1 | HYDRO-V1
FRA | France | Belvesol 4+5 |  | WKS0069117 | 11 | 44.1020 | 4.3740 | Solar | [5 empty] | Wiki-Solar | https://www.wiki-solar.org | Wiki-Solar | [10 empty] | 17.81 | 19.08 | 18.54 | 18.24 | 19.23 | NO-ESTIMATION | NO-ESTIMATION | NO-ESTIMATION | NO-ESTIMATION | CAPACITY-FACTOR-V1
FRA | France | Laudun-l'Ardoise |  | WRI1025337 | 1.8108 | 44.1028 | 4.6638 | Solar | [5 empty] | Open Power System Data | http://data.open-power-system-data.org/renewable_power_plants/2016-10-21/ | Open Power System Data | [10 empty] | 2.75 | 2.88 | 2.81 | 2.84 | 2.87 | HYDRO-V1 | HYDRO-V1 | HYDRO-V1 | HYDRO-V1 | HYDRO-V1
FRA | France | La Selve |  | WRI1025497 | 1.3884 | 44.1057 | 2.5364 | Solar | [5 empty] | Open Power System Data | http://data.open-power-system-data.org/renewable_power_plants/2016-10-21/ | Open Power System Data | [10 empty] | 1.92 | 1.96 | 1.99 | 2.07 | 2 | NO-ESTIMATION | NO-ESTIMATION | NO-ESTIMATION | NO-ESTIMATION | NO-ESTIMATION
FRA | France | VallÃ©rargues |  | WKS0069064 | 4.8 | 44.1122 | 4.3715 | Solar | [5 empty] | Wiki-Solar | https://www.wiki-solar.org | Wiki-Solar | [10 empty] | 8.25 | 8.69 | 8.42 | 8.52 | 8.69 | NO-ESTIMATION | NO-ESTIMATION | NO-ESTIMATION | NO-ESTIMATION | NO-ESTIMATION
FRA | France | AlÃ¨s |  | WRI1025057 | 3.5015 | 44.1254 | 4.0888 | Solar | [5 empty] | Open Power System Data | http://data.open-power-system-data.org/renewable_power_plants/2016-10-21/ | Open Power System Data | [10 empty] | 5.37 | 5.59 | 5.49 | 5.54 | 5.53 | NO-ESTIMATION | NO-ESTIMATION | NO-ESTIMATION | NO-ESTIMATION | CAPACITY-FACTOR-V1
FRA | France | Lamagistere |  | WKS0069097 | 5 | 44.1280 | 0.8370 | Solar | [5 empty] | Wiki-Solar | https://www.wiki-solar.org | Wiki-Solar | [10 empty] | 7.79 | 8.14 | 8.51 | 8.36 | 8.44 | HYDRO-V1 | HYDRO-V1 | HYDRO-V1 | HYDRO-V1 | HYDRO-V1
FRA | France | Orange |  | WRI1024877 | 5.4844 | 44.1290 | 4.8104 | Solar | [5 empty] | Open Power System Data | http://data.open-power-system-data.org/renewable_power_plants/2016-10-21/ | Open Power System Data | [10 empty] | 8.69 | 8.97 | 8.81 | 8.86 | 9.02 | HYDRO-V1 | HYDRO-V1 | HYDRO-V1 | HYDRO-V1 | HYDRO-V1
FRA | France | Aurel |  | WRI1025505 | 1.3771 | 44.1381 | 5.3972 | Solar | [5 empty] | Open Power System Data | http://data.open-power-system-data.org/renewable_power_plants/2016-10-21/ | Open Power System Data | [10 empty] | 2.14 | 2.08 | 2.08 | 2.08 | 2.05 | HYDRO-V1 | HYDRO-V1 | HYDRO-V1 | HYDRO-V1 | HYDRO-V1
FRA | France | FerrassiÃ¨res |  | WRI1025076 | 3.274 | 44.1394 | 5.4905 | Solar | [5 empty] | Open Power System Data | http://data.open-power-system-data.org/renewable_power_plants/2016-10-21/ | Open Power System Data | [10 empty] | 5.27 | 5.15 | 5.18 | 5.23 | 5.19 | NO-ESTIMATION | NO-ESTIMATION | NO-ESTIMATION | NO-ESTIMATION | CAPACITY-FACTOR-V1
FRA | France | Saint-Privat-des-Vieux |  | WRI1025645 | 1.1522 | 44.1423 | 4.1305 | Solar | [5 empty] | Open Power System Data | http://data.open-power-system-data.org/renewable_power_plants/2016-10-21/ | Open Power System Data | [10 empty] | 1.72 | 1.67 | 1.67 | 1.69 | 1.69 | NO-ESTIMATION | NO-ESTIMATION | NO-ESTIMATION | NO-ESTIMATION | CAPACITY-FACTOR-V1
FRA | France | Auriac-Lagast |  | WRI1025433 | 1.5386 | 44.1440 | 2.5959 | Solar | [5 empty] | Open Power System Data | http://data.open-power-system-data.org/renewable_power_plants/2016-10-21/ | Open Power System Data | [10 empty] | 2.19 | 2.26 | 2.33 | 2.37 | 2.35 | NO-ESTIMATION | NO-ESTIMATION | NO-ESTIMATION | NO-ESTIMATION | CAPACITY-FACTOR-V1
FRA | France | Tauriac-de-Naucelle |  | WRI1025713 | 1.0798 | 44.1452 | 2.3235 | Solar | [5 empty] | Open Power System Data | http://data.open-power-system-data.org/renewable_power_plants/2016-10-21/ | Open Power System Data | [10 empty] | 1.53 | 1.56 | 1.55 | 1.64 | 1.55 | NO-ESTIMATION | NO-ESTIMATION | NO-ESTIMATION | NO-ESTIMATION | CAPACITY-FACTOR-V1
FRA | France | Servas |  | WRI1025595 | 1.2179 | 44.1564 | 4.1925 | Solar | [5 empty] | Open Power System Data | http://data.open-power-system-data.org/renewable_power_plants/2016-10-21/ | Open Power System Data | [10 empty] | 1.87 | 1.76 | 1.75 | 1.78 | 1.78 | NO-ESTIMATION | NO-ESTIMATION | NO-ESTIMATION | NO-ESTIMATION | CAPACITY-FACTOR-V1
FRA | France | Caussade |  | WRI1025148 | 2.6258 | 44.1570 | 1.5439 | Solar | [5 empty] | Open Power System Data | http://data.open-power-system-data.org/renewable_power_plants/2016-10-21/ | Open Power System Data | [10 empty] | 3.67 | 3.96 | 4.15 | 4.10 | 4.24 | HYDRO-V1 | HYDRO-V1 | HYDRO-V1 | HYDRO-V1 | HYDRO-V1
FRA | France | Durance |  | WRI1024370 | 11.7859 | 44.1574 | 0.1634 | Solar | [5 empty] | Open Power System Data | http://data.open-power-system-data.org/renewable_power_plants/2016-10-21/ | Open Power System Data | 1109288 | [9 empty] | 18.87 | 20.93 | 20.49 | 20.33 | 20.5 | HYDRO-V1 | HYDRO-V1 | HYDRO-V1 | HYDRO-V1 | HYDRO-V1
FRA | France | Varen |  | WRI1024559 | 9.7921 | 44.1579 | 1.8863 | Solar | [5 empty] | Open Power System Data | http://data.open-power-system-data.org/renewable_power_plants/2016-10-21/ | Open Power System Data | [10 empty] | 14.69 | 15.19 | 16.28 | 15.95 | 16.7 | HYDRO-V1 | HYDRO-V1 | HYDRO-V1 | HYDRO-V1 | HYDRO-V1
FRA | France | Barbaste |  | WRI1024188 | 12.4266 | 44.1588 | 0.2447 | Solar | [5 empty] | Open Power System Data | http://data.open-power-system-data.org/renewable_power_plants/2016-10-21/ | Open Power System Data | [10 empty] | 19.83 | 21.62 | 21.42 | 21.36 | 21.55 | NO-ESTIMATION | NO-ESTIMATION | NO-ESTIMATION | NO-ESTIMATION | CAPACITY-FACTOR-V1
FRA | France | Saint-Martin-de-Valgalgues |  | WRI1025661 | 1.1315 | 44.1660 | 4.0744 | Solar | [5 empty] | Open Power System Data | http://data.open-power-system-data.org/renewable_power_plants/2016-10-21/ | Open Power System Data | [10 empty] | 1.68 | 1.64 | 1.64 | 1.66 | 1.66 | NO-ESTIMATION | NO-ESTIMATION | NO-ESTIMATION | NO-ESTIMATION | CAPACITY-FACTOR-V1
FRA | France | Lavabreille |  | WKS0070445 | 8 | 44.1695 | 4.0814 | Solar | [5 empty] | Wiki-Solar | https://www.wiki-solar.org | Wiki-Solar | [10 empty] | 12.73 | 12.86 | 12.81 | 12.86 | 12.89 | NO-ESTIMATION | NO-ESTIMATION | NO-ESTIMATION | NO-ESTIMATION | NO-ESTIMATION
FRA | France | BoÃ© |  | WRI1024876 | 5.49 | 44.1702 | 0.6463 | Solar | [5 empty] | Open Power System Data | http://data.open-power-system-data.org/renewable_power_plants/2016-10-21/ | Open Power System Data | [10 empty] | 8.54 | 8.99 | 9.21 | 9.14 | 9.24 | NO-ESTIMATION | NO-ESTIMATION | NO-ESTIMATION | NO-ESTIMATION | NO-ESTIMATION
FRA | France | Luxey |  | WKS0068635 | 8.5 | 44.1760 | -0.4500 | Solar | [5 empty] | Wiki-Solar | https://www.wiki-solar.org | Wiki-Solar | [10 empty] | 13.29 | 14.76 | 15.28 | 14.79 | 14.32 | HYDRO-V1 | HYDRO-V1 | HYDRO-V1 | HYDRO-V1 | HYDRO-V1
FRA | France | Roquefort |  | WRI1025140 | 2.6631 | 44.1763 | 0.5564 | Solar | [5 empty] | Open Power System Data | http://data.open-power-system-data.org/renewable_power_plants/2016-10-21/ | Open Power System Data | [10 empty] | 3.84 | 4.13 | 4.25 | 4.22 | 4.29 | HYDRO-V1 | HYDRO-V1 | HYDRO-V1 | HYDRO-V1 | HYDRO-V1
FRA | France | BÃ©connais |  | WKS0065301 | 11.1 | 44.1790 | -0.9360 | Solar | [5 empty] | Wiki-Solar | https://www.wiki-solar.org | Wiki-Solar | [10 empty] | 18.79 | 20.31 | 20.00 | 20.25 | 19.86 | HYDRO-V1 | HYDRO-V1 | HYDRO-V1 | HYDRO-V1 | HYDRO-V1
FRA | France | Fonroche |  | WKS0071591 | 4 | 44.1814 | 0.5694 | Solar | [5 empty] | Wiki-Solar | https://www.wiki-solar.org | Wiki-Solar | [10 empty] | 5.84 | 6.23 | 6.42 | 6.38 | 6.47 | HYDRO-V1 | HYDRO-V1 | HYDRO-V1 | HYDRO-V1 | HYDRO-V1
FRA | France | Bilot |  | WKS0064838 | 8.3 | 44.1920 | -0.9250 | Solar | [5 empty] | Wiki-Solar | https://www.wiki-solar.org | Wiki-Solar | [10 empty] | 13.42 | 14.69 | 14.38 | 14.59 | 14.27 | HYDRO-V1 | HYDRO-V1 | HYDRO-V1 | HYDRO-V1 | HYDRO-V1
FRA | France | Le Passage |  | WRI1025331 | 1.8418 | 44.1936 | 0.5942 | Solar | [5 empty] | Open Power System Data | http://data.open-power-system-data.org/renewable_power_plants/2016-10-21/ | Open Power System Data | [10 empty] | 2.50 | 2.73 | 2.88 | 2.81 | 2.91 | HYDRO-V1 | HYDRO-V1 | HYDRO-V1 | HYDRO-V1 | HYDRO-V1
FRA | France | Les Salles-du-Gardon |  | WRI1025784 | 1.0022 | 44.1944 | 4.0178 | Solar | [5 empty] | Open Power System Data | http://data.open-power-system-data.org/renewable_power_plants/2016-10-21/ | Open Power System Data | [10 empty] | 1.68 | 1.58 | 1.56 | 1.54 | 1.56 | HYDRO-V1 | HYDRO-V1 | HYDRO-V1 | HYDRO-V1 | HYDRO-V1
FRA | France | Pompogne |  | WRI1023969 | 32.5236 | 44.2002 | 0.1243 | Solar | [5 empty] | Open Power System Data | http://data.open-power-system-data.org/renewable_power_plants/2016-10-21/ | Open Power System Data | 1108922 | [9 empty] | 49.48 | 53.90 | 53.36 | 52.98 | 53.46 | HYDRO-V1 | HYDRO-V1 | HYDRO-V1 | HYDRO-V1 | HYDRO-V1
FRA | France | Sisteron |  | WRI1024797 | 6.5814 | 44.2008 | 5.9307 | Solar | [5 empty] | Open Power System Data | http://data.open-power-system-data.org/renewable_power_plants/2016-10-21/ | Open Power System Data | [10 empty] | 10.62 | 10.49 | 10.50 | 10.60 | 10.57 | NO-ESTIMATION | NO-ESTIMATION | NO-ESTIMATION | NO-ESTIMATION | NO-ESTIMATION
FRA | France | Lucet |  | WKS0062396 | 12 | 44.2096 | -1.0131 | Solar | [5 empty] | Wiki-Solar | https://www.wiki-solar.org | Wiki-Solar | [10 empty] | 20.78 | 21.43 | 21.22 | 21.28 | 21.22 | HYDRO-V1 | HYDRO-V1 | HYDRO-V1 | HYDRO-V1 | HYDRO-V1
FRA | France | Ribiers |  | WRI1025318 | 1.8968 | 44.2205 | 5.8444 | Solar | [5 empty] | Open Power System Data | http://data.open-power-system-data.org/renewable_power_plants/2016-10-21/ | Open Power System Data | [10 empty] | 3.00 | 3.02 | 3.03 | 3.03 | 3.05 | HYDRO-V1 | HYDRO-V1 | HYDRO-V1 | HYDRO-V1 | HYDRO-V1
FRA | France | La Salvetat-PeyralÃ¨s |  | WRI1025362 | 1.7273 | 44.2211 | 2.1966 | Solar | [5 empty] | Open Power System Data | http://data.open-power-system-data.org/renewable_power_plants/2016-10-21/ | Open Power System Data | [10 empty] | 2.40 | 2.46 | 2.64 | 2.57 | 2.57 | HYDRO-V1 | HYDRO-V1 | HYDRO-V1 | HYDRO-V1 | HYDRO-V1
FRA | France | Fargues-sur-Ourbise |  | WRI1024902 | 5.0446 | 44.2300 | 0.1573 | Solar | [5 empty] | Open Power System Data | http://data.open-power-system-data.org/renewable_power_plants/2016-10-21/ | Open Power System Data | 1109281 | [9 empty] | 7.86 | 8.72 | 8.51 | 8.50 | 8.59 | HYDRO-V1 | HYDRO-V1 | HYDRO-V1 | HYDRO-V1 | HYDRO-V1
FRA | France | Pont-Saint-Esprit |  | WRI1025532 | 1.3121 | 44.2524 | 4.6392 | Solar | [5 empty] | Open Power System Data | http://data.open-power-system-data.org/renewable_power_plants/2016-10-21/ | Open Power System Data | [10 empty] | 1.90 | 1.86 | 1.97 | 1.93 | 1.96 | HYDRO-V1 | HYDRO-V1 | HYDRO-V1 | HYDRO-V1 | HYDRO-V1
FRA | France | Buzet-sur-BaÃ¯se |  | WRI1025195 | 2.3987 | 44.2536 | 0.3014 | Solar | [5 empty] | Open Power System Data | http://data.open-power-system-data.org/renewable_power_plants/2016-10-21/ | Open Power System Data | [10 empty] | 3.42 | 3.90 | 3.85 | 3.77 | 3.79 | NO-ESTIMATION | NO-ESTIMATION | NO-ESTIMATION | NO-ESTIMATION | NO-ESTIMATION
FRA | France | Pontenx-les-Forges |  | WRI1025451 | 1.495 | 44.2550 | -1.0878 | Solar | [5 empty] | Open Power System Data | http://data.open-power-system-data.org/renewable_power_plants/2016-10-21/ | Open Power System Data | [10 empty] | 2.63 | 2.49 | 2.45 | 2.48 | 2.47 | NO-ESTIMATION | NO-ESTIMATION | NO-ESTIMATION | NO-ESTIMATION | NO-ESTIMATION
FRA | France | Mison |  | WRI1025157 | 2.5546 | 44.2628 | 5.8651 | Solar | [5 empty] | Open Power System Data | http://data.open-power-system-data.org/renewable_power_plants/2016-10-21/ | Open Power System Data | 1113191 | [9 empty] | 3.72 | 3.83 | 4.06 | 4.09 | 4.09 | NO-ESTIMATION | NO-ESTIMATION | NO-ESTIMATION | NO-ESTIMATION | CAPACITY-FACTOR-V1
FRA | France | VÃ©zins-de-LÃ©vÃ©zou |  | WRI1025377 | 1.6978 | 44.2675 | 2.9253 | Solar | [5 empty] | Open Power System Data | http://data.open-power-system-data.org/renewable_power_plants/2016-10-21/ | Open Power System Data | [10 empty] | 2.28 | 2.43 | 2.62 | 2.50 | 2.52 | HYDRO-V1 | HYDRO-V1 | HYDRO-V1 | HYDRO-V1 | HYDRO-V1
FRA | France | LÃ¼e |  | WRI1023964 | 34.7483 | 44.2766 | -0.9961 | Solar | [5 empty] | Open Power System Data | http://data.open-power-system-data.org/renewable_power_plants/2016-10-21/ | Open Power System Data | [10 empty] | 59.42 | 57.13 | 57.16 | 57.41 | 56.64 | HYDRO-V1 | HYDRO-V1 | HYDRO-V1 | HYDRO-V1 | HYDRO-V1
FRA | France | BollÃ¨ne |  | WRI1024672 | 8.2819 | 44.2880 | 4.7523 | Solar | [5 empty] | Open Power System Data | http://data.open-power-system-data.org/renewable_power_plants/2016-10-21/ | Open Power System Data | [10 empty] | 12.63 | 12.94 | 12.93 | 12.99 | 12.96 | NO-ESTIMATION | NO-ESTIMATION | NO-ESTIMATION | NO-ESTIMATION | NO-ESTIMATION
FRA | France | Flavin |  | WRI1025603 | 1.2025 | 44.2881 | 2.6217 | Solar | [5 empty] | Open Power System Data | http://data.open-power-system-data.org/renewable_power_plants/2016-10-21/ | Open Power System Data | [10 empty] | 1.61 | 1.74 | 1.80 | 1.77 | 1.85 | NO-ESTIMATION | NO-ESTIMATION | NO-ESTIMATION | NO-ESTIMATION | CAPACITY-FACTOR-V1
FRA | France | Damazan |  | WRI1025307 | 1.9072 | 44.2889 | 0.2751 | Solar | [5 empty] | Open Power System Data | http://data.open-power-system-data.org/renewable_power_plants/2016-10-21/ | Open Power System Data | 1113190 | [9 empty] | 2.58 | 3.02 | 3.02 | 2.91 | 2.95 | NO-ESTIMATION | NO-ESTIMATION | NO-ESTIMATION | NO-ESTIMATION | CAPACITY-FACTOR-V1
FRA | France | Vaumeilh |  | WRI1025669 | 1.1204 | 44.2900 | 5.9561 | Solar | [5 empty] | Open Power System Data | http://data.open-power-system-data.org/renewable_power_plants/2016-10-21/ | Open Power System Data | [10 empty] | 1.63 | 1.53 | 1.51 | 1.56 | 1.55 | NO-ESTIMATION | NO-ESTIMATION | NO-ESTIMATION | NO-ESTIMATION | NO-ESTIMATION
FRA | France | BessÃ¨ges |  | WRI1025351 | 1.7515 | 44.2902 | 4.1067 | Solar | [5 empty] | Open Power System Data | http://data.open-power-system-data.org/renewable_power_plants/2016-10-21/ | Open Power System Data | [10 empty] | 2.59 | 2.62 | 2.77 | 2.68 | 2.76 | NO-ESTIMATION | NO-ESTIMATION | NO-ESTIMATION | NO-ESTIMATION | CAPACITY-FACTOR-V1
FRA | France | SÃ©gur |  | WRI1025521 | 1.3284 | 44.2911 | 2.8443 | Solar | [5 empty] | Open Power System Data | http://data.open-power-system-data.org/renewable_power_plants/2016-10-21/ | Open Power System Data | [10 empty] | 1.76 | 1.88 | 1.99 | 1.98 | 1.9 | HYDRO-V1 | HYDRO-V1 | HYDRO-V1 | HYDRO-V1 | HYDRO-V1
FRA | France | Pissos |  | WRI1024645 | 8.546 | 44.2957 | -0.7807 | Solar | [5 empty] | Open Power System Data | http://data.open-power-system-data.org/renewable_power_plants/2016-10-21/ | Open Power System Data | [10 empty] | 13.74 | 15.16 | 14.81 | 14.99 | 14.78 | HYDRO-V1 | HYDRO-V1 | HYDRO-V1 | HYDRO-V1 | HYDRO-V1
FRA | France | Boussac |  | WRI1025596 | 1.2155 | 44.2959 | 2.3771 | Solar | [5 empty] | Open Power System Data | http://data.open-power-system-data.org/renewable_power_plants/2016-10-21/ | Open Power System Data | [10 empty] | 1.64 | 1.73 | 1.87 | 1.75 | 1.89 | NO-ESTIMATION | NO-ESTIMATION | NO-ESTIMATION | NO-ESTIMATION | CAPACITY-FACTOR-V1
FRA | France | SÃ©vÃ©rac-le-ChÃ¢teau |  | WRI1025149 | 2.6248 | 44.2996 | 3.0896 | Solar | [5 empty] | Open Power System Data | http://data.open-power-system-data.org/renewable_power_plants/2016-10-21/ | Open Power System Data | [10 empty] | 3.75 | 3.87 | 4.06 | 4.01 | 3.95 | HYDRO-V1 | HYDRO-V1 | HYDRO-V1 | HYDRO-V1 | HYDRO-V1
FRA | France | Aiguillon |  | WRI1025153 | 2.5773 | 44.3009 | 0.3577 | Solar | [5 empty] | Open Power System Data | http://data.open-power-system-data.org/renewable_power_plants/2016-10-21/ | Open Power System Data | [10 empty] | 3.69 | 3.91 | 4.12 | 4.05 | 4.05 | NO-ESTIMATION | NO-ESTIMATION | NO-ESTIMATION | NO-ESTIMATION | NO-ESTIMATION
FRA | France | MÃ»riers |  | WKS0070446 | 4.4 | 44.3024 | 4.7007 | Solar | [5 empty] | Wiki-Solar | https://www.wiki-solar.org | Wiki-Solar | [10 empty] | 6.85 | 6.72 | 6.82 | 6.94 | 6.81 | NO-ESTIMATION | NO-ESTIMATION | NO-ESTIMATION | NO-ESTIMATION | NO-ESTIMATION
FRA | France | Luc-la-Primaube |  | WRI1025291 | 1.997 | 44.3056 | 2.5367 | Solar | [5 empty] | Open Power System Data | http://data.open-power-system-data.org/renewable_power_plants/2016-10-21/ | Open Power System Data | [10 empty] | 2.78 | 2.88 | 3.05 | 2.90 | 3.04 | NO-ESTIMATION | NO-ESTIMATION | NO-ESTIMATION | NO-ESTIMATION | CAPACITY-FACTOR-V1
FRA | France | Rieupeyroux |  | WRI1025204 | 2.3266 | 44.3079 | 2.2293 | Solar | [5 empty] | Open Power System Data | http://data.open-power-system-data.org/renewable_power_plants/2016-10-21/ | Open Power System Data | [10 empty] | 3.25 | 3.27 | 3.58 | 3.41 | 3.45 | HYDRO-V1 | HYDRO-V1 | HYDRO-V1 | HYDRO-V1 | HYDRO-V1
FRA | France | Orgnac-l'Aven |  | WRI1025481 | 1.4248 | 44.3095 | 4.4237 | Solar | [5 empty] | Open Power System Data | http://data.open-power-system-data.org/renewable_power_plants/2016-10-21/ | Open Power System Data | [10 empty] | 2.06 | 2.06 | 2.17 | 2.15 | 2.17 | HYDRO-V1 | HYDRO-V1 | HYDRO-V1 | HYDRO-V1 | HYDRO-V1
FRA | France | Casteljaloux |  | WRI1024934 | 4.728 | 44.3116 | 0.0844 | Solar | [5 empty] | Open Power System Data | http://data.open-power-system-data.org/renewable_power_plants/2016-10-21/ | Open Power System Data | 1107156 | [9 empty] | 7.60 | 8.44 | 8.34 | 8.20 | 8.19 | NO-ESTIMATION | NO-ESTIMATION | NO-ESTIMATION | NO-ESTIMATION | CAPACITY-FACTOR-V1
FRA | France | Puch-d'Agenais |  | WRI1025461 | 1.4746 | 44.3294 | 0.2599 | Solar | [5 empty] | Open Power System Data | http://data.open-power-system-data.org/renewable_power_plants/2016-10-21/ | Open Power System Data | [10 empty] | 2.06 | 2.39 | 2.38 | 2.30 | 2.33 | HYDRO-V1 | HYDRO-V1 | HYDRO-V1 | HYDRO-V1 | HYDRO-V1
FRA | France | Sainte-Radegonde |  | WRI1025413 | 1.5899 | 44.3311 | 2.6329 | Solar | [5 empty] | Open Power System Data | http://data.open-power-system-data.org/renewable_power_plants/2016-10-21/ | Open Power System Data | [10 empty] | 2.12 | 2.30 | 2.46 | 2.33 | 2.45 | NO-ESTIMATION | NO-ESTIMATION | NO-ESTIMATION | NO-ESTIMATION | CAPACITY-FACTOR-V1
FRA | France | Melve |  | WKS0069098 | 5 | 44.3389 | 5.9923 | Solar | [5 empty] | Wiki-Solar | https://www.wiki-solar.org | Wiki-Solar | [10 empty] | 7.86 | 7.48 | 7.14 | 7.38 | 7.38 | NO-ESTIMATION | NO-ESTIMATION | NO-ESTIMATION | NO-ESTIMATION | NO-ESTIMATION
FRA | France | Lafitte-sur-Lot |  | WRI1024737 | 7.9787 | 44.3536 | 0.4367 | Solar | [5 empty] | Open Power System Data | http://data.open-power-system-data.org/renewable_power_plants/2016-10-21/ | Open Power System Data | [10 empty] | 12.33 | 13.00 | 13.34 | 13.24 | 13.25 | HYDRO-V1 | HYDRO-V1 | HYDRO-V1 | HYDRO-V1 | HYDRO-V1
FRA | France | Lhospitalet |  | WRI1024749 | 7.6008 | 44.3542 | 1.4284 | Solar | [5 empty] | Open Power System Data | http://data.open-power-system-data.org/renewable_power_plants/2016-10-21/ | Open Power System Data | [10 empty] | 11.37 | 12.12 | 12.88 | 12.17 | 12.16 | HYDRO-V1 | HYDRO-V1 | HYDRO-V1 | HYDRO-V1 | HYDRO-V1
FRA | France | Rodez |  | WRI1025741 | 1.0518 | 44.3586 | 2.5667 | Solar | [5 empty] | Open Power System Data | http://data.open-power-system-data.org/renewable_power_plants/2016-10-21/ | Open Power System Data | [10 empty] | 1.39 | 1.48 | 1.60 | 1.52 | 1.6 | NO-ESTIMATION | NO-ESTIMATION | NO-ESTIMATION | NO-ESTIMATION | NO-ESTIMATION
FRA | France | Pierrelatte |  | WRI1024602 | 9.155 | 44.3609 | 4.6872 | Solar | [5 empty] | Open Power System Data | http://data.open-power-system-data.org/renewable_power_plants/2016-10-21/ | Open Power System Data | [10 empty] | 14.37 | 14.90 | 14.78 | 15.07 | 14.81 | HYDRO-V1 | HYDRO-V1 | HYDRO-V1 | HYDRO-V1 | HYDRO-V1
FRA | France | Laissac |  | WRI1025319 | 1.8917 | 44.3651 | 2.8173 | Solar | [5 empty] | Open Power System Data | http://data.open-power-system-data.org/renewable_power_plants/2016-10-21/ | Open Power System Data | [10 empty] | 2.52 | 2.64 | 2.90 | 2.84 | 2.84 | HYDRO-V1 | HYDRO-V1 | HYDRO-V1 | HYDRO-V1 | HYDRO-V1
FRA | France | Onet-le-ChÃ¢teau |  | WRI1024996 | 4.166 | 44.3827 | 2.5599 | Solar | [5 empty] | Open Power System Data | http://data.open-power-system-data.org/renewable_power_plants/2016-10-21/ | Open Power System Data | [10 empty] | 6.05 | 6.04 | 6.49 | 6.19 | 6.39 | NO-ESTIMATION | NO-ESTIMATION | NO-ESTIMATION | NO-ESTIMATION | NO-ESTIMATION
FRA | France | Montrozier |  | WRI1025668 | 1.1209 | 44.3956 | 2.7217 | Solar | [5 empty] | Open Power System Data | http://data.open-power-system-data.org/renewable_power_plants/2016-10-21/ | Open Power System Data | [10 empty] | 1.48 | 1.58 | 1.64 | 1.62 | 1.71 | NO-ESTIMATION | NO-ESTIMATION | NO-ESTIMATION | NO-ESTIMATION | NO-ESTIMATION
FRA | France | Rignac |  | WRI1025558 | 1.2658 | 44.4037 | 2.2929 | Solar | [5 empty] | Open Power System Data | http://data.open-power-system-data.org/renewable_power_plants/2016-10-21/ | Open Power System Data | [10 empty] | 1.69 | 1.74 | 1.92 | 1.78 | 1.87 | HYDRO-V1 | HYDRO-V1 | HYDRO-V1 | HYDRO-V1 | HYDRO-V1
FRA | France | Sainte-Livrade-sur-Lot |  | WRI1025137 | 2.6853 | 44.4059 | 0.6004 | Solar | [5 empty] | Open Power System Data | http://data.open-power-system-data.org/renewable_power_plants/2016-10-21/ | Open Power System Data | [10 empty] | 3.78 | 4.11 | 4.28 | 4.23 | 4.23 | NO-ESTIMATION | NO-ESTIMATION | NO-ESTIMATION | NO-ESTIMATION | NO-ESTIMATION
FRA | France | Lagune de Toret |  | WKS0069183 | 22 | 44.4070 | -0.9790 | Solar | [5 empty] | Wiki-Solar | https://www.wiki-solar.org | Wiki-Solar | [10 empty] | 38.85 | 37.44 | 37.46 | 37.52 | 37.4 | NO-ESTIMATION | NO-ESTIMATION | NO-ESTIMATION | NO-ESTIMATION | NO-ESTIMATION
FRA | France | Curbans |  | WRI1023984 | 26.3634 | 44.4110 | 6.0368 | Solar | [5 empty] | Open Power System Data | http://data.open-power-system-data.org/renewable_power_plants/2016-10-21/ | Open Power System Data | [10 empty] | 41.50 | 40.41 | 37.21 | 39.15 | 37.87 | NO-ESTIMATION | NO-ESTIMATION | NO-ESTIMATION | NO-ESTIMATION | CAPACITY-FACTOR-V1
FRA | France | Ychoux |  | WKS0069182 | 9 | 44.4120 | -0.9910 | Solar | [5 empty] | Wiki-Solar | https://www.wiki-solar.org | Wiki-Solar | [10 empty] | 16.29 | 15.67 | 15.67 | 15.70 | 15.65 | HYDRO-V1 | HYDRO-V1 | HYDRO-V1 | HYDRO-V1 | HYDRO-V1
FRA | France | Bouluc de Fabre |  | WKS0069181 | 12 | 44.4120 | -1.0330 | Solar | [5 empty] | Wiki-Solar | https://www.wiki-solar.org | Wiki-Solar | [10 empty] | 22.34 | 21.03 | 21.17 | 21.26 | 20.84 | HYDRO-V1 | HYDRO-V1 | HYDRO-V1 | HYDRO-V1 | HYDRO-V1
FRA | France | Villeneuve-sur-Lot |  | WRI1025032 | 3.7814 | 44.4247 | 0.7420 | Solar | [5 empty] | Open Power System Data | http://data.open-power-system-data.org/renewable_power_plants/2016-10-21/ | Open Power System Data | [10 empty] | 5.38 | 5.83 | 6.05 | 5.99 | 5.96 | HYDRO-V1 | HYDRO-V1 | HYDRO-V1 | HYDRO-V1 | HYDRO-V1
FRA | France | Le Lauzet-Ubaye |  | WRI1025165 | 2.5 | 44.4318 | 6.4196 | Solar | [5 empty] | Open Power System Data | http://data.open-power-system-data.org/renewable_power_plants/2016-10-21/ | Open Power System Data | [10 empty] | 3.96 | 3.91 | 3.95 | 3.91 | 3.99 | NO-ESTIMATION | NO-ESTIMATION | NO-ESTIMATION | NO-ESTIMATION | CAPACITY-FACTOR-V1
FRA | France | Goutrens |  | WRI1025708 | 1.0841 | 44.4387 | 2.3664 | Solar | [5 empty] | Open Power System Data | http://data.open-power-system-data.org/renewable_power_plants/2016-10-21/ | Open Power System Data | [10 empty] | 1.44 | 1.49 | 1.66 | 1.55 | 1.62 | NO-ESTIMATION | NO-ESTIMATION | NO-ESTIMATION | NO-ESTIMATION | CAPACITY-FACTOR-V1
FRA | France | Le Tuzan |  | WRI1024901 | 5.0669 | 44.4495 | -0.5997 | Solar | [5 empty] | Open Power System Data | http://data.open-power-system-data.org/renewable_power_plants/2016-10-21/ | Open Power System Data | [10 empty] | 8.15 | 8.99 | 9.18 | 8.86 | 8.94 | NO-ESTIMATION | NO-ESTIMATION | NO-ESTIMATION | NO-ESTIMATION | CAPACITY-FACTOR-V1
FRA | France | Saint-Symphorien |  | WRI1024016 | 23.9796 | 44.4609 | -0.0565 | Solar | [5 empty] | Open Power System Data | http://data.open-power-system-data.org/renewable_power_plants/2016-10-21/ | Open Power System Data | 1086162 | [9 empty] | 36.20 | 39.79 | 39.00 | 38.38 | 38.7 | NO-ESTIMATION | NO-ESTIMATION | NO-ESTIMATION | NO-ESTIMATION | CAPACITY-FACTOR-V1
FRA | France | Lugos |  | WKS0069157 | 12 | 44.4640 | -0.9500 | Solar | [5 empty] | Wiki-Solar | https://www.wiki-solar.org | Wiki-Solar | [10 empty] | 21.88 | 21.26 | 21.22 | 21.26 | 21.23 | NO-ESTIMATION | NO-ESTIMATION | NO-ESTIMATION | NO-ESTIMATION | CAPACITY-FACTOR-V1
FRA | France | Bozouls |  | WRI1025072 | 3.3161 | 44.4676 | 2.7086 | Solar | [5 empty] | Open Power System Data | http://data.open-power-system-data.org/renewable_power_plants/2016-10-21/ | Open Power System Data | [10 empty] | 4.84 | 4.87 | 5.19 | 5.00 | 5.16 | HYDRO-V1 | HYDRO-V1 | HYDRO-V1 | HYDRO-V1 | HYDRO-V1
FRA | France | Haut de la Lande |  | WKS0068411 | 9 | 44.4810 | -0.6210 | Solar | [5 empty] | Wiki-Solar | https://www.wiki-solar.org | Wiki-Solar | [10 empty] | 14.64 | 15.81 | 15.67 | 15.43 | 15.74 | HYDRO-V1 | HYDRO-V1 | HYDRO-V1 | HYDRO-V1 | HYDRO-V1
FRA | France | Rodelle |  | WRI1025725 | 1.0664 | 44.4817 | 2.6222 | Solar | [5 empty] | Open Power System Data | http://data.open-power-system-data.org/renewable_power_plants/2016-10-21/ | Open Power System Data | [10 empty] | 1.41 | 1.49 | 1.62 | 1.53 | 1.63 | NO-ESTIMATION | NO-ESTIMATION | NO-ESTIMATION | NO-ESTIMATION | CAPACITY-FACTOR-V1
FRA | France | Hostens |  | WRI1024020 | 23.3134 | 44.4849 | -0.6566 | Solar | [5 empty] | Open Power System Data | http://data.open-power-system-data.org/renewable_power_plants/2016-10-21/ | Open Power System Data | 1109282 | [9 empty] | 36.73 | 40.13 | 40.15 | 38.56 | 39.33 | HYDRO-V1 | HYDRO-V1 | HYDRO-V1 | HYDRO-V1 | HYDRO-V1
FRA | France | Espinasses |  | WRI1024964 | 4.4848 | 44.4924 | 6.2324 | Solar | [5 empty] | Open Power System Data | http://data.open-power-system-data.org/renewable_power_plants/2016-10-21/ | Open Power System Data | [10 empty] | 7.02 | 6.97 | 6.80 | 7.05 | 6.85 | HYDRO-V1 | HYDRO-V1 | HYDRO-V1 | HYDRO-V1 | HYDRO-V1
FRA | France | Marmande |  | WRI1025601 | 1.2046 | 44.5051 | 0.1723 | Solar | [5 empty] | Open Power System Data | http://data.open-power-system-data.org/renewable_power_plants/2016-10-21/ | Open Power System Data | [10 empty] | 1.63 | 1.85 | 1.81 | 1.79 | 1.8 | NO-ESTIMATION | NO-ESTIMATION | NO-ESTIMATION | NO-ESTIMATION | CAPACITY-FACTOR-V1
FRA | France | Chevalet |  | WKS0070455 | 5.5 | 44.5120 | 5.7330 | Solar | [5 empty] | Wiki-Solar | https://www.wiki-solar.org | Wiki-Solar | [10 empty] | 7.99 | 8.56 | 9.02 | 8.72 | 8.87 | HYDRO-V1 | HYDRO-V1 | HYDRO-V1 | HYDRO-V1 | HYDRO-V1
FRA | France | Tombeboeuf |  | WRI1024963 | 4.485 | 44.5181 | 0.4538 | Solar | [5 empty] | Open Power System Data | http://data.open-power-system-data.org/renewable_power_plants/2016-10-21/ | Open Power System Data | [10 empty] | 6.43 | 6.94 | 7.17 | 7.06 | 7.07 | NO-ESTIMATION | NO-ESTIMATION | NO-ESTIMATION | NO-ESTIMATION | CAPACITY-FACTOR-V1
FRA | France | LargentiÃ¨re |  | WRI1024213 | 12.1855 | 44.5333 | 4.3014 | Solar | [5 empty] | Open Power System Data | http://data.open-power-system-data.org/renewable_power_plants/2016-10-21/ | Open Power System Data | 1112063 | [9 empty] | 19.35 | 20.14 | 20.12 | 20.04 | 20.13 | HYDRO-V1 | HYDRO-V1 | HYDRO-V1 | HYDRO-V1 | HYDRO-V1
FRA | France | Louchats |  | WKS0063628 | 12 | 44.5340 | -0.5960 | Solar | [5 empty] | Wiki-Solar | https://www.wiki-solar.org | Wiki-Solar | [10 empty] | 19.79 | 21.70 | 21.80 | 20.87 | 21.16 | HYDRO-V1 | HYDRO-V1 | HYDRO-V1 | HYDRO-V1 | HYDRO-V1
FRA | France | Lanas |  | WRI1025757 | 1.0328 | 44.5371 | 4.3840 | Solar | [5 empty] | Open Power System Data | http://data.open-power-system-data.org/renewable_power_plants/2016-10-21/ | Open Power System Data | [10 empty] | 1.49 | 1.55 | 1.69 | 1.62 | 1.7 | NO-ESTIMATION | NO-ESTIMATION | NO-ESTIMATION | NO-ESTIMATION | CAPACITY-FACTOR-V1
FRA | France | Caudos 3 |  | WKS0069125 | 12 | 44.5390 | -0.9790 | Solar | [5 empty] | Wiki-Solar | https://www.wiki-solar.org | Wiki-Solar | [10 empty] | 21.92 | 21.27 | 21.21 | 21.24 | 21.23 | NO-ESTIMATION | NO-ESTIMATION | NO-ESTIMATION | NO-ESTIMATION | CAPACITY-FACTOR-V1
FRA | France | Salles |  | WRI1024739 | 7.8633 | 44.5415 | -0.8836 | Solar | [5 empty] | Open Power System Data | http://data.open-power-system-data.org/renewable_power_plants/2016-10-21/ | Open Power System Data | [10 empty] | 12.99 | 14.37 | 13.79 | 14.01 | 13.79 | NO-ESTIMATION | NO-ESTIMATION | NO-ESTIMATION | NO-ESTIMATION | CAPACITY-FACTOR-V1
FRA | France | Le Teil |  | WRI1025745 | 1.0441 | 44.5429 | 4.6642 | Solar | [5 empty] | Open Power System Data | http://data.open-power-system-data.org/renewable_power_plants/2016-10-21/ | Open Power System Data | [10 empty] | 1.52 | 1.67 | 1.72 | 1.63 | 1.72 | NO-ESTIMATION | NO-ESTIMATION | NO-ESTIMATION | NO-ESTIMATION | CAPACITY-FACTOR-V1
FRA | France | Ardeche ULM |  | WKS0069136 | 12 | 44.5450 | 4.3690 | Solar | [5 empty] | Wiki-Solar | https://www.wiki-solar.org | Wiki-Solar | [10 empty] | 19.18 | 19.78 | 19.77 | 19.65 | 19.82 | NO-ESTIMATION | NO-ESTIMATION | NO-ESTIMATION | NO-ESTIMATION | CAPACITY-FACTOR-V1
FRA | France | Cancon |  | WRI1025571 | 1.2461 | 44.5473 | 0.6280 | Solar | [5 empty] | Open Power System Data | http://data.open-power-system-data.org/renewable_power_plants/2016-10-21/ | Open Power System Data | [10 empty] | 1.73 | 1.78 | 1.86 | 1.84 | 1.84 | HYDRO-V1 | HYDRO-V1 | HYDRO-V1 | HYDRO-V1 | HYDRO-V1
FRA | France | MontÃ©limar |  | WRI1024907 | 5.0294 | 44.5539 | 4.7489 | Solar | [5 empty] | Open Power System Data | http://data.open-power-system-data.org/renewable_power_plants/2016-10-21/ | Open Power System Data | [10 empty] | 7.94 | 8.18 | 8.15 | 8.19 | 8.18 | HYDRO-V1 | HYDRO-V1 | HYDRO-V1 | HYDRO-V1 | HYDRO-V1
FRA | France | La Teste-de-Buch |  | WRI1025573 | 1.2445 | 44.5562 | -1.1751 | Solar | [5 empty] | Open Power System Data | http://data.open-power-system-data.org/renewable_power_plants/2016-10-21/ | Open Power System Data | [10 empty] | 1.98 | 1.94 | 1.87 | 1.89 | 1.87 | NO-ESTIMATION | NO-ESTIMATION | NO-ESTIMATION | NO-ESTIMATION | CAPACITY-FACTOR-V1
FRA | France | La DÃ©couverte |  | WKS0070458 | 12 | 44.5650 | 2.2650 | Solar | [5 empty] | Wiki-Solar | https://www.wiki-solar.org | Wiki-Solar | [10 empty] | 18.38 | 18.50 | 20.08 | 18.70 | 19.47 | NO-ESTIMATION | NO-ESTIMATION | NO-ESTIMATION | NO-ESTIMATION | CAPACITY-FACTOR-V1
FRA | France | Gap |  | WRI1025077 | 3.2674 | 44.5804 | 6.0647 | Solar | [5 empty] | Open Power System Data | http://data.open-power-system-data.org/renewable_power_plants/2016-10-21/ | Open Power System Data | [10 empty] | 5.20 | 5.03 | 5.19 | 4.91 | 5.24 | NO-ESTIMATION | NO-ESTIMATION | NO-ESTIMATION | NO-ESTIMATION | CAPACITY-FACTOR-V1
FRA | France | Embrun |  | WRI1025750 | 1.0419 | 44.5805 | 6.4754 | Solar | [5 empty] | Open Power System Data | http://data.open-power-system-data.org/renewable_power_plants/2016-10-21/ | Open Power System Data | 1100644 | [9 empty] | 1.55 | 1.57 | 1.57 | 1.53 | 1.56 | HYDRO-V1 | HYDRO-V1 | HYDRO-V1 | HYDRO-V1 | HYDRO-V1
FRA | France | Lavilledieu |  | WRI1025023 | 3.9129 | 44.5818 | 4.4485 | Solar | [5 empty] | Open Power System Data | http://data.open-power-system-data.org/renewable_power_plants/2016-10-21/ | Open Power System Data | [10 empty] | 6.04 | 6.13 | 6.17 | 6.19 | 6.18 | NO-ESTIMATION | NO-ESTIMATION | NO-ESTIMATION | NO-ESTIMATION | NO-ESTIMATION
FRA | France | La Roche-des-Arnauds |  | WRI1025593 | 1.2192 | 44.5839 | 5.9599 | Solar | [5 empty] | Open Power System Data | http://data.open-power-system-data.org/renewable_power_plants/2016-10-21/ | Open Power System Data | [10 empty] | 1.86 | 1.83 | 1.81 | 1.80 | 1.81 | NO-ESTIMATION | NO-ESTIMATION | NO-ESTIMATION | NO-ESTIMATION | NO-ESTIMATION
FRA | France | Gujan-Mestras |  | WRI1025775 | 1.0172 | 44.5942 | -1.0842 | Solar | [5 empty] | Open Power System Data | http://data.open-power-system-data.org/renewable_power_plants/2016-10-21/ | Open Power System Data | [10 empty] | 1.81 | 1.71 | 1.72 | 1.72 | 1.66 | NO-ESTIMATION | NO-ESTIMATION | NO-ESTIMATION | NO-ESTIMATION | CAPACITY-FACTOR-V1
FRA | France | SÃ©nergues |  | WRI1025429 | 1.5479 | 44.6052 | 2.4632 | Solar | [5 empty] | Open Power System Data | http://data.open-power-system-data.org/renewable_power_plants/2016-10-21/ | Open Power System Data | [10 empty] | 2.09 | 2.16 | 2.41 | 2.23 | 2.34 | HYDRO-V1 | HYDRO-V1 | HYDRO-V1 | HYDRO-V1 | HYDRO-V1
FRA | France | Le Nayrac |  | WRI1025417 | 1.579 | 44.6056 | 2.6704 | Solar | [5 empty] | Open Power System Data | http://data.open-power-system-data.org/renewable_power_plants/2016-10-21/ | Open Power System Data | [10 empty] | 2.16 | 2.19 | 2.45 | 2.27 | 2.36 | HYDRO-V1 | HYDRO-V1 | HYDRO-V1 | HYDRO-V1 | HYDRO-V1
FRA | France | Aubenas |  | WRI1025513 | 1.3489 | 44.6103 | 4.3957 | Solar | [5 empty] | Open Power System Data | http://data.open-power-system-data.org/renewable_power_plants/2016-10-21/ | Open Power System Data | [10 empty] | 1.94 | 2.02 | 2.08 | 2.02 | 2.09 | HYDRO-V1 | HYDRO-V1 | HYDRO-V1 | HYDRO-V1 | HYDRO-V1
FRA | France | Mios |  | WRI1024068 | 19.285 | 44.6177 | -0.8959 | Solar | [5 empty] | Open Power System Data | http://data.open-power-system-data.org/renewable_power_plants/2016-10-21/ | Open Power System Data | [10 empty] | 32.67 | 35.56 | 34.34 | 34.85 | 34.34 | HYDRO-V1 | HYDRO-V1 | HYDRO-V1 | HYDRO-V1 | HYDRO-V1
FRA | France | Le Barp |  | WRI1024368 | 11.8377 | 44.6267 | -0.7468 | Solar | [5 empty] | Open Power System Data | http://data.open-power-system-data.org/renewable_power_plants/2016-10-21/ | Open Power System Data | [10 empty] | 19.65 | 21.54 | 21.71 | 22.05 | 21.68 | HYDRO-V1 | HYDRO-V1 | HYDRO-V1 | HYDRO-V1 | HYDRO-V1
FRA | France | Marsanne |  | WRI1025752 | 1.0372 | 44.6395 | 4.8833 | Solar | [5 empty] | Open Power System Data | http://data.open-power-system-data.org/renewable_power_plants/2016-10-21/ | Open Power System Data | [10 empty] | 1.48 | 1.60 | 1.72 | 1.65 | 1.72 | HYDRO-V1 | HYDRO-V1 | HYDRO-V1 | HYDRO-V1 | HYDRO-V1
FRA | France | CuriÃ¨res |  | WRI1025658 | 1.135 | 44.6495 | 2.8924 | Solar | [5 empty] | Open Power System Data | http://data.open-power-system-data.org/renewable_power_plants/2016-10-21/ | Open Power System Data | [10 empty] | 1.48 | 1.57 | 1.63 | 1.66 | 1.68 | HYDRO-V1 | HYDRO-V1 | HYDRO-V1 | HYDRO-V1 | HYDRO-V1
FRA | France | Saucats |  | WRI1024215 | 12.1438 | 44.6513 | -0.6314 | Solar | [5 empty] | Open Power System Data | http://data.open-power-system-data.org/renewable_power_plants/2016-10-21/ | Open Power System Data | [10 empty] | 19.27 | 22.06 | 22.61 | 21.81 | 22.56 | HYDRO-V1 | HYDRO-V1 | HYDRO-V1 | HYDRO-V1 | HYDRO-V1
FRA | France | Cruas |  | WRI1025024 | 3.9013 | 44.6565 | 4.7562 | Solar | [5 empty] | Open Power System Data | http://data.open-power-system-data.org/renewable_power_plants/2016-10-21/ | Open Power System Data | [10 empty] | 6.06 | 6.07 | 6.12 | 6.17 | 6.15 | NO-ESTIMATION | NO-ESTIMATION | NO-ESTIMATION | NO-ESTIMATION | NO-ESTIMATION
FRA | France | Saint-Quentin-du-Dropt |  | WRI1025501 | 1.3866 | 44.6813 | 0.5994 | Solar | [5 empty] | Open Power System Data | http://data.open-power-system-data.org/renewable_power_plants/2016-10-21/ | Open Power System Data | 1113598 | [9 empty] | 1.87 | 1.98 | 2.08 | 2.05 | 2.05 | HYDRO-V1 | HYDRO-V1 | HYDRO-V1 | HYDRO-V1 | HYDRO-V1
FRA | France | Laguiole |  | WRI1025262 | 2.1139 | 44.6943 | 2.8677 | Solar | [5 empty] | Open Power System Data | http://data.open-power-system-data.org/renewable_power_plants/2016-10-21/ | Open Power System Data | [10 empty] | 3.05 | 3.07 | 3.29 | 3.22 | 3.37 | NO-ESTIMATION | NO-ESTIMATION | NO-ESTIMATION | NO-ESTIMATION | NO-ESTIMATION
FRA | France | Mourjou |  | WRI1025585 | 1.2319 | 44.6970 | 2.3166 | Solar | [5 empty] | Open Power System Data | http://data.open-power-system-data.org/renewable_power_plants/2016-10-21/ | Open Power System Data | [10 empty] | 1.63 | 1.72 | 1.96 | 1.77 | 1.87 | HYDRO-V1 | HYDRO-V1 | HYDRO-V1 | HYDRO-V1 | HYDRO-V1
FRA | France | Saulce-sur-RhÃ´ne |  | WRI1024970 | 4.4177 | 44.7036 | 4.7909 | Solar | [5 empty] | Open Power System Data | http://data.open-power-system-data.org/renewable_power_plants/2016-10-21/ | Open Power System Data | 1112056 | [9 empty] | 6.95 | 6.95 | 6.85 | 7.02 | 7.03 | HYDRO-V1 | HYDRO-V1 | HYDRO-V1 | HYDRO-V1 | HYDRO-V1
FRA | France | Huparlac |  | WRI1025418 | 1.5769 | 44.7109 | 2.7534 | Solar | [5 empty] | Open Power System Data | http://data.open-power-system-data.org/renewable_power_plants/2016-10-21/ | Open Power System Data | [10 empty] | 2.15 | 2.16 | 2.42 | 2.26 | 2.39 | NO-ESTIMATION | NO-ESTIMATION | NO-ESTIMATION | NO-ESTIMATION | CAPACITY-FACTOR-V1
FRA | France | SÃ©nezergues |  | WRI1024893 | 5.2336 | 44.7187 | 2.4077 | Solar | [5 empty] | Open Power System Data | http://data.open-power-system-data.org/renewable_power_plants/2016-10-21/ | Open Power System Data | [10 empty] | 7.92 | 7.77 | 8.61 | 8.06 | 8.26 | NO-ESTIMATION | NO-ESTIMATION | NO-ESTIMATION | NO-ESTIMATION | CAPACITY-FACTOR-V1
FRA | France | Aumont-Aubrac |  | WRI1025436 | 1.5151 | 44.7238 | 3.2818 | Solar | [5 empty] | Open Power System Data | http://data.open-power-system-data.org/renewable_power_plants/2016-10-21/ | Open Power System Data | [10 empty] | 2.06 | 2.22 | 2.36 | 2.28 | 2.31 | NO-ESTIMATION | NO-ESTIMATION | NO-ESTIMATION | NO-ESTIMATION | CAPACITY-FACTOR-V1
FRA | France | Cestas |  | WRI1023933 | 301.3642 | 44.7242 | -0.8150 | Solar | [5 empty] | Open Power System Data | http://data.open-power-system-data.org/renewable_power_plants/2016-10-21/ | Open Power System Data | 1105796 | [9 empty] | 466.89 | 500.35 | 496.76 | 505.44 | 496.76 | HYDRO-V1 | HYDRO-V1 | HYDRO-V1 | HYDRO-V1 | HYDRO-V1
FRA | France | Loriol-sur-DrÃ´me |  | WRI1025198 | 2.375 | 44.7495 | 4.8060 | Solar | [5 empty] | Open Power System Data | http://data.open-power-system-data.org/renewable_power_plants/2016-10-21/ | Open Power System Data | [10 empty] | 3.63 | 3.73 | 3.77 | 3.63 | 3.81 | NO-ESTIMATION | NO-ESTIMATION | NO-ESTIMATION | NO-ESTIMATION | NO-ESTIMATION
FRA | France | Le Pouzin |  | WRI1024997 | 4.1544 | 44.7519 | 4.7485 | Solar | [5 empty] | Open Power System Data | http://data.open-power-system-data.org/renewable_power_plants/2016-10-21/ | Open Power System Data | [10 empty] | 6.33 | 6.21 | 6.43 | 6.44 | 6.46 | HYDRO-V1 | HYDRO-V1 | HYDRO-V1 | HYDRO-V1 | HYDRO-V1
FRA | France | La ForÃªt MarcolÃ¨s |  | WKS0064597 | 8.9 | 44.7560 | 2.3930 | Solar | [5 empty] | Wiki-Solar | https://www.wiki-solar.org | Wiki-Solar | [10 empty] | 12.82 | 13.24 | 13.64 | 13.52 | 13.73 | NO-ESTIMATION | NO-ESTIMATION | NO-ESTIMATION | NO-ESTIMATION | NO-ESTIMATION
FRA | France | Ladinhac |  | WRI1025786 | 1.0015 | 44.7671 | 2.5093 | Solar | [5 empty] | Open Power System Data | http://data.open-power-system-data.org/renewable_power_plants/2016-10-21/ | Open Power System Data | [10 empty] | 1.28 | 1.38 | 1.55 | 1.39 | 1.43 | NO-ESTIMATION | NO-ESTIMATION | NO-ESTIMATION | NO-ESTIMATION | NO-ESTIMATION
FRA | France | FALSE |  | WKS0069133 | 11.5 | 44.7820 | 0.6230 | Solar | [5 empty] | Wiki-Solar | https://www.wiki-solar.org | Wiki-Solar | [10 empty] | 17.82 | 19.03 | 19.52 | 18.65 | 18.97 | NO-ESTIMATION | NO-ESTIMATION | NO-ESTIMATION | NO-ESTIMATION | NO-ESTIMATION
FRA | France | Livron-sur-DrÃ´me |  | WRI1025536 | 1.3104 | 44.7875 | 4.8386 | Solar | [5 empty] | Open Power System Data | http://data.open-power-system-data.org/renewable_power_plants/2016-10-21/ | Open Power System Data | [10 empty] | 1.86 | 1.88 | 1.94 | 1.98 | 2.01 | NO-ESTIMATION | NO-ESTIMATION | NO-ESTIMATION | NO-ESTIMATION | NO-ESTIMATION
FRA | France | Pessac |  | WRI1024865 | 5.7186 | 44.7919 | -0.6760 | Solar | [5 empty] | Open Power System Data | http://data.open-power-system-data.org/renewable_power_plants/2016-10-21/ | Open Power System Data | [10 empty] | 8.74 | 9.95 | 9.92 | 9.80 | 10.11 | HYDRO-V1 | HYDRO-V1 | HYDRO-V1 | HYDRO-V1 | HYDRO-V1
FRA | France | Sainte-GeneviÃ¨ve-sur-Arg |  | WRI1025141 | 2.6607 | 44.7999 | 2.7431 | Solar | [5 empty] | Open Power System Data | http://data.open-power-system-data.org/renewable_power_plants/2016-10-21/ | Open Power System Data | [10 empty] | 3.77 | 3.75 | 4.06 | 3.89 | 3.93 | HYDRO-V1 | HYDRO-V1 | HYDRO-V1 | HYDRO-V1 | HYDRO-V1
FRA | France | Prunet |  | WRI1025633 | 1.1712 | 44.8230 | 2.4759 | Solar | [5 empty] | Open Power System Data | http://data.open-power-system-data.org/renewable_power_plants/2016-10-21/ | Open Power System Data | [10 empty] | 1.49 | 1.57 | 1.76 | 1.58 | 1.64 | HYDRO-V1 | HYDRO-V1 | HYDRO-V1 | HYDRO-V1 | HYDRO-V1
FRA | France | MÃ©rignac |  | WRI1025664 | 1.1267 | 44.8323 | -0.6821 | Solar | [5 empty] | Open Power System Data | http://data.open-power-system-data.org/renewable_power_plants/2016-10-21/ | Open Power System Data | [10 empty] | 1.53 | 1.76 | 1.83 | 1.76 | 1.83 | NO-ESTIMATION | NO-ESTIMATION | NO-ESTIMATION | NO-ESTIMATION | CAPACITY-FACTOR-V1
FRA | France | MontÃ©lÃ©ger |  | WRI1024674 | 8.2614 | 44.8556 | 4.9273 | Solar | [5 empty] | Open Power System Data | http://data.open-power-system-data.org/renewable_power_plants/2016-10-21/ | Open Power System Data | [10 empty] | 12.39 | 12.31 | 12.54 | 12.29 | 12.69 | NO-ESTIMATION | NO-ESTIMATION | NO-ESTIMATION | NO-ESTIMATION | NO-ESTIMATION
FRA | France | Bordeaux |  | WRI1024140 | 14.4847 | 44.8579 | -0.5736 | Solar | [5 empty] | Open Power System Data | http://data.open-power-system-data.org/renewable_power_plants/2016-10-21/ | Open Power System Data | [10 empty] | 23.11 | 25.89 | 26.17 | 25.18 | 26.02 | HYDRO-V1 | HYDRO-V1 | HYDRO-V1 | HYDRO-V1 | HYDRO-V1
FRA | France | Saint-Georges-les-Bains |  | WRI1025161 | 2.5299 | 44.8591 | 4.8099 | Solar | [5 empty] | Open Power System Data | http://data.open-power-system-data.org/renewable_power_plants/2016-10-21/ | Open Power System Data | [10 empty] | 3.68 | 3.72 | 3.86 | 3.79 | 3.88 | HYDRO-V1 | HYDRO-V1 | HYDRO-V1 | HYDRO-V1 | HYDRO-V1
FRA | France | Arpajon-sur-CÃ¨re |  | WRI1024413 | 11.2765 | 44.8759 | 2.4647 | Solar | [5 empty] | Open Power System Data | http://data.open-power-system-data.org/renewable_power_plants/2016-10-21/ | Open Power System Data | [10 empty] | 16.64 | 17.27 | 18.01 | 17.33 | 17.81 | HYDRO-V1 | HYDRO-V1 | HYDRO-V1 | HYDRO-V1 | HYDRO-V1
FRA | France | Mur-de-Barrez |  | WRI1025370 | 1.7034 | 44.8760 | 2.6811 | Solar | [5 empty] | Open Power System Data | http://data.open-power-system-data.org/renewable_power_plants/2016-10-21/ | Open Power System Data | [10 empty] | 2.19 | 2.28 | 2.49 | 2.29 | 2.4 | NO-ESTIMATION | NO-ESTIMATION | NO-ESTIMATION | NO-ESTIMATION | NO-ESTIMATION
FRA | France | Saint-MÃ©dard-en-Jalles |  | WRI1025622 | 1.1968 | 44.8833 | -0.7843 | Solar | [5 empty] | Open Power System Data | http://data.open-power-system-data.org/renewable_power_plants/2016-10-21/ | Open Power System Data | [10 empty] | 1.67 | 1.91 | 1.95 | 1.95 | 1.94 | HYDRO-V1 | HYDRO-V1 | HYDRO-V1 | HYDRO-V1 | HYDRO-V1
FRA | France | ThÃ©rondels |  | WRI1025726 | 1.0655 | 44.8954 | 2.7418 | Solar | [5 empty] | Open Power System Data | http://data.open-power-system-data.org/renewable_power_plants/2016-10-21/ | Open Power System Data | [10 empty] | 1.34 | 1.41 | 1.58 | 1.44 | 1.49 | HYDRO-V1 | HYDRO-V1 | HYDRO-V1 | HYDRO-V1 | HYDRO-V1
FRA | France | Le BÃ©tout |  | WKS0063905 | 12 | 44.9010 | -0.9110 | Solar | [5 empty] | Wiki-Solar | https://www.wiki-solar.org | Wiki-Solar | [10 empty] | 20.27 | 21.49 | 22.14 | 21.99 | 21.99 | NO-ESTIMATION | NO-ESTIMATION | NO-ESTIMATION | NO-ESTIMATION | CAPACITY-FACTOR-V1
FRA | France | Malissard |  | WRI1025344 | 1.7849 | 44.9010 | 4.9588 | Solar | [5 empty] | Open Power System Data | http://data.open-power-system-data.org/renewable_power_plants/2016-10-21/ | Open Power System Data | [10 empty] | 2.51 | 2.57 | 2.71 | 2.67 | 2.75 | NO-ESTIMATION | NO-ESTIMATION | NO-ESTIMATION | NO-ESTIMATION | NO-ESTIMATION
FRA | France | Puy Bacot |  | WKS0069163 | 12 | 44.9040 | -0.9130 | Solar | [5 empty] | Wiki-Solar | https://www.wiki-solar.org | Wiki-Solar | [10 empty] | 20.27 | 21.52 | 22.14 | 21.99 | 21.99 | NO-ESTIMATION | NO-ESTIMATION | NO-ESTIMATION | NO-ESTIMATION | CAPACITY-FACTOR-V1
FRA | France | Bassens |  | WKS0070467 | 13.5 | 44.9090 | -0.5240 | Solar | [5 empty] | Wiki-Solar | https://www.wiki-solar.org | Wiki-Solar | [10 empty] | 21.64 | 24.12 | 24.24 | 23.19 | 24.07 | NO-ESTIMATION | NO-ESTIMATION | NO-ESTIMATION | NO-ESTIMATION | NO-ESTIMATION
FRA | France | Sainte-HÃ©lÃ¨ne |  | WKS0069165 | 12 | 44.9100 | -0.9150 | Solar | [5 empty] | Wiki-Solar | https://www.wiki-solar.org | Wiki-Solar | [10 empty] | 20.27 | 21.53 | 22.14 | 21.99 | 21.99 | NO-ESTIMATION | NO-ESTIMATION | NO-ESTIMATION | NO-ESTIMATION | CAPACITY-FACTOR-V1
FRA | France | Brassemonte |  | WKS0069051 | 12 | 44.9113 | -0.9231 | Solar | [5 empty] | Wiki-Solar | https://www.wiki-solar.org | Wiki-Solar | [10 empty] | 20.27 | 21.54 | 22.26 | 22.02 | 21.99 | NO-ESTIMATION | NO-ESTIMATION | NO-ESTIMATION | NO-ESTIMATION | CAPACITY-FACTOR-V1
FRA | France | SalaunesÂ |  | WKS0072322 | 73.2 | 44.9130 | -0.8710 | Solar | [5 empty] | Wiki-Solar | https://www.wiki-solar.org | Wiki-Solar | [10 empty] | 115.21 | 123.27 | 124.15 | 123.21 | 123.88 | NO-ESTIMATION | NO-ESTIMATION | NO-ESTIMATION | NO-ESTIMATION | CAPACITY-FACTOR-V1
FRA | France | Libourne |  | WRI1025644 | 1.153 | 44.9131 | -0.2345 | Solar | [5 empty] | Open Power System Data | http://data.open-power-system-data.org/renewable_power_plants/2016-10-21/ | Open Power System Data | [10 empty] | 1.65 | 1.65 | 1.70 | 1.65 | 1.69 | HYDRO-V1 | HYDRO-V1 | HYDRO-V1 | HYDRO-V1 | HYDRO-V1
FRA | France | Valence |  | WRI1025244 | 2.1605 | 44.9223 | 4.9131 | Solar | [5 empty] | Open Power System Data | http://data.open-power-system-data.org/renewable_power_plants/2016-10-21/ | Open Power System Data | [10 empty] | 3.16 | 3.14 | 3.32 | 3.27 | 3.37 | HYDRO-V1 | HYDRO-V1 | HYDRO-V1 | HYDRO-V1 | HYDRO-V1
FRA | France | Blanquefort |  | WRI1024799 | 6.5091 | 44.9234 | -0.6130 | Solar | [5 empty] | Open Power System Data | http://data.open-power-system-data.org/renewable_power_plants/2016-10-21/ | Open Power System Data | [10 empty] | 10.08 | 11.26 | 11.29 | 10.81 | 11.23 | NO-ESTIMATION | NO-ESTIMATION | NO-ESTIMATION | NO-ESTIMATION | CAPACITY-FACTOR-V1
FRA | France | Aurillac |  | WRI1024955 | 4.5172 | 44.9245 | 2.4418 | Solar | [5 empty] | Open Power System Data | http://data.open-power-system-data.org/renewable_power_plants/2016-10-21/ | Open Power System Data | 1113189 | [9 empty] | 6.27 | 6.60 | 6.98 | 6.65 | 6.9 | HYDRO-V1 | HYDRO-V1 | HYDRO-V1 | HYDRO-V1 | HYDRO-V1
FRA | France | NeuvÃ©glise |  | WRI1025557 | 1.2743 | 44.9311 | 2.9797 | Solar | [5 empty] | Open Power System Data | http://data.open-power-system-data.org/renewable_power_plants/2016-10-21/ | Open Power System Data | [10 empty] | 1.56 | 1.69 | 1.88 | 1.75 | 1.84 | HYDRO-V1 | HYDRO-V1 | HYDRO-V1 | HYDRO-V1 | HYDRO-V1
FRA | France | AmbarÃ¨s-et-Lagrave |  | WRI1025710 | 1.082 | 44.9438 | -0.5008 | Solar | [5 empty] | Open Power System Data | http://data.open-power-system-data.org/renewable_power_plants/2016-10-21/ | Open Power System Data | [10 empty] | 1.49 | 1.68 | 1.73 | 1.61 | 1.7 | HYDRO-V1 | HYDRO-V1 | HYDRO-V1 | HYDRO-V1 | HYDRO-V1
FRA | France | Saint-Marcel-lÃ¨s-Valence |  | WRI1025621 | 1.1986 | 44.9724 | 4.9512 | Solar | [5 empty] | Open Power System Data | http://data.open-power-system-data.org/renewable_power_plants/2016-10-21/ | Open Power System Data | [10 empty] | 1.68 | 1.77 | 1.76 | 1.85 | 1.82 | NO-ESTIMATION | NO-ESTIMATION | NO-ESTIMATION | NO-ESTIMATION | NO-ESTIMATION
FRA | France | Petit-Palais-et-Cornemps |  | WRI1024474 | 10.2301 | 44.9814 | -0.0563 | Solar | [5 empty] | Open Power System Data | http://data.open-power-system-data.org/renewable_power_plants/2016-10-21/ | Open Power System Data | [10 empty] | 15.81 | 16.88 | 17.18 | 16.76 | 16.81 | NO-ESTIMATION | NO-ESTIMATION | NO-ESTIMATION | NO-ESTIMATION | NO-ESTIMATION
FRA | France | Arsac |  | WRI1023947 | 48.2377 | 44.9837 | -0.7447 | Solar | [5 empty] | Open Power System Data | http://data.open-power-system-data.org/renewable_power_plants/2016-10-21/ | Open Power System Data | 1108926 | [9 empty] | 71.00 | 79.36 | 80.08 | 78.49 | 79.89 | NO-ESTIMATION | NO-ESTIMATION | NO-ESTIMATION | NO-ESTIMATION | NO-ESTIMATION
FRA | France | Jussac |  | WRI1024185 | 12.5401 | 44.9952 | 2.4180 | Solar | [5 empty] | Open Power System Data | http://data.open-power-system-data.org/renewable_power_plants/2016-10-21/ | Open Power System Data | 1098175 | [9 empty] | 18.26 | 19.17 | 19.86 | 19.29 | 19.79 | NO-ESTIMATION | NO-ESTIMATION | NO-ESTIMATION | NO-ESTIMATION | NO-ESTIMATION
FRA | France | Saint-AndrÃ©-de-Cubzac |  | WRI1025250 | 2.1321 | 44.9955 | -0.4356 | Solar | [5 empty] | Open Power System Data | http://data.open-power-system-data.org/renewable_power_plants/2016-10-21/ | Open Power System Data | [10 empty] | 3.08 | 3.53 | 3.58 | 3.35 | 3.55 | NO-ESTIMATION | NO-ESTIMATION | NO-ESTIMATION | NO-ESTIMATION | CAPACITY-FACTOR-V1
FRA | France | Marmanhac |  | WRI1024216 | 12.1377 | 45.0073 | 2.4783 | Solar | [5 empty] | Open Power System Data | http://data.open-power-system-data.org/renewable_power_plants/2016-10-21/ | Open Power System Data | 1100625 | [9 empty] | 17.53 | 18.63 | 19.35 | 18.67 | 18.95 | NO-ESTIMATION | NO-ESTIMATION | NO-ESTIMATION | NO-ESTIMATION | NO-ESTIMATION
FRA | France | Chatuzange-le-Goubet |  | WRI1025764 | 1.0227 | 45.0113 | 5.0967 | Solar | [5 empty] | Open Power System Data | http://data.open-power-system-data.org/renewable_power_plants/2016-10-21/ | Open Power System Data | [10 empty] | 1.44 | 1.54 | 1.51 | 1.62 | 1.62 | HYDRO-V1 | HYDRO-V1 | HYDRO-V1 | HYDRO-V1 | HYDRO-V1
FRA | France | Pont-de-l'IsÃ¨re |  | WRI1025139 | 2.6673 | 45.0156 | 4.8811 | Solar | [5 empty] | Open Power System Data | http://data.open-power-system-data.org/renewable_power_plants/2016-10-21/ | Open Power System Data | [10 empty] | 3.91 | 3.91 | 4.02 | 4.02 | 4.14 | HYDRO-V1 | HYDRO-V1 | HYDRO-V1 | HYDRO-V1 | HYDRO-V1
FRA | France | Sarrazac |  | WRI1024388 | 11.5 | 45.0172 | 1.5795 | Solar | [5 empty] | Open Power System Data | http://data.open-power-system-data.org/renewable_power_plants/2016-10-21/ | Open Power System Data | 1100627 | [9 empty] | 17.54 | 17.84 | 18.29 | 17.57 | 17.55 | NO-ESTIMATION | NO-ESTIMATION | NO-ESTIMATION | NO-ESTIMATION | CAPACITY-FACTOR-V1
FRA | France | Vals-prÃ¨s-le-Puy |  | WRI1025179 | 2.4168 | 45.0229 | 3.8652 | Solar | [5 empty] | Open Power System Data | http://data.open-power-system-data.org/renewable_power_plants/2016-10-21/ | Open Power System Data | [10 empty] | 3.33 | 3.50 | 3.69 | 3.60 | 3.75 | HYDRO-V1 | HYDRO-V1 | HYDRO-V1 | HYDRO-V1 | HYDRO-V1
FRA | France | Vergt |  | WRI1025747 | 1.0424 | 45.0417 | 0.7108 | Solar | [5 empty] | Open Power System Data | http://data.open-power-system-data.org/renewable_power_plants/2016-10-21/ | Open Power System Data | [10 empty] | 1.50 | 1.59 | 1.64 | 1.49 | 1.57 | HYDRO-V1 | HYDRO-V1 | HYDRO-V1 | HYDRO-V1 | HYDRO-V1
FRA | France | Brach |  | WKS0069119 | 11.6 | 45.0480 | -0.9430 | Solar | [5 empty] | Wiki-Solar | https://www.wiki-solar.org | Wiki-Solar | [10 empty] | 20.40 | 20.62 | 20.74 | 20.78 | 20.71 | HYDRO-V1 | HYDRO-V1 | HYDRO-V1 | HYDRO-V1 | HYDRO-V1
FRA | France | Romans-sur-IsÃ¨re |  | WRI1025680 | 1.1074 | 45.0549 | 5.0381 | Solar | [5 empty] | Open Power System Data | http://data.open-power-system-data.org/renewable_power_plants/2016-10-21/ | Open Power System Data | [10 empty] | 1.50 | 1.63 | 1.59 | 1.65 | 1.67 | NO-ESTIMATION | NO-ESTIMATION | NO-ESTIMATION | NO-ESTIMATION | CAPACITY-FACTOR-V1
FRA | France | Saint-Paul-lÃ¨s-Romans |  | WRI1025538 | 1.3018 | 45.0584 | 5.1268 | Solar | [5 empty] | Open Power System Data | http://data.open-power-system-data.org/renewable_power_plants/2016-10-21/ | Open Power System Data | [10 empty] | 1.79 | 1.85 | 1.85 | 1.91 | 1.92 | NO-ESTIMATION | NO-ESTIMATION | NO-ESTIMATION | NO-ESTIMATION | CAPACITY-FACTOR-V1
FRA | France | Blavozy |  | WRI1025007 | 4.0089 | 45.0624 | 3.9716 | Solar | [5 empty] | Open Power System Data | http://data.open-power-system-data.org/renewable_power_plants/2016-10-21/ | Open Power System Data | [10 empty] | 5.59 | 6.05 | 6.47 | 6.18 | 6.5 | NO-ESTIMATION | NO-ESTIMATION | NO-ESTIMATION | NO-ESTIMATION | CAPACITY-FACTOR-V1
FRA | France | Eymeux |  | WRI1025705 | 1.0884 | 45.0670 | 5.1827 | Solar | [5 empty] | Open Power System Data | http://data.open-power-system-data.org/renewable_power_plants/2016-10-21/ | Open Power System Data | [10 empty] | 1.46 | 1.54 | 1.54 | 1.59 | 1.62 | NO-ESTIMATION | NO-ESTIMATION | NO-ESTIMATION | NO-ESTIMATION | NO-ESTIMATION
FRA | France | Saint-Hilaire-du-Rosier |  | WRI1024824 | 6.1499 | 45.0905 | 5.2502 | Solar | [5 empty] | Open Power System Data | http://data.open-power-system-data.org/renewable_power_plants/2016-10-21/ | Open Power System Data | [10 empty] | 8.93 | 9.26 | 9.60 | 9.61 | 9.68 | HYDRO-V1 | HYDRO-V1 | HYDRO-V1 | HYDRO-V1 | HYDRO-V1
FRA | France | Laruscade |  | WRI1025042 | 3.6342 | 45.1242 | -0.3439 | Solar | [5 empty] | Open Power System Data | http://data.open-power-system-data.org/renewable_power_plants/2016-10-21/ | Open Power System Data | [10 empty] | 5.37 | 6.07 | 5.92 | 5.80 | 6.05 | HYDRO-V1 | HYDRO-V1 | HYDRO-V1 | HYDRO-V1 | HYDRO-V1
FRA | France | Beynat |  | WRI1025343 | 1.7891 | 45.1312 | 1.7293 | Solar | [5 empty] | Open Power System Data | http://data.open-power-system-data.org/renewable_power_plants/2016-10-21/ | Open Power System Data | [10 empty] | 2.37 | 2.38 | 2.53 | 2.41 | 2.4 | HYDRO-V1 | HYDRO-V1 | HYDRO-V1 | HYDRO-V1 | HYDRO-V1
FRA | France | Saint-Paulien |  | WRI1025424 | 1.5578 | 45.1352 | 3.8215 | Solar | [5 empty] | Open Power System Data | http://data.open-power-system-data.org/renewable_power_plants/2016-10-21/ | Open Power System Data | [10 empty] | 2.03 | 2.25 | 2.39 | 2.28 | 2.43 | HYDRO-V1 | HYDRO-V1 | HYDRO-V1 | HYDRO-V1 | HYDRO-V1
FRA | France | Arras-sur-RhÃ´ne |  | WRI1024989 | 4.2421 | 45.1433 | 4.8038 | Solar | [5 empty] | Open Power System Data | http://data.open-power-system-data.org/renewable_power_plants/2016-10-21/ | Open Power System Data | [10 empty] | 6.27 | 6.25 | 6.54 | 6.38 | 6.56 | HYDRO-V1 | HYDRO-V1 | HYDRO-V1 | HYDRO-V1 | HYDRO-V1
FRA | France | Brive-la-Gaillarde |  | WRI1025369 | 1.7094 | 45.1434 | 1.5190 | Solar | [5 empty] | Open Power System Data | http://data.open-power-system-data.org/renewable_power_plants/2016-10-21/ | Open Power System Data | [10 empty] | 2.29 | 2.35 | 2.47 | 2.30 | 2.29 | NO-ESTIMATION | NO-ESTIMATION | NO-ESTIMATION | NO-ESTIMATION | CAPACITY-FACTOR-V1
FRA | France | Ozon |  | WKS0064169 | 4.4 | 45.1567 | 4.8225 | Solar | [5 empty] | Wiki-Solar | https://www.wiki-solar.org | Wiki-Solar | [10 empty] | 6.53 | 6.51 | 6.83 | 6.63 | 6.76 | NO-ESTIMATION | NO-ESTIMATION | NO-ESTIMATION | NO-ESTIMATION | CAPACITY-FACTOR-V1
FRA | France | Grenoble |  | WRI1025676 | 1.1118 | 45.1822 | 5.7210 | Solar | [5 empty] | Open Power System Data | http://data.open-power-system-data.org/renewable_power_plants/2016-10-21/ | Open Power System Data | [10 empty] | 1.49 | 1.38 | 1.55 | 1.43 | 1.51 | NO-ESTIMATION | NO-ESTIMATION | NO-ESTIMATION | NO-ESTIMATION | NO-ESTIMATION
FRA | France | La Chapelle-Laurent |  | WRI1024928 | 4.7904 | 45.1831 | 3.2430 | Solar | [5 empty] | Open Power System Data | http://data.open-power-system-data.org/renewable_power_plants/2016-10-21/ | Open Power System Data | [10 empty] | 7.07 | 7.75 | 8.25 | 7.77 | 8.08 | NO-ESTIMATION | NO-ESTIMATION | NO-ESTIMATION | NO-ESTIMATION | CAPACITY-FACTOR-V1
FRA | France | Couteuges |  | WRI1024453 | 10.3872 | 45.1847 | 3.4967 | Solar | [5 empty] | Open Power System Data | http://data.open-power-system-data.org/renewable_power_plants/2016-10-21/ | Open Power System Data | 1098174 | [9 empty] | 14.46 | 16.45 | 16.78 | 16.46 | 17.08 | HYDRO-V1 | HYDRO-V1 | HYDRO-V1 | HYDRO-V1 | HYDRO-V1
FRA | France | Pauillac |  | WRI1024608 | 9.0412 | 45.1987 | -0.7581 | Solar | [5 empty] | Open Power System Data | http://data.open-power-system-data.org/renewable_power_plants/2016-10-21/ | Open Power System Data | [10 empty] | 14.06 | 15.93 | 16.16 | 16.01 | 16.09 | HYDRO-V1 | HYDRO-V1 | HYDRO-V1 | HYDRO-V1 | HYDRO-V1
FRA | France | Le Gartiou |  | WKS0070500 | 8.7 | 45.2010 | -1.0230 | Solar | [5 empty] | Wiki-Solar | https://www.wiki-solar.org | Wiki-Solar | [10 empty] | 15.47 | 15.31 | 15.38 | 15.43 | 15.35 | NO-ESTIMATION | NO-ESTIMATION | NO-ESTIMATION | NO-ESTIMATION | CAPACITY-FACTOR-V1
FRA | France | Hourtin |  | WKS0069126 | 11.1 | 45.2010 | -1.0290 | Solar | [5 empty] | Wiki-Solar | https://www.wiki-solar.org | Wiki-Solar | [10 empty] | 20.12 | 19.87 | 19.90 | 19.96 | 19.86 | NO-ESTIMATION | NO-ESTIMATION | NO-ESTIMATION | NO-ESTIMATION | CAPACITY-FACTOR-V1
FRA | France | La Redoune |  | WKS0070499 | 12 | 45.2020 | -1.0120 | Solar | [5 empty] | Wiki-Solar | https://www.wiki-solar.org | Wiki-Solar | [10 empty] | 21.65 | 21.53 | 21.54 | 21.59 | 21.49 | NO-ESTIMATION | NO-ESTIMATION | NO-ESTIMATION | NO-ESTIMATION | CAPACITY-FACTOR-V1
FRA | France | Roc du Doun |  | WKS0064596 | 12 | 45.2088 | 2.0065 | Solar | [5 empty] | Wiki-Solar | https://www.wiki-solar.org | Wiki-Solar | [10 empty] | 18.41 | 18.56 | 19.04 | 18.15 | 18.42 | NO-ESTIMATION | NO-ESTIMATION | NO-ESTIMATION | NO-ESTIMATION | CAPACITY-FACTOR-V1
FRA | France | La GenÃ©touze |  | WRI1024891 | 5.2676 | 45.2212 | -0.0523 | Solar | [5 empty] | Open Power System Data | http://data.open-power-system-data.org/renewable_power_plants/2016-10-21/ | Open Power System Data | [10 empty] | 7.98 | 8.57 | 8.72 | 8.50 | 8.51 | SOLAR-V1-NO-AGE | SOLAR-V1-NO-AGE | SOLAR-V1-NO-AGE | SOLAR-V1-NO-AGE | SOLAR-V1-NO-AGE
FRA | France | Sainte-SigolÃ¨ne |  | WRI1025332 | 1.8316 | 45.2468 | 4.2289 | Solar | [5 empty] | Open Power System Data | http://data.open-power-system-data.org/renewable_power_plants/2016-10-21/ | Open Power System Data | [10 empty] | 2.31 | 2.54 | 2.73 | 2.61 | 2.77 | NO-ESTIMATION | NO-ESTIMATION | NO-ESTIMATION | NO-ESTIMATION | CAPACITY-FACTOR-V1
FRA | France | Roubisque |  | WKS0062547 | 4.5 | 45.2488 | -0.5627 | Solar | [5 empty] | Wiki-Solar | https://www.wiki-solar.org | Wiki-Solar | [10 empty] | 6.61 | 7.49 | 7.38 | 7.18 | 7.5 | SOLAR-V1-NO-AGE | SOLAR-V1-NO-AGE | SOLAR-V1-NO-AGE | SOLAR-V1-NO-AGE | SOLAR-V1-NO-AGE
FRA | France | Montendre |  | WRI1024862 | 5.7732 | 45.2884 | -0.3875 | Solar | [5 empty] | Open Power System Data | http://data.open-power-system-data.org/renewable_power_plants/2016-10-21/ | Open Power System Data | 1086159 | [9 empty] | 8.91 | 9.61 | 9.52 | 9.31 | 9.45 | SOLAR-V1-NO-AGE | SOLAR-V1-NO-AGE | SOLAR-V1-NO-AGE | SOLAR-V1-NO-AGE | SOLAR-V1-NO-AGE
FRA | France | Saint-Rambert-d'Albon |  | WRI1025511 | 1.3505 | 45.2890 | 4.8317 | Solar | [5 empty] | Open Power System Data | http://data.open-power-system-data.org/renewable_power_plants/2016-10-21/ | Open Power System Data | [10 empty] | 1.73 | 1.81 | 1.94 | 1.80 | 1.98 | SOLAR-V1-NO-AGE | SOLAR-V1-NO-AGE | SOLAR-V1-NO-AGE | SOLAR-V1-NO-AGE | SOLAR-V1-NO-AGE
FRA | France | Saint-Martial |  | WKS0063627 | 8 | 45.3570 | 0.0950 | Solar | [5 empty] | Wiki-Solar | https://www.wiki-solar.org | Wiki-Solar | [10 empty] | 12.17 | 12.89 | 12.82 | 12.64 | 12.87 | HYDRO-V1 | HYDRO-V1 | HYDRO-V1 | HYDRO-V1 | HYDRO-V1
FRA | France | Grenoble Air Parc |  | WKS0069095 | 5 | 45.3590 | 5.3480 | Solar | [5 empty] | Wiki-Solar | https://www.wiki-solar.org | Wiki-Solar | [10 empty] | 6.91 | 7.42 | 7.64 | 7.17 | 7.88 | SOLAR-V1-NO-AGE | SOLAR-V1-NO-AGE | SOLAR-V1-NO-AGE | SOLAR-V1-NO-AGE | SOLAR-V1-NO-AGE
FRA | France | Apprieu |  | WKS0069114 | 10.2 | 45.3780 | 5.4850 | Solar | [5 empty] | Wiki-Solar | https://www.wiki-solar.org | Wiki-Solar | [10 empty] | 14.27 | 14.62 | 15.05 | 14.77 | 15.37 | SOLAR-V1-NO-AGE | SOLAR-V1-NO-AGE | SOLAR-V1-NO-AGE | SOLAR-V1-NO-AGE | SOLAR-V1-NO-AGE
FRA | France | Pontcharra |  | WRI1025477 | 1.4322 | 45.4199 | 6.0209 | Solar | [5 empty] | Open Power System Data | http://data.open-power-system-data.org/renewable_power_plants/2016-10-21/ | Open Power System Data | [10 empty] | 2.02 | 2.02 | 2.09 | 2.03 | 2.16 | HYDRO-V1 | HYDRO-V1 | HYDRO-V1 | HYDRO-V1 | HYDRO-V1
FRA | France | Saint-Ã‰tienne |  | WRI1025216 | 2.2744 | 45.4302 | 4.3781 | Solar | [5 empty] | Open Power System Data | http://data.open-power-system-data.org/renewable_power_plants/2016-10-21/ | Open Power System Data | [10 empty] | 3.13 | 3.17 | 3.39 | 3.18 | 3.33 | SOLAR-V1-NO-AGE | SOLAR-V1-NO-AGE | SOLAR-V1-NO-AGE | SOLAR-V1-NO-AGE | SOLAR-V1-NO-AGE
FRA | France | GuitiniÃ¨res |  | WRI1025456 | 1.484 | 45.4422 | -0.5107 | Solar | [5 empty] | Open Power System Data | http://data.open-power-system-data.org/renewable_power_plants/2016-10-21/ | Open Power System Data | [10 empty] | 2.09 | 2.34 | 2.30 | 2.25 | 2.29 | NO-ESTIMATION | NO-ESTIMATION | NO-ESTIMATION | NO-ESTIMATION | CAPACITY-FACTOR-V1
FRA | France | Saint-Cyprien |  | WRI1024579 | 9.2203 | 45.5402 | 4.2300 | Solar | [5 empty] | Open Power System Data | http://data.open-power-system-data.org/renewable_power_plants/2016-10-21/ | Open Power System Data | [10 empty] | 13.30 | 13.71 | 14.29 | 13.72 | 14.24 | NO-ESTIMATION | NO-ESTIMATION | NO-ESTIMATION | NO-ESTIMATION | CAPACITY-FACTOR-V1
FRA | France | Issoire |  | WRI1025550 | 1.2935 | 45.5456 | 3.2450 | Solar | [5 empty] | Open Power System Data | http://data.open-power-system-data.org/renewable_power_plants/2016-10-21/ | Open Power System Data | [10 empty] | 1.63 | 1.73 | 1.86 | 1.72 | 1.78 | SOLAR-V1-NO-AGE | SOLAR-V1-NO-AGE | SOLAR-V1-NO-AGE | SOLAR-V1-NO-AGE | SOLAR-V1-NO-AGE
FRA | France | Meilhards |  | WRI1025575 | 1.2401 | 45.5470 | 1.6362 | Solar | [5 empty] | Open Power System Data | http://data.open-power-system-data.org/renewable_power_plants/2016-10-21/ | Open Power System Data | [10 empty] | 1.65 | 1.73 | 1.71 | 1.71 | 1.7 | NO-ESTIMATION | NO-ESTIMATION | NO-ESTIMATION | NO-ESTIMATION | NO-ESTIMATION
FRA | France | Saint-Ã‰tienne-aux-Clos |  | WRI1025655 | 1.1379 | 45.5665 | 2.4492 | Solar | [5 empty] | Open Power System Data | http://data.open-power-system-data.org/renewable_power_plants/2016-10-21/ | Open Power System Data | [10 empty] | 1.42 | 1.51 | 1.57 | 1.50 | 1.51 | SOLAR-V1-NO-AGE | SOLAR-V1-NO-AGE | SOLAR-V1-NO-AGE | SOLAR-V1-NO-AGE | SOLAR-V1-NO-AGE
FRA | France | ChambÃ©ry |  | WRI1025546 | 1.2966 | 45.5837 | 5.9088 | Solar | [5 empty] | Open Power System Data | http://data.open-power-system-data.org/renewable_power_plants/2016-10-21/ | Open Power System Data | [10 empty] | 1.77 | 1.63 | 1.69 | 1.59 | 1.8 | SOLAR-V1-NO-AGE | SOLAR-V1-NO-AGE | SOLAR-V1-NO-AGE | SOLAR-V1-NO-AGE | SOLAR-V1-NO-AGE
FRA | France | Saint-LÃ©ger |  | WRI1024437 | 10.7402 | 45.6166 | -0.5704 | Solar | [5 empty] | Open Power System Data | http://data.open-power-system-data.org/renewable_power_plants/2016-10-21/ | Open Power System Data | [10 empty] | 17.28 | 18.44 | 18.28 | 17.93 | 18.2 | SOLAR-V1-NO-AGE | SOLAR-V1-NO-AGE | SOLAR-V1-NO-AGE | SOLAR-V1-NO-AGE | SOLAR-V1-NO-AGE
FRA | France | Saint-Quentin-Fallavier |  | WRI1025346 | 1.7723 | 45.6396 | 5.1087 | Solar | [5 empty] | Open Power System Data | http://data.open-power-system-data.org/renewable_power_plants/2016-10-21/ | Open Power System Data | [10 empty] | 2.26 | 2.35 | 2.48 | 2.35 | 2.52 | HYDRO-V1 | HYDRO-V1 | HYDRO-V1 | HYDRO-V1 | HYDRO-V1
FRA | France | AngoulÃªme |  | WRI1025736 | 1.0614 | 45.6476 | 0.1450 | Solar | [5 empty] | Open Power System Data | http://data.open-power-system-data.org/renewable_power_plants/2016-10-21/ | Open Power System Data | [10 empty] | 1.47 | 1.51 | 1.50 | 1.45 | 1.5 | HYDRO-V1 | HYDRO-V1 | HYDRO-V1 | HYDRO-V1 | HYDRO-V1
FRA | France | Montbron |  | WRI1025785 | 1.0021 | 45.6673 | 0.5040 | Solar | [5 empty] | Open Power System Data | http://data.open-power-system-data.org/renewable_power_plants/2016-10-21/ | Open Power System Data | [10 empty] | 1.46 | 1.48 | 1.48 | 1.47 | 1.47 | SOLAR-V1-NO-AGE | SOLAR-V1-NO-AGE | SOLAR-V1-NO-AGE | SOLAR-V1-NO-AGE | SOLAR-V1-NO-AGE
FRA | France | Saint-Martial-le-Vieux |  | WRI1024990 | 4.2313 | 45.6895 | 2.3083 | Solar | [5 empty] | Open Power System Data | http://data.open-power-system-data.org/renewable_power_plants/2016-10-21/ | Open Power System Data | [10 empty] | 5.93 | 6.05 | 6.24 | 6.18 | 6.1 | SOLAR-V1-NO-AGE | SOLAR-V1-NO-AGE | SOLAR-V1-NO-AGE | SOLAR-V1-NO-AGE | SOLAR-V1-NO-AGE
FRA | France | Saint-Fons |  | WRI1025263 | 2.1134 | 45.7015 | 4.8504 | Solar | [5 empty] | Open Power System Data | http://data.open-power-system-data.org/renewable_power_plants/2016-10-21/ | Open Power System Data | [10 empty] | 2.97 | 2.96 | 3.06 | 2.97 | 3.08 | NO-ESTIMATION | NO-ESTIMATION | NO-ESTIMATION | NO-ESTIMATION | CAPACITY-FACTOR-V1
FRA | France | Saint-Priest |  | WRI1025602 | 1.2031 | 45.7016 | 4.9490 | Solar | [5 empty] | Open Power System Data | http://data.open-power-system-data.org/renewable_power_plants/2016-10-21/ | Open Power System Data | [10 empty] | 1.59 | 1.65 | 1.73 | 1.63 | 1.74 | NO-ESTIMATION | NO-ESTIMATION | NO-ESTIMATION | NO-ESTIMATION | CAPACITY-FACTOR-V1
FRA | France | Tuileries |  | WKS0069151 | 8 | 45.7366 | 4.0652 | Solar | [5 empty] | Wiki-Solar | https://www.wiki-solar.org | Wiki-Solar | [10 empty] | 11.40 | 11.82 | 12.28 | 11.96 | 12.17 | NO-ESTIMATION | NO-ESTIMATION | NO-ESTIMATION | NO-ESTIMATION | NO-ESTIMATION
FRA | France | Cournon-d'Auvergne |  | WRI1025365 | 1.7245 | 45.7435 | 3.1862 | Solar | [5 empty] | Open Power System Data | http://data.open-power-system-data.org/renewable_power_plants/2016-10-21/ | Open Power System Data | [10 empty] | 2.18 | 2.30 | 2.46 | 2.24 | 2.3 | HYDRO-V1 | HYDRO-V1 | HYDRO-V1 | HYDRO-V1 | HYDRO-V1
FRA | France | FÃ©niers |  | WRI1024980 | 4.314 | 45.7445 | 2.1266 | Solar | [5 empty] | Open Power System Data | http://data.open-power-system-data.org/renewable_power_plants/2016-10-21/ | Open Power System Data | [10 empty] | 6.21 | 6.15 | 6.24 | 6.17 | 6.15 | HYDRO-V1 | HYDRO-V1 | HYDRO-V1 | HYDRO-V1 | HYDRO-V1
FRA | France | Vars |  | WRI1025649 | 1.1496 | 45.7563 | 0.1361 | Solar | [5 empty] | Open Power System Data | http://data.open-power-system-data.org/renewable_power_plants/2016-10-21/ | Open Power System Data | [10 empty] | 1.58 | 1.55 | 1.58 | 1.57 | 1.57 | NO-ESTIMATION | NO-ESTIMATION | NO-ESTIMATION | NO-ESTIMATION | CAPACITY-FACTOR-V1
FRA | France | Meyzieu |  | WRI1025777 | 1.0144 | 45.7774 | 5.0063 | Solar | [5 empty] | Open Power System Data | http://data.open-power-system-data.org/renewable_power_plants/2016-10-21/ | Open Power System Data | [10 empty] | 1.35 | 1.44 | 1.43 | 1.39 | 1.45 | NO-ESTIMATION | NO-ESTIMATION | NO-ESTIMATION | NO-ESTIMATION | CAPACITY-FACTOR-V1
FRA | France | Gentioux-Pigerolles |  | WRI1025698 | 1.0966 | 45.7848 | 2.0085 | Solar | [5 empty] | Open Power System Data | http://data.open-power-system-data.org/renewable_power_plants/2016-10-21/ | Open Power System Data | [10 empty] | 1.45 | 1.50 | 1.53 | 1.49 | 1.5 | NO-ESTIMATION | NO-ESTIMATION | NO-ESTIMATION | NO-ESTIMATION | CAPACITY-FACTOR-V1
FRA | France | Clermont-Ferrand |  | WRI1024917 | 4.9085 | 45.7859 | 3.1156 | Solar | [5 empty] | Open Power System Data | http://data.open-power-system-data.org/renewable_power_plants/2016-10-21/ | Open Power System Data | [10 empty] | 6.83 | 7.10 | 7.13 | 7.19 | 7.09 | SOLAR-V1-NO-AGE | SOLAR-V1-NO-AGE | SOLAR-V1-NO-AGE | SOLAR-V1-NO-AGE | SOLAR-V1-NO-AGE
FRA | France | Giat |  | WRI1025770 | 1.019 | 45.7992 | 2.4767 | Solar | [5 empty] | Open Power System Data | http://data.open-power-system-data.org/renewable_power_plants/2016-10-21/ | Open Power System Data | [10 empty] | 1.30 | 1.45 | 1.45 | 1.39 | 1.39 | NO-ESTIMATION | NO-ESTIMATION | NO-ESTIMATION | NO-ESTIMATION | CAPACITY-FACTOR-V1
FRA | France | Chasseneuil-sur-Bonnieure |  | WRI1025763 | 1.0228 | 45.8244 | 0.4415 | Solar | [5 empty] | Open Power System Data | http://data.open-power-system-data.org/renewable_power_plants/2016-10-21/ | Open Power System Data | [10 empty] | 1.49 | 1.50 | 1.50 | 1.51 | 1.49 | NO-ESTIMATION | NO-ESTIMATION | NO-ESTIMATION | NO-ESTIMATION | CAPACITY-FACTOR-V1
FRA | France | Limoges |  | WRI1025333 | 1.8292 | 45.8544 | 1.2490 | Solar | [5 empty] | Open Power System Data | http://data.open-power-system-data.org/renewable_power_plants/2016-10-21/ | Open Power System Data | [10 empty] | 2.41 | 2.44 | 2.39 | 2.45 | 2.43 | NO-ESTIMATION | NO-ESTIMATION | NO-ESTIMATION | NO-ESTIMATION | CAPACITY-FACTOR-V1
FRA | France | Thiers |  | WRI1025065 | 3.3704 | 45.8623 | 3.5395 | Solar | [5 empty] | Open Power System Data | http://data.open-power-system-data.org/renewable_power_plants/2016-10-21/ | Open Power System Data | [10 empty] | 4.71 | 4.81 | 4.81 | 4.83 | 4.82 | SOLAR-V1-NO-AGE | SOLAR-V1-NO-AGE | SOLAR-V1-NO-AGE | SOLAR-V1-NO-AGE | SOLAR-V1-NO-AGE
FRA | France | Ennezat |  | WRI1025432 | 1.5437 | 45.8954 | 3.2161 | Solar | [5 empty] | Open Power System Data | http://data.open-power-system-data.org/renewable_power_plants/2016-10-21/ | Open Power System Data | [10 empty] | 2.08 | 2.11 | 2.08 | 2.11 | 2.1 | SOLAR-V1-NO-AGE | SOLAR-V1-NO-AGE | SOLAR-V1-NO-AGE | SOLAR-V1-NO-AGE | SOLAR-V1-NO-AGE
FRA | France | Fontenet |  | WRI1024359 | 11.983 | 45.9054 | -0.4636 | Solar | [5 empty] | Open Power System Data | http://data.open-power-system-data.org/renewable_power_plants/2016-10-21/ | Open Power System Data | [10 empty] | 18.59 | 19.84 | 19.59 | 19.38 | 19.83 | NO-ESTIMATION | NO-ESTIMATION | NO-ESTIMATION | NO-ESTIMATION | CAPACITY-FACTOR-V1
FRA | France | RoumaziÃ¨res-Loubert |  | WRI1025199 | 2.3604 | 45.9102 | 0.5729 | Solar | [5 empty] | Open Power System Data | http://data.open-power-system-data.org/renewable_power_plants/2016-10-21/ | Open Power System Data | [10 empty] | 3.28 | 3.37 | 3.37 | 3.29 | 3.34 | NO-ESTIMATION | NO-ESTIMATION | NO-ESTIMATION | NO-ESTIMATION | NO-ESTIMATION
FRA | France | Quincieux |  | WRI1024629 | 8.8354 | 45.9141 | 4.7735 | Solar | [5 empty] | Open Power System Data | http://data.open-power-system-data.org/renewable_power_plants/2016-10-21/ | Open Power System Data | [10 empty] | 13.24 | 13.37 | 13.36 | 13.18 | 13.1 | SOLAR-V1-NO-AGE | SOLAR-V1-NO-AGE | SOLAR-V1-NO-AGE | SOLAR-V1-NO-AGE | SOLAR-V1-NO-AGE
FRA | France | Rochefort |  | WRI1025714 | 1.0797 | 45.9425 | -0.9724 | Solar | [5 empty] | Open Power System Data | http://data.open-power-system-data.org/renewable_power_plants/2016-10-21/ | Open Power System Data | [10 empty] | 1.49 | 1.68 | 1.60 | 1.60 | 1.67 | NO-ESTIMATION | NO-ESTIMATION | NO-ESTIMATION | NO-ESTIMATION | CAPACITY-FACTOR-V1
FRA | France | Aubusson |  | WRI1025428 | 1.5483 | 45.9509 | 2.1665 | Solar | [5 empty] | Open Power System Data | http://data.open-power-system-data.org/renewable_power_plants/2016-10-21/ | Open Power System Data | [10 empty] | 2.13 | 2.14 | 2.15 | 2.12 | 2.12 | NO-ESTIMATION | NO-ESTIMATION | NO-ESTIMATION | NO-ESTIMATION | CAPACITY-FACTOR-V1
FRA | France | Tonnay-Boutonne |  | WRI1025717 | 1.0788 | 45.9751 | -0.7099 | Solar | [5 empty] | Open Power System Data | http://data.open-power-system-data.org/renewable_power_plants/2016-10-21/ | Open Power System Data | [10 empty] | 1.50 | 1.54 | 1.53 | 1.53 | 1.54 | NO-ESTIMATION | NO-ESTIMATION | NO-ESTIMATION | NO-ESTIMATION | CAPACITY-FACTOR-V1
FRA | France | Fontsalive |  | WKS0069088 | 4.8 | 46.0816 | 3.4365 | Solar | [5 empty] | Wiki-Solar | https://www.wiki-solar.org | Wiki-Solar | [10 empty] | 7.71 | 7.77 | 7.75 | 7.78 | 7.78 | HYDRO-V1 | HYDRO-V1 | HYDRO-V1 | HYDRO-V1 | HYDRO-V1
FRA | France | Bellac |  | WKS0063626 | 9 | 46.0975 | 1.0383 | Solar | [5 empty] | Wiki-Solar | https://www.wiki-solar.org | Wiki-Solar | [10 empty] | 13.39 | 13.68 | 13.76 | 13.65 | 13.78 | NO-ESTIMATION | NO-ESTIMATION | NO-ESTIMATION | NO-ESTIMATION | CAPACITY-FACTOR-V1
FRA | France | SurgÃ¨res |  | WRI1025430 | 1.5451 | 46.1042 | -0.7539 | Solar | [5 empty] | Open Power System Data | http://data.open-power-system-data.org/renewable_power_plants/2016-10-21/ | Open Power System Data | [10 empty] | 2.15 | 2.31 | 2.30 | 2.24 | 2.31 | NO-ESTIMATION | NO-ESTIMATION | NO-ESTIMATION | NO-ESTIMATION | NO-ESTIMATION
FRA | France | Aigrefeuille-d'Aunis |  | WRI1025241 | 2.1856 | 46.1165 | -0.9444 | Solar | [5 empty] | Open Power System Data | http://data.open-power-system-data.org/renewable_power_plants/2016-10-21/ | Open Power System Data | [10 empty] | 3.15 | 3.59 | 3.42 | 3.41 | 3.45 | SOLAR-V1-NO-AGE | SOLAR-V1-NO-AGE | SOLAR-V1-NO-AGE | SOLAR-V1-NO-AGE | SOLAR-V1-NO-AGE
FRA | France | Availles-Limouzine |  | WRI1025552 | 1.2902 | 46.1337 | 0.6473 | Solar | [5 empty] | Open Power System Data | http://data.open-power-system-data.org/renewable_power_plants/2016-10-21/ | Open Power System Data | [10 empty] | 1.73 | 1.72 | 1.73 | 1.74 | 1.74 | SOLAR-V1-NO-AGE | SOLAR-V1-NO-AGE | SOLAR-V1-NO-AGE | SOLAR-V1-NO-AGE | SOLAR-V1-NO-AGE
FRA | France | Charroux |  | WRI1025507 | 1.363 | 46.1399 | 0.4155 | Solar | [5 empty] | Open Power System Data | http://data.open-power-system-data.org/renewable_power_plants/2016-10-21/ | Open Power System Data | [10 empty] | 1.86 | 1.84 | 1.84 | 1.86 | 1.84 | SOLAR-V1-NO-AGE | SOLAR-V1-NO-AGE | SOLAR-V1-NO-AGE | SOLAR-V1-NO-AGE | SOLAR-V1-NO-AGE
FRA | France | Saint-Saviol |  | WRI1025774 | 1.0173 | 46.1447 | 0.2312 | Solar | [5 empty] | Open Power System Data | http://data.open-power-system-data.org/renewable_power_plants/2016-10-21/ | Open Power System Data | [10 empty] | 1.47 | 1.50 | 1.50 | 1.49 | 1.5 | SOLAR-V1-NO-AGE | SOLAR-V1-NO-AGE | SOLAR-V1-NO-AGE | SOLAR-V1-NO-AGE | SOLAR-V1-NO-AGE
FRA | France | Sochaux |  | WKS0071320 | 9.4 | 46.1500 | 0.8650 | Solar | [5 empty] | Wiki-Solar | https://www.wiki-solar.org | Wiki-Solar | [10 empty] | 13.95 | 14.82 | 14.76 | 14.24 | 15.08 | HYDRO-V1 | HYDRO-V1 | HYDRO-V1 | HYDRO-V1 | HYDRO-V1
FRA | France | Chambonchard |  | WRI1025711 | 1.0815 | 46.1610 | 2.5411 | Solar | [5 empty] | Open Power System Data | http://data.open-power-system-data.org/renewable_power_plants/2016-10-21/ | Open Power System Data | 1112378 | [9 empty] | 1.41 | 1.48 | 1.48 | 1.45 | 1.44 | NO-ESTIMATION | NO-ESTIMATION | NO-ESTIMATION | NO-ESTIMATION | CAPACITY-FACTOR-V1
FRA | France | La Rochelle |  | WRI1025247 | 2.1538 | 46.1620 | -1.1750 | Solar | [5 empty] | Open Power System Data | http://data.open-power-system-data.org/renewable_power_plants/2016-10-21/ | Open Power System Data | [10 empty] | 3.16 | 3.58 | 3.35 | 3.38 | 3.55 | NO-ESTIMATION | NO-ESTIMATION | NO-ESTIMATION | NO-ESTIMATION | CAPACITY-FACTOR-V1
FRA | France | Ã‰vaux-les-Bains |  | WRI1025352 | 1.7512 | 46.1691 | 2.4987 | Solar | [5 empty] | Open Power System Data | http://data.open-power-system-data.org/renewable_power_plants/2016-10-21/ | Open Power System Data | [10 empty] | 2.30 | 2.32 | 2.32 | 2.32 | 2.32 | NO-ESTIMATION | NO-ESTIMATION | NO-ESTIMATION | NO-ESTIMATION | CAPACITY-FACTOR-V1
FRA | France | Marcillat-en-Combraille |  | WRI1025334 | 1.8281 | 46.1705 | 2.6343 | Solar | [5 empty] | Open Power System Data | http://data.open-power-system-data.org/renewable_power_plants/2016-10-21/ | Open Power System Data | [10 empty] | 2.40 | 2.42 | 2.45 | 2.42 | 2.42 | NO-ESTIMATION | NO-ESTIMATION | NO-ESTIMATION | NO-ESTIMATION | NO-ESTIMATION
FRA | France | SavignÃ© |  | WRI1025756 | 1.0332 | 46.1706 | 0.3311 | Solar | [5 empty] | Open Power System Data | http://data.open-power-system-data.org/renewable_power_plants/2016-10-21/ | Open Power System Data | [10 empty] | 1.50 | 1.51 | 1.51 | 1.53 | 1.51 | NO-ESTIMATION | NO-ESTIMATION | NO-ESTIMATION | NO-ESTIMATION | CAPACITY-FACTOR-V1
FRA | France | Lussat |  | WRI1025420 | 1.5688 | 46.1864 | 2.3311 | Solar | [5 empty] | Open Power System Data | http://data.open-power-system-data.org/renewable_power_plants/2016-10-21/ | Open Power System Data | [10 empty] | 2.14 | 2.14 | 2.18 | 2.14 | 2.14 | SOLAR-V1-NO-AGE | SOLAR-V1-NO-AGE | SOLAR-V1-NO-AGE | SOLAR-V1-NO-AGE | SOLAR-V1-NO-AGE
FRA | France | Gouzon |  | WRI1025152 | 2.5912 | 46.1868 | 2.2304 | Solar | [5 empty] | Open Power System Data | http://data.open-power-system-data.org/renewable_power_plants/2016-10-21/ | Open Power System Data | [10 empty] | 3.63 | 3.60 | 3.66 | 3.62 | 3.62 | SOLAR-V1-NO-AGE | SOLAR-V1-NO-AGE | SOLAR-V1-NO-AGE | SOLAR-V1-NO-AGE | SOLAR-V1-NO-AGE
FRA | France | Le Vigeant |  | WRI1025006 | 4.0209 | 46.2205 | 0.6375 | Solar | [5 empty] | Open Power System Data | http://data.open-power-system-data.org/renewable_power_plants/2016-10-21/ | Open Power System Data | 1112108 | [9 empty] | 5.72 | 5.86 | 5.87 | 5.73 | 5.87 | SOLAR-V1-NO-AGE | SOLAR-V1-NO-AGE | SOLAR-V1-NO-AGE | SOLAR-V1-NO-AGE | SOLAR-V1-NO-AGE
FRA | France | Lezay |  | WRI1025245 | 2.16 | 46.2657 | -0.0197 | Solar | [5 empty] | Open Power System Data | http://data.open-power-system-data.org/renewable_power_plants/2016-10-21/ | Open Power System Data | [10 empty] | 3.05 | 3.10 | 3.09 | 3.12 | 3.12 | HYDRO-V1 | HYDRO-V1 | HYDRO-V1 | HYDRO-V1 | HYDRO-V1
FRA | France | Lathus-Saint-RÃ©my |  | WRI1025587 | 1.2298 | 46.3208 | 0.9437 | Solar | [5 empty] | Open Power System Data | http://data.open-power-system-data.org/renewable_power_plants/2016-10-21/ | Open Power System Data | [10 empty] | 1.69 | 1.71 | 1.76 | 1.71 | 1.7 | HYDRO-V1 | HYDRO-V1 | HYDRO-V1 | HYDRO-V1 | HYDRO-V1
FRA | France | Bonnat |  | WRI1024864 | 5.7212 | 46.3230 | 1.9137 | Solar | [5 empty] | Open Power System Data | http://data.open-power-system-data.org/renewable_power_plants/2016-10-21/ | Open Power System Data | 1091094 | [9 empty] | 8.54 | 8.52 | 8.62 | 8.59 | 8.54 | HYDRO-V1 | HYDRO-V1 | HYDRO-V1 | HYDRO-V1 | HYDRO-V1
FRA | France | Niort |  | WRI1025145 | 2.6427 | 46.3286 | -0.4649 | Solar | [5 empty] | Open Power System Data | http://data.open-power-system-data.org/renewable_power_plants/2016-10-21/ | Open Power System Data | [10 empty] | 3.69 | 3.82 | 3.80 | 3.78 | 3.81 | NO-ESTIMATION | NO-ESTIMATION | NO-ESTIMATION | NO-ESTIMATION | CAPACITY-FACTOR-V1
FRA | France | Coulon |  | WRI1025474 | 1.4468 | 46.3374 | -0.5850 | Solar | [5 empty] | Open Power System Data | http://data.open-power-system-data.org/renewable_power_plants/2016-10-21/ | Open Power System Data | [10 empty] | 1.96 | 1.99 | 1.97 | 1.97 | 1.98 | SOLAR-V1-NO-AGE | SOLAR-V1-NO-AGE | SOLAR-V1-NO-AGE | SOLAR-V1-NO-AGE | SOLAR-V1-NO-AGE
FRA | France | Neuilly-en-Donjon |  | WRI1025517 | 1.3428 | 46.3431 | 3.8847 | Solar | [5 empty] | Open Power System Data | http://data.open-power-system-data.org/renewable_power_plants/2016-10-21/ | Open Power System Data | [10 empty] | 1.80 | 1.84 | 1.85 | 1.81 | 1.81 | NO-ESTIMATION | NO-ESTIMATION | NO-ESTIMATION | NO-ESTIMATION | CAPACITY-FACTOR-V1
FRA | France | DomÃ©rat |  | WKS0069085 | 5 | 46.3510 | 2.5710 | Solar | [5 empty] | Wiki-Solar | https://www.wiki-solar.org | Wiki-Solar | [10 empty] | 7.57 | 7.52 | 7.50 | 7.43 | 7.55 | NO-ESTIMATION | NO-ESTIMATION | NO-ESTIMATION | NO-ESTIMATION | CAPACITY-FACTOR-V1
FRA | France | Benet |  | WRI1025470 | 1.4568 | 46.3692 | -0.6137 | Solar | [5 empty] | Open Power System Data | http://data.open-power-system-data.org/renewable_power_plants/2016-10-21/ | Open Power System Data | [10 empty] | 2.01 | 2.07 | 2.05 | 2.04 | 2.07 | HYDRO-V1 | HYDRO-V1 | HYDRO-V1 | HYDRO-V1 | HYDRO-V1
FRA | France | ChampagnÃ©-les-Marais |  | WRI1025626 | 1.1871 | 46.3739 | -1.1337 | Solar | [5 empty] | Open Power System Data | http://data.open-power-system-data.org/renewable_power_plants/2016-10-21/ | Open Power System Data | [10 empty] | 1.71 | 1.70 | 1.64 | 1.63 | 1.69 | NO-ESTIMATION | NO-ESTIMATION | NO-ESTIMATION | NO-ESTIMATION | CAPACITY-FACTOR-V1
FRA | France | Les Brandes |  | WKS0069155 | 8.3 | 46.3800 | 2.6937 | Solar | [5 empty] | Wiki-Solar | https://www.wiki-solar.org | Wiki-Solar | [10 empty] | 12.16 | 12.23 | 12.20 | 11.97 | 12.23 | HYDRO-V1 | HYDRO-V1 | HYDRO-V1 | HYDRO-V1 | HYDRO-V1
FRA | France | VerriÃ¨res |  | WRI1025437 | 1.5092 | 46.4032 | 0.5971 | Solar | [5 empty] | Open Power System Data | http://data.open-power-system-data.org/renewable_power_plants/2016-10-21/ | Open Power System Data | [10 empty] | 2.06 | 2.11 | 2.11 | 2.08 | 2.11 | HYDRO-V1 | HYDRO-V1 | HYDRO-V1 | HYDRO-V1 | HYDRO-V1
FRA | France | RouillÃ© |  | WRI1025744 | 1.0477 | 46.4203 | 0.0264 | Solar | [5 empty] | Open Power System Data | http://data.open-power-system-data.org/renewable_power_plants/2016-10-21/ | Open Power System Data | [10 empty] | 1.52 | 1.53 | 1.50 | 1.54 | 1.54 | NO-ESTIMATION | NO-ESTIMATION | NO-ESTIMATION | NO-ESTIMATION | NO-ESTIMATION
FRA | France | Sillars |  | WRI1025504 | 1.3797 | 46.4211 | 0.7861 | Solar | [5 empty] | Open Power System Data | http://data.open-power-system-data.org/renewable_power_plants/2016-10-21/ | Open Power System Data | [10 empty] | 1.85 | 1.86 | 1.87 | 1.84 | 1.86 | HYDRO-V1 | HYDRO-V1 | HYDRO-V1 | HYDRO-V1 | HYDRO-V1
FRA | France | Chaillac |  | WRI1024935 | 4.7004 | 46.4259 | 1.2916 | Solar | [5 empty] | Open Power System Data | http://data.open-power-system-data.org/renewable_power_plants/2016-10-21/ | Open Power System Data | 1091919 | [9 empty] | 7.32 | 7.38 | 7.54 | 7.47 | 7.27 | HYDRO-V1 | HYDRO-V1 | HYDRO-V1 | HYDRO-V1 | HYDRO-V1
FRA | France | Montmorillon |  | WRI1025586 | 1.2306 | 46.4264 | 0.8955 | Solar | [5 empty] | Open Power System Data | http://data.open-power-system-data.org/renewable_power_plants/2016-10-21/ | Open Power System Data | [10 empty] | 1.69 | 1.67 | 1.67 | 1.68 | 1.69 | SOLAR-V1-NO-AGE | SOLAR-V1-NO-AGE | SOLAR-V1-NO-AGE | SOLAR-V1-NO-AGE | SOLAR-V1-NO-AGE
FRA | France | LuÃ§on |  | WRI1025584 | 1.2329 | 46.4512 | -1.1643 | Solar | [5 empty] | Open Power System Data | http://data.open-power-system-data.org/renewable_power_plants/2016-10-21/ | Open Power System Data | [10 empty] | 1.73 | 1.76 | 1.69 | 1.70 | 1.75 | HYDRO-V1 | HYDRO-V1 | HYDRO-V1 | HYDRO-V1 | HYDRO-V1
FRA | France | Sainte-Gemme-la-Plaine |  | WRI1025412 | 1.5903 | 46.4732 | -1.1110 | Solar | [5 empty] | Open Power System Data | http://data.open-power-system-data.org/renewable_power_plants/2016-10-21/ | Open Power System Data | [10 empty] | 2.21 | 2.38 | 2.24 | 2.27 | 2.36 | NO-ESTIMATION | NO-ESTIMATION | NO-ESTIMATION | NO-ESTIMATION | NO-ESTIMATION
FRA | France | Digoin |  | WRI1025200 | 2.3521 | 46.4891 | 4.0253 | Solar | [5 empty] | Open Power System Data | http://data.open-power-system-data.org/renewable_power_plants/2016-10-21/ | Open Power System Data | 1113587 | [9 empty] | 3.30 | 3.32 | 3.33 | 3.29 | 3.27 | SOLAR-V1-NO-AGE | SOLAR-V1-NO-AGE | SOLAR-V1-NO-AGE | SOLAR-V1-NO-AGE | SOLAR-V1-NO-AGE
FRA | France | Talmont-St-Hilaire |  | WKS0069107 | 5 | 46.5050 | -1.6460 | Solar | [5 empty] | Wiki-Solar | https://www.wiki-solar.org | Wiki-Solar | [10 empty] | 8.02 | 8.77 | 8.37 | 8.35 | 8.51 | NO-ESTIMATION | NO-ESTIMATION | NO-ESTIMATION | NO-ESTIMATION | NO-ESTIMATION
FRA | France | Saint-Ã‰tienne-de-Brillouet |  | WRI1025434 | 1.5354 | 46.5138 | -1.0115 | Solar | [5 empty] | Open Power System Data | http://data.open-power-system-data.org/renewable_power_plants/2016-10-21/ | Open Power System Data | [10 empty] | 2.14 | 2.29 | 2.17 | 2.19 | 2.28 | SOLAR-V1-NO-AGE | SOLAR-V1-NO-AGE | SOLAR-V1-NO-AGE | SOLAR-V1-NO-AGE | SOLAR-V1-NO-AGE
FRA | France | Diou |  | WRI1024220 | 12.052 | 46.5226 | 3.7361 | Solar | [5 empty] | Open Power System Data | http://data.open-power-system-data.org/renewable_power_plants/2016-10-21/ | Open Power System Data | 1117144 | [9 empty] | 18.50 | 18.53 | 18.50 | 18.26 | 18.62 | HYDRO-V1 | HYDRO-V1 | HYDRO-V1 | HYDRO-V1 | HYDRO-V1
FRA | France | En Fayole |  | WKS0069072 | 6.7 | 46.5313 | 5.7534 | Solar | [5 empty] | Wiki-Solar | https://www.wiki-solar.org | Wiki-Solar | [10 empty] | 9.24 | 9.95 | 9.99 | 9.97 | 9.95 | SOLAR-V1-NO-AGE | SOLAR-V1-NO-AGE | SOLAR-V1-NO-AGE | SOLAR-V1-NO-AGE | SOLAR-V1-NO-AGE
FRA | France | Yzeure |  | WKS0069109 | 5 | 46.5340 | 3.3770 | Solar | [5 empty] | Wiki-Solar | https://www.wiki-solar.org | Wiki-Solar | [10 empty] | 7.56 | 7.47 | 7.52 | 7.45 | 7.52 | HYDRO-V1 | HYDRO-V1 | HYDRO-V1 | HYDRO-V1 | HYDRO-V1
FRA | France | Soucia |  | WRI1025073 | 3.3153 | 46.5398 | 5.7583 | Solar | [5 empty] | Open Power System Data | http://data.open-power-system-data.org/renewable_power_plants/2016-10-21/ | Open Power System Data | [10 empty] | 4.51 | 4.83 | 4.84 | 4.84 | 4.82 | NO-ESTIMATION | NO-ESTIMATION | NO-ESTIMATION | NO-ESTIMATION | CAPACITY-FACTOR-V1
FRA | France | Sainte-Hermine |  | WRI1025640 | 1.1577 | 46.5571 | -1.0723 | Solar | [5 empty] | Open Power System Data | http://data.open-power-system-data.org/renewable_power_plants/2016-10-21/ | Open Power System Data | [10 empty] | 1.61 | 1.65 | 1.58 | 1.60 | 1.64 | HYDRO-V1 | HYDRO-V1 | HYDRO-V1 | HYDRO-V1 | HYDRO-V1
FRA | France | Tournus |  | WRI1025142 | 2.6499 | 46.5654 | 4.8991 | Solar | [5 empty] | Open Power System Data | http://data.open-power-system-data.org/renewable_power_plants/2016-10-21/ | Open Power System Data | [10 empty] | 3.73 | 3.74 | 3.74 | 3.71 | 3.68 | HYDRO-V1 | HYDRO-V1 | HYDRO-V1 | HYDRO-V1 | HYDRO-V1
FRA | France | Poitiers |  | WRI1025330 | 1.8423 | 46.5834 | 0.3594 | Solar | [5 empty] | Open Power System Data | http://data.open-power-system-data.org/renewable_power_plants/2016-10-21/ | Open Power System Data | [10 empty] | 2.43 | 2.49 | 2.49 | 2.44 | 2.5 | HYDRO-V1 | HYDRO-V1 | HYDRO-V1 | HYDRO-V1 | HYDRO-V1
FRA | France | Chalmoux |  | WKS0065705 | 10 | 46.6160 | 3.8600 | Solar | [5 empty] | Wiki-Solar | https://www.wiki-solar.org | Wiki-Solar | [10 empty] | 15.08 | 15.21 | 15.13 | 14.89 | 15.09 | NO-ESTIMATION | NO-ESTIMATION | NO-ESTIMATION | NO-ESTIMATION | CAPACITY-FACTOR-V1
FRA | France | Gennetines |  | WRI1024217 | 12.1221 | 46.6300 | 3.4050 | Solar | [5 empty] | Open Power System Data | http://data.open-power-system-data.org/renewable_power_plants/2016-10-21/ | Open Power System Data | 1100624 | [9 empty] | 18.61 | 18.50 | 18.64 | 18.37 | 18.6 | NO-ESTIMATION | NO-ESTIMATION | NO-ESTIMATION | NO-ESTIMATION | CAPACITY-FACTOR-V1
FRA | France | La Roche-sur-Yon |  | WRI1025228 | 2.2322 | 46.6676 | -1.4079 | Solar | [5 empty] | Open Power System Data | http://data.open-power-system-data.org/renewable_power_plants/2016-10-21/ | Open Power System Data | [10 empty] | 3.30 | 3.39 | 3.09 | 3.22 | 3.37 | HYDRO-V1 | HYDRO-V1 | HYDRO-V1 | HYDRO-V1 | HYDRO-V1
FRA | France | Chantonnay |  | WRI1025537 | 1.3021 | 46.6691 | -1.0443 | Solar | [5 empty] | Open Power System Data | http://data.open-power-system-data.org/renewable_power_plants/2016-10-21/ | Open Power System Data | [10 empty] | 1.75 | 1.83 | 1.77 | 1.78 | 1.75 | SOLAR-V1-NO-AGE | SOLAR-V1-NO-AGE | SOLAR-V1-NO-AGE | SOLAR-V1-NO-AGE | SOLAR-V1-NO-AGE
FRA | France | La Chaize-le-Vicomte |  | WRI1025696 | 1.0988 | 46.6729 | -1.2919 | Solar | [5 empty] | Open Power System Data | http://data.open-power-system-data.org/renewable_power_plants/2016-10-21/ | Open Power System Data | [10 empty] | 1.52 | 1.57 | 1.50 | 1.52 | 1.56 | HYDRO-V1 | HYDRO-V1 | HYDRO-V1 | HYDRO-V1 | HYDRO-V1
FRA | France | Braize 2 |  | WKS0069121 | 7.1 | 46.6770 | 2.6290 | Solar | [5 empty] | Wiki-Solar | https://www.wiki-solar.org | Wiki-Solar | [10 empty] | 10.61 | 10.61 | 10.59 | 10.52 | 10.68 | SOLAR-V1-NO-AGE | SOLAR-V1-NO-AGE | SOLAR-V1-NO-AGE | SOLAR-V1-NO-AGE | SOLAR-V1-NO-AGE
FRA | France | Bonneuil-Matours |  | WRI1025720 | 1.0681 | 46.6795 | 0.5662 | Solar | [5 empty] | Open Power System Data | http://data.open-power-system-data.org/renewable_power_plants/2016-10-21/ | Open Power System Data | [10 empty] | 1.45 | 1.45 | 1.45 | 1.48 | 1.45 | SOLAR-V1-NO-AGE | SOLAR-V1-NO-AGE | SOLAR-V1-NO-AGE | SOLAR-V1-NO-AGE | SOLAR-V1-NO-AGE
FRA | France | St-Georges |  | WKS0070465 | 4 | 46.6840 | 0.4170 | Solar | [5 empty] | Wiki-Solar | https://www.wiki-solar.org | Wiki-Solar | [10 empty] | 5.69 | 5.82 | 5.82 | 5.70 | 5.84 | NO-ESTIMATION | NO-ESTIMATION | NO-ESTIMATION | NO-ESTIMATION | CAPACITY-FACTOR-V1
FRA | France | Braize 1 |  | WKS0069120 | 11.3 | 46.6850 | 2.6410 | Solar | [5 empty] | Wiki-Solar | https://www.wiki-solar.org | Wiki-Solar | [10 empty] | 17.33 | 17.31 | 17.31 | 17.13 | 17.45 | SOLAR-V1-NO-AGE | SOLAR-V1-NO-AGE | SOLAR-V1-NO-AGE | SOLAR-V1-NO-AGE | SOLAR-V1-NO-AGE
FRA | France | Soleil Levant |  | WKS0069089 | 5 | 46.6990 | -1.8770 | Solar | [5 empty] | Wiki-Solar | https://www.wiki-solar.org | Wiki-Solar | [10 empty] | 8.01 | 8.77 | 8.35 | 8.35 | 8.51 | NO-ESTIMATION | NO-ESTIMATION | NO-ESTIMATION | NO-ESTIMATION | NO-ESTIMATION
FRA | France | La Roche-sur-Yon |  | WKS0069093 | 5 | 46.7000 | -1.4350 | Solar | [5 empty] | Wiki-Solar | https://www.wiki-solar.org | Wiki-Solar | [10 empty] | 7.92 | 8.06 | 7.46 | 7.79 | 8.01 | NO-ESTIMATION | NO-ESTIMATION | NO-ESTIMATION | NO-ESTIMATION | CAPACITY-FACTOR-V1
FRA | France | Menomblet |  | WRI1025632 | 1.1769 | 46.7301 | -0.7286 | Solar | [5 empty] | Open Power System Data | http://data.open-power-system-data.org/renewable_power_plants/2016-10-21/ | Open Power System Data | [10 empty] | 1.63 | 1.62 | 1.59 | 1.68 | 1.62 | NO-ESTIMATION | NO-ESTIMATION | NO-ESTIMATION | NO-ESTIMATION | CAPACITY-FACTOR-V1
FRA | France | Aizenay |  | WRI1025506 | 1.3663 | 46.7385 | -1.6268 | Solar | [5 empty] | Open Power System Data | http://data.open-power-system-data.org/renewable_power_plants/2016-10-21/ | Open Power System Data | [10 empty] | 1.80 | 2.12 | 2.02 | 1.93 | 2.02 | SOLAR-V1-NO-AGE | SOLAR-V1-NO-AGE | SOLAR-V1-NO-AGE | SOLAR-V1-NO-AGE | SOLAR-V1-NO-AGE
FRA | France | Saint-Hilaire-de-Riez |  | WRI1025679 | 1.1091 | 46.7436 | -1.9643 | Solar | [5 empty] | Open Power System Data | http://data.open-power-system-data.org/renewable_power_plants/2016-10-21/ | Open Power System Data | [10 empty] | 1.56 | 1.73 | 1.63 | 1.63 | 1.68 | SOLAR-V1-NO-AGE | SOLAR-V1-NO-AGE | SOLAR-V1-NO-AGE | SOLAR-V1-NO-AGE | SOLAR-V1-NO-AGE
FRA | France | Ker PoirÃ© sur Vie |  | WKS0070463 | 5.2 | 46.7470 | -1.4380 | Solar | [5 empty] | Wiki-Solar | https://www.wiki-solar.org | Wiki-Solar | [10 empty] | 8.06 | 8.38 | 7.99 | 8.15 | 8.33 | SOLAR-V1-NO-AGE | SOLAR-V1-NO-AGE | SOLAR-V1-NO-AGE | SOLAR-V1-NO-AGE | SOLAR-V1-NO-AGE
FRA | France | Apremont |  | WRI1025548 | 1.2941 | 46.7576 | -1.7490 | Solar | [5 empty] | Open Power System Data | http://data.open-power-system-data.org/renewable_power_plants/2016-10-21/ | Open Power System Data | [10 empty] | 1.73 | 1.84 | 1.80 | 1.73 | 1.83 | HYDRO-V1 | HYDRO-V1 | HYDRO-V1 | HYDRO-V1 | HYDRO-V1
FRA | France | La ForÃªt-sur-SÃ¨vre |  | WRI1025499 | 1.3875 | 46.7594 | -0.6480 | Solar | [5 empty] | Open Power System Data | http://data.open-power-system-data.org/renewable_power_plants/2016-10-21/ | Open Power System Data | [10 empty] | 1.90 | 1.87 | 1.88 | 1.89 | 1.87 | SOLAR-V1-NO-AGE | SOLAR-V1-NO-AGE | SOLAR-V1-NO-AGE | SOLAR-V1-NO-AGE | SOLAR-V1-NO-AGE
FRA | France | Le PoirÃ©-sur-Vie |  | WRI1025293 | 1.9876 | 46.7703 | -1.5050 | Solar | [5 empty] | Open Power System Data | http://data.open-power-system-data.org/renewable_power_plants/2016-10-21/ | Open Power System Data | [10 empty] | 2.77 | 2.76 | 2.80 | 2.79 | 2.8 | NO-ESTIMATION | NO-ESTIMATION | NO-ESTIMATION | NO-ESTIMATION | CAPACITY-FACTOR-V1
FRA | France | Pouzauges |  | WRI1025503 | 1.3803 | 46.7813 | -0.8280 | Solar | [5 empty] | Open Power System Data | http://data.open-power-system-data.org/renewable_power_plants/2016-10-21/ | Open Power System Data | [10 empty] | 1.89 | 1.86 | 1.87 | 1.87 | 1.87 | SOLAR-V1-NO-AGE | SOLAR-V1-NO-AGE | SOLAR-V1-NO-AGE | SOLAR-V1-NO-AGE | SOLAR-V1-NO-AGE
FRA | France | Mouchamps |  | WRI1025709 | 1.083 | 46.7876 | -1.0545 | Solar | [5 empty] | Open Power System Data | http://data.open-power-system-data.org/renewable_power_plants/2016-10-21/ | Open Power System Data | [10 empty] | 1.49 | 1.49 | 1.47 | 1.51 | 1.49 | HYDRO-V1 | HYDRO-V1 | HYDRO-V1 | HYDRO-V1 | HYDRO-V1
FRA | France | ChÃ¢tellerault |  | WRI1025642 | 1.154 | 46.8153 | 0.5526 | Solar | [5 empty] | Open Power System Data | http://data.open-power-system-data.org/renewable_power_plants/2016-10-21/ | Open Power System Data | [10 empty] | 1.58 | 1.56 | 1.56 | 1.58 | 1.57 | NO-ESTIMATION | NO-ESTIMATION | NO-ESTIMATION | NO-ESTIMATION | CAPACITY-FACTOR-V1
FRA | France | Verneuil 4 |  | WKS0069169 | 12 | 46.8180 | 3.6080 | Solar | [5 empty] | Wiki-Solar | https://www.wiki-solar.org | Wiki-Solar | [10 empty] | 18.38 | 18.49 | 18.49 | 18.20 | 18.11 | HYDRO-V1 | HYDRO-V1 | HYDRO-V1 | HYDRO-V1 | HYDRO-V1
FRA | France | ChauchÃ© |  | WRI1025686 | 1.1047 | 46.8283 | -1.2713 | Solar | [5 empty] | Open Power System Data | http://data.open-power-system-data.org/renewable_power_plants/2016-10-21/ | Open Power System Data | [10 empty] | 1.52 | 1.51 | 1.49 | 1.52 | 1.51 | HYDRO-V1 | HYDRO-V1 | HYDRO-V1 | HYDRO-V1 | HYDRO-V1
FRA | France | Saint-Sauveur |  | WKS0069128 | 11.2 | 46.8320 | 0.6720 | Solar | [5 empty] | Wiki-Solar | https://www.wiki-solar.org | Wiki-Solar | [10 empty] | 16.87 | 17.87 | 17.88 | 17.21 | 17.88 | SOLAR-V1-NO-AGE | SOLAR-V1-NO-AGE | SOLAR-V1-NO-AGE | SOLAR-V1-NO-AGE | SOLAR-V1-NO-AGE
FRA | France | Verneuil 1 |  | WKS0069168 | 12 | 46.8330 | 3.5970 | Solar | [5 empty] | Wiki-Solar | https://www.wiki-solar.org | Wiki-Solar | [10 empty] | 18.38 | 18.49 | 18.49 | 18.20 | 18.11 | NO-ESTIMATION | NO-ESTIMATION | NO-ESTIMATION | NO-ESTIMATION | CAPACITY-FACTOR-V1
FRA | France | Challans |  | WRI1025624 | 1.1936 | 46.8356 | -1.8397 | Solar | [5 empty] | Open Power System Data | http://data.open-power-system-data.org/renewable_power_plants/2016-10-21/ | Open Power System Data | [10 empty] | 1.62 | 1.70 | 1.66 | 1.63 | 1.7 | NO-ESTIMATION | NO-ESTIMATION | NO-ESTIMATION | NO-ESTIMATION | CAPACITY-FACTOR-V1
FRA | France | Saint-Jean-de-Sauves |  | WRI1025751 | 1.0373 | 46.8395 | 0.0883 | Solar | [5 empty] | Open Power System Data | http://data.open-power-system-data.org/renewable_power_plants/2016-10-21/ | Open Power System Data | [10 empty] | 1.51 | 1.52 | 1.60 | 1.49 | 1.52 | SOLAR-V1-NO-AGE | SOLAR-V1-NO-AGE | SOLAR-V1-NO-AGE | SOLAR-V1-NO-AGE | SOLAR-V1-NO-AGE
FRA | France | Bressuire |  | WRI1025508 | 1.358 | 46.8545 | -0.4796 | Solar | [5 empty] | Open Power System Data | http://data.open-power-system-data.org/renewable_power_plants/2016-10-21/ | Open Power System Data | [10 empty] | 1.86 | 1.81 | 1.84 | 1.85 | 1.84 | NO-ESTIMATION | NO-ESTIMATION | NO-ESTIMATION | NO-ESTIMATION | CAPACITY-FACTOR-V1
FRA | France | Les Herbiers |  | WRI1025066 | 3.3579 | 46.8667 | -1.0221 | Solar | [5 empty] | Open Power System Data | http://data.open-power-system-data.org/renewable_power_plants/2016-10-21/ | Open Power System Data | [10 empty] | 4.83 | 4.97 | 4.88 | 4.79 | 4.95 | SOLAR-V1-NO-AGE | SOLAR-V1-NO-AGE | SOLAR-V1-NO-AGE | SOLAR-V1-NO-AGE | SOLAR-V1-NO-AGE
FRA | France | Les Brouzils |  | WRI1025650 | 1.1482 | 46.8854 | -1.3319 | Solar | [5 empty] | Open Power System Data | http://data.open-power-system-data.org/renewable_power_plants/2016-10-21/ | Open Power System Data | [10 empty] | 1.58 | 1.57 | 1.55 | 1.59 | 1.57 | SOLAR-V1-NO-AGE | SOLAR-V1-NO-AGE | SOLAR-V1-NO-AGE | SOLAR-V1-NO-AGE | SOLAR-V1-NO-AGE
FRA | France | La Garnache |  | WRI1025464 | 1.4702 | 46.8974 | -1.8251 | Solar | [5 empty] | Open Power System Data | http://data.open-power-system-data.org/renewable_power_plants/2016-10-21/ | Open Power System Data | [10 empty] | 2.04 | 2.20 | 2.11 | 2.08 | 2.19 | HYDRO-V1 | HYDRO-V1 | HYDRO-V1 | HYDRO-V1 | HYDRO-V1
FRA | France | LegÃ© |  | WRI1025551 | 1.2934 | 46.9006 | -1.5788 | Solar | [5 empty] | Open Power System Data | http://data.open-power-system-data.org/renewable_power_plants/2016-10-21/ | Open Power System Data | [10 empty] | 1.80 | 1.83 | 1.75 | 1.76 | 1.82 | HYDRO-V1 | HYDRO-V1 | HYDRO-V1 | HYDRO-V1 | HYDRO-V1
FRA | France | Touvois |  | WRI1025547 | 1.2945 | 46.9066 | -1.6792 | Solar | [5 empty] | Open Power System Data | http://data.open-power-system-data.org/renewable_power_plants/2016-10-21/ | Open Power System Data | [10 empty] | 1.81 | 1.83 | 1.72 | 1.76 | 1.82 | NO-ESTIMATION | NO-ESTIMATION | NO-ESTIMATION | NO-ESTIMATION | CAPACITY-FACTOR-V1
FRA | France | Treize-Vents |  | WRI1024879 | 5.4126 | 46.9165 | -0.8457 | Solar | [5 empty] | Open Power System Data | http://data.open-power-system-data.org/renewable_power_plants/2016-10-21/ | Open Power System Data | [10 empty] | 8.14 | 8.41 | 8.19 | 8.20 | 8.4 | HYDRO-V1 | HYDRO-V1 | HYDRO-V1 | HYDRO-V1 | HYDRO-V1
FRA | France | CorcouÃ©-sur-Logne |  | WRI1025169 | 2.4899 | 46.9532 | -1.5998 | Solar | [5 empty] | Open Power System Data | http://data.open-power-system-data.org/renewable_power_plants/2016-10-21/ | Open Power System Data | [10 empty] | 3.52 | 3.79 | 3.60 | 3.62 | 3.77 | HYDRO-V1 | HYDRO-V1 | HYDRO-V1 | HYDRO-V1 | HYDRO-V1
FRA | France | Tiper 3 |  | WKS0065708 | 8.7 | 46.9860 | -0.1730 | Solar | [5 empty] | Wiki-Solar | https://www.wiki-solar.org | Wiki-Solar | [10 empty] | 13.17 | 13.74 | 13.74 | 13.32 | 13.71 | HYDRO-V1 | HYDRO-V1 | HYDRO-V1 | HYDRO-V1 | HYDRO-V1
FRA | France | Machecoul |  | WRI1024768 | 7.1245 | 46.9908 | -1.8243 | Solar | [5 empty] | Open Power System Data | http://data.open-power-system-data.org/renewable_power_plants/2016-10-21/ | Open Power System Data | [10 empty] | 11.07 | 11.42 | 11.00 | 11.14 | 11.37 | NO-ESTIMATION | NO-ESTIMATION | NO-ESTIMATION | NO-ESTIMATION | CAPACITY-FACTOR-V1
FRA | France | Louzy |  | WRI1024635 | 8.7818 | 47.0175 | -0.1809 | Solar | [5 empty] | Open Power System Data | http://data.open-power-system-data.org/renewable_power_plants/2016-10-21/ | Open Power System Data | [10 empty] | 13.29 | 13.84 | 13.86 | 13.44 | 13.84 | NO-ESTIMATION | NO-ESTIMATION | NO-ESTIMATION | NO-ESTIMATION | CAPACITY-FACTOR-V1
FRA | France | Cholet |  | WRI1025462 | 1.4734 | 47.0458 | -0.8771 | Solar | [5 empty] | Open Power System Data | http://data.open-power-system-data.org/renewable_power_plants/2016-10-21/ | Open Power System Data | [10 empty] | 2.05 | 2.06 | 2.05 | 2.05 | 2.06 | NO-ESTIMATION | NO-ESTIMATION | NO-ESTIMATION | NO-ESTIMATION | CAPACITY-FACTOR-V1
FRA | France | Saint-Philbert-de-Grand-Lieu |  | WRI1025426 | 1.5517 | 47.0606 | -1.6569 | Solar | [5 empty] | Open Power System Data | http://data.open-power-system-data.org/renewable_power_plants/2016-10-21/ | Open Power System Data | [10 empty] | 2.15 | 2.31 | 2.19 | 2.21 | 2.31 | HYDRO-V1 | HYDRO-V1 | HYDRO-V1 | HYDRO-V1 | HYDRO-V1
FRA | France | Bourges |  | WRI1025399 | 1.6215 | 47.0747 | 2.4049 | Solar | [5 empty] | Open Power System Data | http://data.open-power-system-data.org/renewable_power_plants/2016-10-21/ | Open Power System Data | [10 empty] | 2.21 | 2.25 | 2.25 | 2.27 | 2.24 | NO-ESTIMATION | NO-ESTIMATION | NO-ESTIMATION | NO-ESTIMATION | CAPACITY-FACTOR-V1
FRA | France | GÃ©tignÃ© |  | WRI1025021 | 3.9282 | 47.0812 | -1.2177 | Solar | [5 empty] | Open Power System Data | http://data.open-power-system-data.org/renewable_power_plants/2016-10-21/ | Open Power System Data | [10 empty] | 5.64 | 5.74 | 5.84 | 5.51 | 5.74 | HYDRO-V1 | HYDRO-V1 | HYDRO-V1 | HYDRO-V1 | HYDRO-V1
FRA | France | GÃ©tignÃ© A |  | WKS0070591 | 5.5 | 47.0910 | -1.1970 | Solar | [5 empty] | Wiki-Solar | https://www.wiki-solar.org | Wiki-Solar | [10 empty] | 8.25 | 8.55 | 8.67 | 8.23 | 8.55 | NO-ESTIMATION | NO-ESTIMATION | NO-ESTIMATION | NO-ESTIMATION | CAPACITY-FACTOR-V1
FRA | France | Clisson |  | WRI1025570 | 1.2482 | 47.0970 | -1.2715 | Solar | [5 empty] | Open Power System Data | http://data.open-power-system-data.org/renewable_power_plants/2016-10-21/ | Open Power System Data | [10 empty] | 1.73 | 1.71 | 1.79 | 1.72 | 1.7 | HYDRO-V1 | HYDRO-V1 | HYDRO-V1 | HYDRO-V1 | HYDRO-V1
FRA | France | Magnien |  | WRI1025657 | 1.1362 | 47.1085 | 4.4336 | Solar | [5 empty] | Open Power System Data | http://data.open-power-system-data.org/renewable_power_plants/2016-10-21/ | Open Power System Data | [10 empty] | 1.48 | 1.55 | 1.54 | 1.51 | 1.51 | NO-ESTIMATION | NO-ESTIMATION | NO-ESTIMATION | NO-ESTIMATION | CAPACITY-FACTOR-V1
FRA | France | Montreuil-Bellay |  | WRI1025527 | 1.3192 | 47.1284 | -0.1249 | Solar | [5 empty] | Open Power System Data | http://data.open-power-system-data.org/renewable_power_plants/2016-10-21/ | Open Power System Data | [10 empty] | 1.81 | 1.74 | 1.92 | 1.79 | 1.77 | HYDRO-V1 | HYDRO-V1 | HYDRO-V1 | HYDRO-V1 | HYDRO-V1
FRA | France | Lury-sur-Arnon |  | WRI1025535 | 1.3109 | 47.1349 | 2.0643 | Solar | [5 empty] | Open Power System Data | http://data.open-power-system-data.org/renewable_power_plants/2016-10-21/ | Open Power System Data | [10 empty] | 1.76 | 1.75 | 1.78 | 1.78 | 1.78 | HYDRO-V1 | HYDRO-V1 | HYDRO-V1 | HYDRO-V1 | HYDRO-V1
FRA | France | Vihiers |  | WRI1025739 | 1.0586 | 47.1374 | -0.5597 | Solar | [5 empty] | Open Power System Data | http://data.open-power-system-data.org/renewable_power_plants/2016-10-21/ | Open Power System Data | [10 empty] | 1.47 | 1.51 | 1.46 | 1.47 | 1.43 | SOLAR-V1-NO-AGE | SOLAR-V1-NO-AGE | SOLAR-V1-NO-AGE | SOLAR-V1-NO-AGE | SOLAR-V1-NO-AGE
FRA | France | Vertou |  | WRI1025553 | 1.2804 | 47.1602 | -1.4708 | Solar | [5 empty] | Open Power System Data | http://data.open-power-system-data.org/renewable_power_plants/2016-10-21/ | Open Power System Data | [10 empty] | 1.73 | 1.74 | 1.71 | 1.74 | 1.74 | HYDRO-V1 | HYDRO-V1 | HYDRO-V1 | HYDRO-V1 | HYDRO-V1
FRA | France | RezÃ© |  | WRI1025779 | 1.0078 | 47.1766 | -1.5499 | Solar | [5 empty] | Open Power System Data | http://data.open-power-system-data.org/renewable_power_plants/2016-10-21/ | Open Power System Data | [10 empty] | 1.44 | 1.49 | 1.47 | 1.52 | 1.49 | NO-ESTIMATION | NO-ESTIMATION | NO-ESTIMATION | NO-ESTIMATION | NO-ESTIMATION
FRA | France | Avon-les-Roches |  | WRI1024430 | 10.8013 | 47.1827 | 0.4597 | Solar | [5 empty] | Open Power System Data | http://data.open-power-system-data.org/renewable_power_plants/2016-10-21/ | Open Power System Data | 1095342 | [9 empty] | 16.32 | 17.32 | 17.28 | 16.65 | 17.3 | NO-ESTIMATION | NO-ESTIMATION | NO-ESTIMATION | NO-ESTIMATION | CAPACITY-FACTOR-V1
FRA | France | ChemillÃ©-Melay |  | WRI1025398 | 1.6225 | 47.2130 | -0.7242 | Solar | [5 empty] | Open Power System Data | http://data.open-power-system-data.org/renewable_power_plants/2016-10-21/ | Open Power System Data | [10 empty] | 2.26 | 2.26 | 2.24 | 2.25 | 2.27 | NO-ESTIMATION | NO-ESTIMATION | NO-ESTIMATION | NO-ESTIMATION | CAPACITY-FACTOR-V1
FRA | France | DistrÃ© |  | WRI1025230 | 2.2151 | 47.2232 | -0.1236 | Solar | [5 empty] | Open Power System Data | http://data.open-power-system-data.org/renewable_power_plants/2016-10-21/ | Open Power System Data | [10 empty] | 3.13 | 3.14 | 3.28 | 3.11 | 3.17 | NO-ESTIMATION | NO-ESTIMATION | NO-ESTIMATION | NO-ESTIMATION | CAPACITY-FACTOR-V1
FRA | France | Saint-Herblain |  | WRI1025569 | 1.2487 | 47.2247 | -1.6343 | Solar | [5 empty] | Open Power System Data | http://data.open-power-system-data.org/renewable_power_plants/2016-10-21/ | Open Power System Data | [10 empty] | 1.73 | 1.77 | 1.72 | 1.72 | 1.74 | NO-ESTIMATION | NO-ESTIMATION | NO-ESTIMATION | NO-ESTIMATION | CAPACITY-FACTOR-V1
FRA | France | Nantes |  | WRI1025123 | 2.7979 | 47.2322 | -1.5480 | Solar | [5 empty] | Open Power System Data | http://data.open-power-system-data.org/renewable_power_plants/2016-10-21/ | Open Power System Data | [10 empty] | 3.97 | 4.10 | 4.06 | 3.98 | 4.11 | HYDRO-V1 | HYDRO-V1 | HYDRO-V1 | HYDRO-V1 | HYDRO-V1
FRA | France | Le Loroux-Bottereau |  | WRI1025768 | 1.0206 | 47.2334 | -1.3318 | Solar | [5 empty] | Open Power System Data | http://data.open-power-system-data.org/renewable_power_plants/2016-10-21/ | Open Power System Data | [10 empty] | 1.46 | 1.50 | 1.46 | 1.49 | 1.5 | HYDRO-V1 | HYDRO-V1 | HYDRO-V1 | HYDRO-V1 | HYDRO-V1
FRA | France | BesanÃ§on |  | WRI1025388 | 1.6555 | 47.2551 | 6.0193 | Solar | [5 empty] | Open Power System Data | http://data.open-power-system-data.org/renewable_power_plants/2016-10-21/ | Open Power System Data | [10 empty] | 2.11 | 2.21 | 2.22 | 2.22 | 2.15 | HYDRO-V1 | HYDRO-V1 | HYDRO-V1 | HYDRO-V1 | HYDRO-V1
FRA | France | Saint-Nazaire |  | WRI1025589 | 1.2278 | 47.2802 | -2.2511 | Solar | [5 empty] | Open Power System Data | http://data.open-power-system-data.org/renewable_power_plants/2016-10-21/ | Open Power System Data | [10 empty] | 1.78 | 1.74 | 1.68 | 1.69 | 1.74 | NO-ESTIMATION | NO-ESTIMATION | NO-ESTIMATION | NO-ESTIMATION | NO-ESTIMATION
FRA | France | La Chapelle-sur-Erdre |  | WRI1025594 | 1.219 | 47.3030 | -1.5601 | Solar | [5 empty] | Open Power System Data | http://data.open-power-system-data.org/renewable_power_plants/2016-10-21/ | Open Power System Data | [10 empty] | 1.71 | 1.66 | 1.69 | 1.70 | 1.65 | SOLAR-V1-NO-AGE | SOLAR-V1-NO-AGE | SOLAR-V1-NO-AGE | SOLAR-V1-NO-AGE | SOLAR-V1-NO-AGE
FRA | France | Villefranche-sur-Cher |  | WRI1024829 | 6.0334 | 47.3059 | 1.7535 | Solar | [5 empty] | Open Power System Data | http://data.open-power-system-data.org/renewable_power_plants/2016-10-21/ | Open Power System Data | 1100626 | [9 empty] | 8.83 | 9.03 | 9.07 | 9.01 | 8.93 | NO-ESTIMATION | NO-ESTIMATION | NO-ESTIMATION | NO-ESTIMATION | CAPACITY-FACTOR-V1
FRA | France | Bourgneuf-en-Mauges |  | WRI1025037 | 3.674 | 47.3087 | -0.8592 | Solar | [5 empty] | Open Power System Data | http://data.open-power-system-data.org/renewable_power_plants/2016-10-21/ | Open Power System Data | 1092766 | [9 empty] | 5.26 | 5.26 | 5.16 | 5.29 | 5.43 | HYDRO-V1 | HYDRO-V1 | HYDRO-V1 | HYDRO-V1 | HYDRO-V1
FRA | France | Montoir-de-Bretagne |  | WRI1025577 | 1.2398 | 47.3192 | -2.1456 | Solar | [5 empty] | Open Power System Data | http://data.open-power-system-data.org/renewable_power_plants/2016-10-21/ | Open Power System Data | [10 empty] | 1.72 | 1.70 | 1.69 | 1.69 | 1.7 | NO-ESTIMATION | NO-ESTIMATION | NO-ESTIMATION | NO-ESTIMATION | CAPACITY-FACTOR-V1
FRA | France | Dijon |  | WRI1025707 | 1.0866 | 47.3231 | 5.0374 | Solar | [5 empty] | Open Power System Data | http://data.open-power-system-data.org/renewable_power_plants/2016-10-21/ | Open Power System Data | [10 empty] | 1.38 | 1.48 | 1.45 | 1.45 | 1.44 | SOLAR-V1-NO-AGE | SOLAR-V1-NO-AGE | SOLAR-V1-NO-AGE | SOLAR-V1-NO-AGE | SOLAR-V1-NO-AGE
FRA | France | La Pommeraye |  | WRI1025652 | 1.1455 | 47.3429 | -0.8698 | Solar | [5 empty] | Open Power System Data | http://data.open-power-system-data.org/renewable_power_plants/2016-10-21/ | Open Power System Data | [10 empty] | 1.56 | 1.58 | 1.55 | 1.57 | 1.65 | SOLAR-V1-NO-AGE | SOLAR-V1-NO-AGE | SOLAR-V1-NO-AGE | SOLAR-V1-NO-AGE | SOLAR-V1-NO-AGE
FRA | France | Saint-Florent-le-Vieil |  | WRI1025591 | 1.2208 | 47.3443 | -1.0032 | Solar | [5 empty] | Open Power System Data | http://data.open-power-system-data.org/renewable_power_plants/2016-10-21/ | Open Power System Data | [10 empty] | 1.71 | 1.76 | 1.67 | 1.71 | 1.74 | NO-ESTIMATION | NO-ESTIMATION | NO-ESTIMATION | NO-ESTIMATION | CAPACITY-FACTOR-V1
FRA | France | Les Rosiers-sur-Loire |  | WRI1025479 | 1.4315 | 47.3742 | -0.2227 | Solar | [5 empty] | Open Power System Data | http://data.open-power-system-data.org/renewable_power_plants/2016-10-21/ | Open Power System Data | [10 empty] | 1.93 | 1.94 | 1.93 | 1.96 | 1.98 | SOLAR-V1-NO-AGE | SOLAR-V1-NO-AGE | SOLAR-V1-NO-AGE | SOLAR-V1-NO-AGE | SOLAR-V1-NO-AGE
FRA | France | Anetz |  | WRI1025740 | 1.0566 | 47.3811 | -1.0942 | Solar | [5 empty] | Open Power System Data | http://data.open-power-system-data.org/renewable_power_plants/2016-10-21/ | Open Power System Data | [10 empty] | 1.47 | 1.56 | 1.44 | 1.47 | 1.47 | SOLAR-V1-NO-AGE | SOLAR-V1-NO-AGE | SOLAR-V1-NO-AGE | SOLAR-V1-NO-AGE | SOLAR-V1-NO-AGE
FRA | France | LonguÃ©-Jumelles |  | WRI1025748 | 1.0424 | 47.3985 | -0.1074 | Solar | [5 empty] | Open Power System Data | http://data.open-power-system-data.org/renewable_power_plants/2016-10-21/ | Open Power System Data | [10 empty] | 1.48 | 1.53 | 1.53 | 1.51 | 1.52 | NO-ESTIMATION | NO-ESTIMATION | NO-ESTIMATION | NO-ESTIMATION | CAPACITY-FACTOR-V1
FRA | France | Brognon |  | WRI1025240 | 2.1881 | 47.4109 | 5.1683 | Solar | [5 empty] | Open Power System Data | http://data.open-power-system-data.org/renewable_power_plants/2016-10-21/ | Open Power System Data | [10 empty] | 3.03 | 3.06 | 3.05 | 3.07 | 3.06 | NO-ESTIMATION | NO-ESTIMATION | NO-ESTIMATION | NO-ESTIMATION | CAPACITY-FACTOR-V1
FRA | France | MÃ©sanger |  | WRI1025718 | 1.0778 | 47.4287 | -1.2256 | Solar | [5 empty] | Open Power System Data | http://data.open-power-system-data.org/renewable_power_plants/2016-10-21/ | Open Power System Data | [10 empty] | 1.50 | 1.61 | 1.48 | 1.49 | 1.46 | NO-ESTIMATION | NO-ESTIMATION | NO-ESTIMATION | NO-ESTIMATION | NO-ESTIMATION
FRA | France | Brion |  | WRI1025681 | 1.1074 | 47.4394 | -0.1438 | Solar | [5 empty] | Open Power System Data | http://data.open-power-system-data.org/renewable_power_plants/2016-10-21/ | Open Power System Data | [10 empty] | 1.50 | 1.53 | 1.53 | 1.53 | 1.47 | NO-ESTIMATION | NO-ESTIMATION | NO-ESTIMATION | NO-ESTIMATION | CAPACITY-FACTOR-V1
FRA | France | Angers |  | WRI1025673 | 1.1162 | 47.4766 | -0.5561 | Solar | [5 empty] | Open Power System Data | http://data.open-power-system-data.org/renewable_power_plants/2016-10-21/ | Open Power System Data | [10 empty] | 1.55 | 1.54 | 1.52 | 1.54 | 1.52 | NO-ESTIMATION | NO-ESTIMATION | NO-ESTIMATION | NO-ESTIMATION | CAPACITY-FACTOR-V1
FRA | France | MontbÃ©liard |  | WRI1025465 | 1.4693 | 47.5152 | 6.7926 | Solar | [5 empty] | Open Power System Data | http://data.open-power-system-data.org/renewable_power_plants/2016-10-21/ | Open Power System Data | [10 empty] | 1.85 | 1.96 | 2.02 | 1.94 | 2 | SOLAR-V1-NO-AGE | SOLAR-V1-NO-AGE | SOLAR-V1-NO-AGE | SOLAR-V1-NO-AGE | SOLAR-V1-NO-AGE
FRA | France | PlessÃ© |  | WRI1025630 | 1.1778 | 47.5556 | -1.8902 | Solar | [5 empty] | Open Power System Data | http://data.open-power-system-data.org/renewable_power_plants/2016-10-21/ | Open Power System Data | [10 empty] | 1.63 | 1.61 | 1.57 | 1.64 | 1.62 | HYDRO-V1 | HYDRO-V1 | HYDRO-V1 | HYDRO-V1 | HYDRO-V1
FRA | France | Selongey |  | WRI1025653 | 1.1437 | 47.5949 | 5.1995 | Solar | [5 empty] | Open Power System Data | http://data.open-power-system-data.org/renewable_power_plants/2016-10-21/ | Open Power System Data | [10 empty] | 1.43 | 1.55 | 1.52 | 1.53 | 1.51 | NO-ESTIMATION | NO-ESTIMATION | NO-ESTIMATION | NO-ESTIMATION | CAPACITY-FACTOR-V1
FRA | France | Massangis |  | WRI1023943 | 56.0359 | 47.6087 | 4.0112 | Solar | [5 empty] | Open Power System Data | http://data.open-power-system-data.org/renewable_power_plants/2016-10-21/ | Open Power System Data | 1088564 | [9 empty] | 81.83 | 81.47 | 80.39 | 80.60 | 80.43 | NO-ESTIMATION | NO-ESTIMATION | NO-ESTIMATION | NO-ESTIMATION | CAPACITY-FACTOR-V1
FRA | France | Montentoie |  | WKS0069068 | 9.5 | 47.6210 | 5.4310 | Solar | [5 empty] | Wiki-Solar | https://www.wiki-solar.org | Wiki-Solar | [10 empty] | 13.61 | 14.12 | 14.10 | 14.36 | 14.28 | NO-ESTIMATION | NO-ESTIMATION | NO-ESTIMATION | NO-ESTIMATION | CAPACITY-FACTOR-V1
FRA | France | Mulhouse |  | WRI1025237 | 2.1984 | 47.7492 | 7.3255 | Solar | [5 empty] | Open Power System Data | http://data.open-power-system-data.org/renewable_power_plants/2016-10-21/ | Open Power System Data | [10 empty] | 3.06 | 3.10 | 3.09 | 3.13 | 3.06 | HYDRO-V1 | HYDRO-V1 | HYDRO-V1 | HYDRO-V1 | HYDRO-V1
FRA | France | Hombourg |  | WRI1025093 | 3.1308 | 47.7565 | 7.4910 | Solar | [5 empty] | Open Power System Data | http://data.open-power-system-data.org/renewable_power_plants/2016-10-21/ | Open Power System Data | [10 empty] | 4.20 | 4.56 | 4.58 | 4.44 | 4.5 | SOLAR-V1-NO-AGE | SOLAR-V1-NO-AGE | SOLAR-V1-NO-AGE | SOLAR-V1-NO-AGE | SOLAR-V1-NO-AGE
FRA | France | Cernay |  | WRI1024825 | 6.135 | 47.7948 | 7.1793 | Solar | [5 empty] | Open Power System Data | http://data.open-power-system-data.org/renewable_power_plants/2016-10-21/ | Open Power System Data | [10 empty] | 8.51 | 9.10 | 9.15 | 9.03 | 9.17 | NO-ESTIMATION | NO-ESTIMATION | NO-ESTIMATION | NO-ESTIMATION | CAPACITY-FACTOR-V1
FRA | France | Feldkirch A |  | WKS0071590 | 5 | 47.8400 | 7.2740 | Solar | [5 empty] | Wiki-Solar | https://www.wiki-solar.org | Wiki-Solar | [10 empty] | 6.98 | 7.57 | 7.39 | 7.24 | 7.45 | NO-ESTIMATION | NO-ESTIMATION | NO-ESTIMATION | NO-ESTIMATION | CAPACITY-FACTOR-V1
FRA | France | Feldkirch |  | WRI1025275 | 2.0225 | 47.8565 | 7.2729 | Solar | [5 empty] | Open Power System Data | http://data.open-power-system-data.org/renewable_power_plants/2016-10-21/ | Open Power System Data | [10 empty] | 2.75 | 2.82 | 2.76 | 2.83 | 2.84 | NO-ESTIMATION | NO-ESTIMATION | NO-ESTIMATION | NO-ESTIMATION | CAPACITY-FACTOR-V1
FRA | France | Ungersheim |  | WRI1025248 | 2.1392 | 47.8737 | 7.3054 | Solar | [5 empty] | Open Power System Data | http://data.open-power-system-data.org/renewable_power_plants/2016-10-21/ | Open Power System Data | [10 empty] | 2.96 | 3.01 | 2.98 | 3.02 | 3.02 | NO-ESTIMATION | NO-ESTIMATION | NO-ESTIMATION | NO-ESTIMATION | CAPACITY-FACTOR-V1
FRA | France | Plumelin |  | WRI1025563 | 1.258 | 47.8823 | -2.8878 | Solar | [5 empty] | Open Power System Data | http://data.open-power-system-data.org/renewable_power_plants/2016-10-21/ | Open Power System Data | [10 empty] | 1.70 | 1.69 | 1.83 | 1.71 | 1.69 | NO-ESTIMATION | NO-ESTIMATION | NO-ESTIMATION | NO-ESTIMATION | CAPACITY-FACTOR-V1
FRA | France | GuÃ©nin |  | WRI1025623 | 1.1938 | 47.9053 | -2.9668 | Solar | [5 empty] | Open Power System Data | http://data.open-power-system-data.org/renewable_power_plants/2016-10-21/ | Open Power System Data | [10 empty] | 1.65 | 1.62 | 1.69 | 1.66 | 1.62 | HYDRO-V1 | HYDRO-V1 | HYDRO-V1 | HYDRO-V1 | HYDRO-V1
FRA | France | FillÃ© |  | WKS0069073 | 4.5 | 47.9150 | 0.1330 | Solar | [5 empty] | Wiki-Solar | https://www.wiki-solar.org | Wiki-Solar | [10 empty] | 6.46 | 6.53 | 6.55 | 6.58 | 6.49 | SOLAR-V1-NO-AGE | SOLAR-V1-NO-AGE | SOLAR-V1-NO-AGE | SOLAR-V1-NO-AGE | SOLAR-V1-NO-AGE
FRA | France | Saint-Hilaire-la-Gravelle |  | WRI1025687 | 1.1019 | 47.9309 | 1.1824 | Solar | [5 empty] | Open Power System Data | http://data.open-power-system-data.org/renewable_power_plants/2016-10-21/ | Open Power System Data | [10 empty] | 1.47 | 1.51 | 1.52 | 1.53 | 1.52 | SOLAR-V1-NO-AGE | SOLAR-V1-NO-AGE | SOLAR-V1-NO-AGE | SOLAR-V1-NO-AGE | SOLAR-V1-NO-AGE
FRA | France | Allones 1 |  | WKS0069059 | 4.5 | 47.9450 | 0.1510 | Solar | [5 empty] | Wiki-Solar | https://www.wiki-solar.org | Wiki-Solar | [10 empty] | 6.46 | 6.55 | 6.50 | 6.57 | 6.5 | SOLAR-V1-NO-AGE | SOLAR-V1-NO-AGE | SOLAR-V1-NO-AGE | SOLAR-V1-NO-AGE | SOLAR-V1-NO-AGE
FRA | France | BourgbarrÃ© |  | WRI1025128 | 2.7427 | 47.9887 | -1.6222 | Solar | [5 empty] | Open Power System Data | http://data.open-power-system-data.org/renewable_power_plants/2016-10-21/ | Open Power System Data | [10 empty] | 3.90 | 3.86 | 3.88 | 3.87 | 3.86 | SOLAR-V1-NO-AGE | SOLAR-V1-NO-AGE | SOLAR-V1-NO-AGE | SOLAR-V1-NO-AGE | SOLAR-V1-NO-AGE
FRA | France | YvrÃ©-l'Ã‰vÃªque |  | WRI1025604 | 1.2021 | 48.0236 | 0.2813 | Solar | [5 empty] | Open Power System Data | http://data.open-power-system-data.org/renewable_power_plants/2016-10-21/ | Open Power System Data | [10 empty] | 1.62 | 1.66 | 1.66 | 1.69 | 1.67 | SOLAR-V1-NO-AGE | SOLAR-V1-NO-AGE | SOLAR-V1-NO-AGE | SOLAR-V1-NO-AGE | SOLAR-V1-NO-AGE
FRA | France | ThorignÃ©-sur-DuÃ© |  | WRI1025001 | 4.0987 | 48.0291 | 0.5199 | Solar | [5 empty] | Open Power System Data | http://data.open-power-system-data.org/renewable_power_plants/2016-10-21/ | Open Power System Data | [10 empty] | 5.86 | 5.86 | 5.90 | 5.94 | 5.89 | HYDRO-V1 | HYDRO-V1 | HYDRO-V1 | HYDRO-V1 | HYDRO-V1
FRA | France | Vern-sur-Seiche |  | WRI1025495 | 1.3933 | 48.0530 | -1.6056 | Solar | [5 empty] | Open Power System Data | http://data.open-power-system-data.org/renewable_power_plants/2016-10-21/ | Open Power System Data | [10 empty] | 1.90 | 1.88 | 1.89 | 1.88 | 1.89 | NO-ESTIMATION | NO-ESTIMATION | NO-ESTIMATION | NO-ESTIMATION | NO-ESTIMATION
FRA | France | Semoutiers-Montsaon |  | WRI1025056 | 3.525 | 48.0639 | 5.0536 | Solar | [5 empty] | Open Power System Data | http://data.open-power-system-data.org/renewable_power_plants/2016-10-21/ | Open Power System Data | [10 empty] | 4.95 | 5.05 | 5.05 | 5.16 | 5.1 | NO-ESTIMATION | NO-ESTIMATION | NO-ESTIMATION | NO-ESTIMATION | CAPACITY-FACTOR-V1
FRA | France | Breuvannes-en-Bassigny |  | WRI1025178 | 2.4179 | 48.0857 | 5.6091 | Solar | [5 empty] | Open Power System Data | http://data.open-power-system-data.org/renewable_power_plants/2016-10-21/ | Open Power System Data | [10 empty] | 3.39 | 3.37 | 3.38 | 3.38 | 3.38 | SOLAR-V1-NO-AGE | SOLAR-V1-NO-AGE | SOLAR-V1-NO-AGE | SOLAR-V1-NO-AGE | SOLAR-V1-NO-AGE
FRA | France | Briec |  | WRI1025439 | 1.5031 | 48.0938 | -4.0204 | Solar | [5 empty] | Open Power System Data | http://data.open-power-system-data.org/renewable_power_plants/2016-10-21/ | Open Power System Data | [10 empty] | 2.06 | 2.12 | 2.11 | 2.11 | 2.11 | SOLAR-V1-NO-AGE | SOLAR-V1-NO-AGE | SOLAR-V1-NO-AGE | SOLAR-V1-NO-AGE | SOLAR-V1-NO-AGE
FRA | France | Colmar |  | WRI1025416 | 1.5838 | 48.1101 | 7.3849 | Solar | [5 empty] | Open Power System Data | http://data.open-power-system-data.org/renewable_power_plants/2016-10-21/ | Open Power System Data | [10 empty] | 2.06 | 2.16 | 2.16 | 2.17 | 2.18 | SOLAR-V1-NO-AGE | SOLAR-V1-NO-AGE | SOLAR-V1-NO-AGE | SOLAR-V1-NO-AGE | SOLAR-V1-NO-AGE
FRA | France | Sans-Vallois |  | WRI1025592 | 1.2196 | 48.1612 | 6.1039 | Solar | [5 empty] | Open Power System Data | http://data.open-power-system-data.org/renewable_power_plants/2016-10-21/ | Open Power System Data | [10 empty] | 1.57 | 1.64 | 1.64 | 1.64 | 1.64 | HYDRO-V1 | HYDRO-V1 | HYDRO-V1 | HYDRO-V1 | HYDRO-V1
FRA | France | PlÃ©met |  | WRI1025675 | 1.1126 | 48.1860 | -2.5861 | Solar | [5 empty] | Open Power System Data | http://data.open-power-system-data.org/renewable_power_plants/2016-10-21/ | Open Power System Data | [10 empty] | 1.54 | 1.65 | 1.50 | 1.54 | 1.55 | NO-ESTIMATION | NO-ESTIMATION | NO-ESTIMATION | NO-ESTIMATION | CAPACITY-FACTOR-V1
FRA | France | Mussig |  | WRI1025164 | 2.5021 | 48.2271 | 7.5184 | Solar | [5 empty] | Open Power System Data | http://data.open-power-system-data.org/renewable_power_plants/2016-10-21/ | Open Power System Data | [10 empty] | 3.46 | 3.50 | 3.52 | 3.53 | 3.54 | NO-ESTIMATION | NO-ESTIMATION | NO-ESTIMATION | NO-ESTIMATION | CAPACITY-FACTOR-V1
FRA | France | Guipel |  | WRI1025753 | 1.037 | 48.2925 | -1.7236 | Solar | [5 empty] | Open Power System Data | http://data.open-power-system-data.org/renewable_power_plants/2016-10-21/ | Open Power System Data | [10 empty] | 1.51 | 1.53 | 1.49 | 1.49 | 1.53 | SOLAR-V1-NO-AGE | SOLAR-V1-NO-AGE | SOLAR-V1-NO-AGE | SOLAR-V1-NO-AGE | SOLAR-V1-NO-AGE
FRA | France | Hilsenheim |  | WRI1025469 | 1.46 | 48.2970 | 7.5734 | Solar | [5 empty] | Open Power System Data | http://data.open-power-system-data.org/renewable_power_plants/2016-10-21/ | Open Power System Data | [10 empty] | 1.92 | 1.99 | 1.99 | 2.02 | 2 | SOLAR-V1-NO-AGE | SOLAR-V1-NO-AGE | SOLAR-V1-NO-AGE | SOLAR-V1-NO-AGE | SOLAR-V1-NO-AGE
FRA | France | Ebersheim |  | WRI1025697 | 1.0971 | 48.3027 | 7.4981 | Solar | [5 empty] | Open Power System Data | http://data.open-power-system-data.org/renewable_power_plants/2016-10-21/ | Open Power System Data | [10 empty] | 1.38 | 1.46 | 1.46 | 1.46 | 1.46 | SOLAR-V1-NO-AGE | SOLAR-V1-NO-AGE | SOLAR-V1-NO-AGE | SOLAR-V1-NO-AGE | SOLAR-V1-NO-AGE
FRA | France | FougÃ¨res |  | WRI1025214 | 2.2957 | 48.3526 | -1.1949 | Solar | [5 empty] | Open Power System Data | http://data.open-power-system-data.org/renewable_power_plants/2016-10-21/ | Open Power System Data | [10 empty] | 3.20 | 3.22 | 3.21 | 3.25 | 3.23 | SOLAR-V1-NO-AGE | SOLAR-V1-NO-AGE | SOLAR-V1-NO-AGE | SOLAR-V1-NO-AGE | SOLAR-V1-NO-AGE
FRA | France | Morainville |  | WRI1025641 | 1.155 | 48.3802 | 1.8339 | Solar | [5 empty] | Open Power System Data | http://data.open-power-system-data.org/renewable_power_plants/2016-10-21/ | Open Power System Data | [10 empty] | 1.55 | 1.61 | 1.61 | 1.59 | 1.6 | SOLAR-V1-NO-AGE | SOLAR-V1-NO-AGE | SOLAR-V1-NO-AGE | SOLAR-V1-NO-AGE | SOLAR-V1-NO-AGE
FRA | France | Montereau-Fault-Yonne |  | WRI1025706 | 1.0867 | 48.3901 | 2.9618 | Solar | [5 empty] | Open Power System Data | http://data.open-power-system-data.org/renewable_power_plants/2016-10-21/ | Open Power System Data | [10 empty] | 1.44 | 1.51 | 1.50 | 1.48 | 1.52 | HYDRO-V1 | HYDRO-V1 | HYDRO-V1 | HYDRO-V1 | HYDRO-V1
FRA | France | Bonnemain |  | WRI1025260 | 2.116 | 48.4713 | -1.7617 | Solar | [5 empty] | Open Power System Data | http://data.open-power-system-data.org/renewable_power_plants/2016-10-21/ | Open Power System Data | [10 empty] | 3.00 | 3.11 | 2.98 | 3.00 | 3.01 | HYDRO-V1 | HYDRO-V1 | HYDRO-V1 | HYDRO-V1 | HYDRO-V1
FRA | France | Fougerolles-du-Plessis |  | WRI1025080 | 3.2309 | 48.4830 | -0.9463 | Solar | [5 empty] | Open Power System Data | http://data.open-power-system-data.org/renewable_power_plants/2016-10-21/ | Open Power System Data | [10 empty] | 4.66 | 4.71 | 4.65 | 4.72 | 4.68 | SOLAR-V1-NO-AGE | SOLAR-V1-NO-AGE | SOLAR-V1-NO-AGE | SOLAR-V1-NO-AGE | SOLAR-V1-NO-AGE
FRA | France | Ploufragan |  | WRI1025689 | 1.1005 | 48.4871 | -2.8084 | Solar | [5 empty] | Open Power System Data | http://data.open-power-system-data.org/renewable_power_plants/2016-10-21/ | Open Power System Data | [10 empty] | 1.52 | 1.47 | 1.50 | 1.52 | 1.45 | NO-ESTIMATION | NO-ESTIMATION | NO-ESTIMATION | NO-ESTIMATION | CAPACITY-FACTOR-V1
FRA | France | Romilly-sur-Seine |  | WRI1024748 | 7.6339 | 48.5186 | 3.7216 | Solar | [5 empty] | Open Power System Data | http://data.open-power-system-data.org/renewable_power_plants/2016-10-21/ | Open Power System Data | 1090509 | [9 empty] | 11.43 | 11.45 | 11.44 | 11.25 | 11.45 | NO-ESTIMATION | NO-ESTIMATION | NO-ESTIMATION | NO-ESTIMATION | CAPACITY-FACTOR-V1
FRA | France | Duppigheim |  | WRI1025762 | 1.0235 | 48.5340 | 7.5960 | Solar | [5 empty] | Open Power System Data | http://data.open-power-system-data.org/renewable_power_plants/2016-10-21/ | Open Power System Data | [10 empty] | 1.32 | 1.46 | 1.41 | 1.40 | 1.41 | NO-ESTIMATION | NO-ESTIMATION | NO-ESTIMATION | NO-ESTIMATION | CAPACITY-FACTOR-V1
FRA | France | Sourdun |  | WRI1024932 | 4.758 | 48.5364 | 3.3635 | Solar | [5 empty] | Open Power System Data | http://data.open-power-system-data.org/renewable_power_plants/2016-10-21/ | Open Power System Data | [10 empty] | 7.80 | 7.76 | 7.83 | 7.74 | 7.85 | SOLAR-V1-NO-AGE | SOLAR-V1-NO-AGE | SOLAR-V1-NO-AGE | SOLAR-V1-NO-AGE | SOLAR-V1-NO-AGE
FRA | France | Louvilliers-lÃ¨s-Perche |  | WRI1024223 | 12.0056 | 48.6166 | 1.0666 | Solar | [5 empty] | Open Power System Data | http://data.open-power-system-data.org/renewable_power_plants/2016-10-21/ | Open Power System Data | [10 empty] | 18.43 | 18.50 | 18.49 | 18.20 | 18.57 | HYDRO-V1 | HYDRO-V1 | HYDRO-V1 | HYDRO-V1 | HYDRO-V1
FRA | France | Maillebois |  | WRI1023996 | 24.0446 | 48.6320 | 1.1497 | Solar | [5 empty] | Open Power System Data | http://data.open-power-system-data.org/renewable_power_plants/2016-10-21/ | Open Power System Data | [10 empty] | 34.99 | 35.05 | 35.04 | 34.54 | 35.2 | NO-ESTIMATION | NO-ESTIMATION | NO-ESTIMATION | NO-ESTIMATION | CAPACITY-FACTOR-V1
FRA | France | Crucey-Villages |  | WRI1023998 | 24.022 | 48.6683 | 1.1064 | Solar | [5 empty] | Open Power System Data | http://data.open-power-system-data.org/renewable_power_plants/2016-10-21/ | Open Power System Data | [10 empty] | 34.96 | 35.02 | 35.01 | 34.51 | 35.16 | NO-ESTIMATION | NO-ESTIMATION | NO-ESTIMATION | NO-ESTIMATION | CAPACITY-FACTOR-V1
FRA | France | Tirepied |  | WRI1024922 | 4.8164 | 48.7242 | -1.2730 | Solar | [5 empty] | Open Power System Data | http://data.open-power-system-data.org/renewable_power_plants/2016-10-21/ | Open Power System Data | 1110177 | [9 empty] | 7.80 | 7.96 | 7.91 | 7.98 | 7.97 | SOLAR-V1-NO-AGE | SOLAR-V1-NO-AGE | SOLAR-V1-NO-AGE | SOLAR-V1-NO-AGE | SOLAR-V1-NO-AGE
FRA | France | Lannion |  | WRI1025099 | 3.0936 | 48.7436 | -3.4628 | Solar | [5 empty] | Open Power System Data | http://data.open-power-system-data.org/renewable_power_plants/2016-10-21/ | Open Power System Data | 1105711 | [9 empty] | 4.49 | 4.61 | 4.56 | 4.49 | 4.58 | NO-ESTIMATION | NO-ESTIMATION | NO-ESTIMATION | NO-ESTIMATION | NO-ESTIMATION
FRA | France | La Rochelle-Normande |  | WRI1025294 | 1.987 | 48.7632 | -1.4354 | Solar | [5 empty] | Open Power System Data | http://data.open-power-system-data.org/renewable_power_plants/2016-10-21/ | Open Power System Data | [10 empty] | 2.79 | 2.84 | 2.77 | 2.76 | 2.73 | NO-ESTIMATION | NO-ESTIMATION | NO-ESTIMATION | NO-ESTIMATION | CAPACITY-FACTOR-V1
FRA | France | FÃ¨re-Champenoise |  | WRI1025715 | 1.0794 | 48.7703 | 4.0161 | Solar | [5 empty] | Open Power System Data | http://data.open-power-system-data.org/renewable_power_plants/2016-10-21/ | Open Power System Data | [10 empty] | 1.44 | 1.50 | 1.49 | 1.44 | 1.47 | SOLAR-V1-NO-AGE | SOLAR-V1-NO-AGE | SOLAR-V1-NO-AGE | SOLAR-V1-NO-AGE | SOLAR-V1-NO-AGE
FRA | France | Jaillon |  | WRI1023954 | 36.0088 | 48.7837 | 5.9778 | Solar | [5 empty] | Open Power System Data | http://data.open-power-system-data.org/renewable_power_plants/2016-10-21/ | Open Power System Data | [10 empty] | 51.13 | 51.83 | 52.56 | 52.82 | 52.38 | NO-ESTIMATION | NO-ESTIMATION | NO-ESTIMATION | NO-ESTIMATION | NO-ESTIMATION
FRA | France | RosiÃ¨res-en-Haye |  | WRI1023937 | 78.933 | 48.7867 | 5.9789 | Solar | [5 empty] | Open Power System Data | http://data.open-power-system-data.org/renewable_power_plants/2016-10-21/ | Open Power System Data | [10 empty] | 112.54 | 114.06 | 115.67 | 116.23 | 115.27 | SOLAR-V1-NO-AGE | SOLAR-V1-NO-AGE | SOLAR-V1-NO-AGE | SOLAR-V1-NO-AGE | SOLAR-V1-NO-AGE
FRA | France | Sessenheim |  | WRI1025721 | 1.067 | 48.7949 | 7.9808 | Solar | [5 empty] | Open Power System Data | http://data.open-power-system-data.org/renewable_power_plants/2016-10-21/ | Open Power System Data | [10 empty] | 1.33 | 1.46 | 1.43 | 1.43 | 1.42 | SOLAR-V1-NO-AGE | SOLAR-V1-NO-AGE | SOLAR-V1-NO-AGE | SOLAR-V1-NO-AGE | SOLAR-V1-NO-AGE
FRA | France | Clamart |  | WRI1025761 | 1.0238 | 48.7968 | 2.2541 | Solar | [5 empty] | Open Power System Data | http://data.open-power-system-data.org/renewable_power_plants/2016-10-21/ | Open Power System Data | [10 empty] | 1.40 | 1.49 | 1.49 | 1.47 | 1.49 | NO-ESTIMATION | NO-ESTIMATION | NO-ESTIMATION | NO-ESTIMATION | CAPACITY-FACTOR-V1
FRA | France | Uhlwiller |  | WRI1025600 | 1.206 | 48.8196 | 7.6745 | Solar | [5 empty] | Open Power System Data | http://data.open-power-system-data.org/renewable_power_plants/2016-10-21/ | Open Power System Data | [10 empty] | 1.54 | 1.66 | 1.63 | 1.63 | 1.62 | SOLAR-V1-NO-AGE | SOLAR-V1-NO-AGE | SOLAR-V1-NO-AGE | SOLAR-V1-NO-AGE | SOLAR-V1-NO-AGE
FRA | France | Weinbourg |  | WRI1024882 | 5.3589 | 48.8718 | 7.4414 | Solar | [5 empty] | Open Power System Data | http://data.open-power-system-data.org/renewable_power_plants/2016-10-21/ | Open Power System Data | [10 empty] | 7.67 | 7.92 | 7.93 | 8.09 | 8.03 | NO-ESTIMATION | NO-ESTIMATION | NO-ESTIMATION | NO-ESTIMATION | CAPACITY-FACTOR-V1
FRA | France | Surbourg |  | WRI1025758 | 1.0326 | 48.9100 | 7.8361 | Solar | [5 empty] | Open Power System Data | http://data.open-power-system-data.org/renewable_power_plants/2016-10-21/ | Open Power System Data | [10 empty] | 1.32 | 1.47 | 1.47 | 1.42 | 1.41 | NO-ESTIMATION | NO-ESTIMATION | NO-ESTIMATION | NO-ESTIMATION | CAPACITY-FACTOR-V1
FRA | France | Morhange |  | WRI1025475 | 1.4458 | 48.9277 | 6.6425 | Solar | [5 empty] | Open Power System Data | http://data.open-power-system-data.org/renewable_power_plants/2016-10-21/ | Open Power System Data | [10 empty] | 1.86 | 1.95 | 1.93 | 1.94 | 1.93 | SOLAR-V1-NO-AGE | SOLAR-V1-NO-AGE | SOLAR-V1-NO-AGE | SOLAR-V1-NO-AGE | SOLAR-V1-NO-AGE
FRA | France | Siegen |  | WRI1025455 | 1.4841 | 48.9568 | 8.0398 | Solar | [5 empty] | Open Power System Data | http://data.open-power-system-data.org/renewable_power_plants/2016-10-21/ | Open Power System Data | [10 empty] | 2.01 | 2.07 | 2.04 | 2.04 | 2.02 | SOLAR-V1-NO-AGE | SOLAR-V1-NO-AGE | SOLAR-V1-NO-AGE | SOLAR-V1-NO-AGE | SOLAR-V1-NO-AGE
FRA | France | Aubergenville |  | WRI1024438 | 10.6805 | 48.9629 | 1.8494 | Solar | [5 empty] | Open Power System Data | http://data.open-power-system-data.org/renewable_power_plants/2016-10-21/ | Open Power System Data | [10 empty] | 16.38 | 16.51 | 16.44 | 16.25 | 16.43 | HYDRO-V1 | HYDRO-V1 | HYDRO-V1 | HYDRO-V1 | HYDRO-V1
FRA | France | Niederlauterbach |  | WRI1025667 | 1.1247 | 48.9718 | 8.1051 | Solar | [5 empty] | Open Power System Data | http://data.open-power-system-data.org/renewable_power_plants/2016-10-21/ | Open Power System Data | [10 empty] | 1.47 | 1.54 | 1.56 | 1.50 | 1.5 | SOLAR-V1-NO-AGE | SOLAR-V1-NO-AGE | SOLAR-V1-NO-AGE | SOLAR-V1-NO-AGE | SOLAR-V1-NO-AGE
FRA | France | Courtisols |  | WRI1025625 | 1.193 | 48.9774 | 4.5191 | Solar | [5 empty] | Open Power System Data | http://data.open-power-system-data.org/renewable_power_plants/2016-10-21/ | Open Power System Data | [10 empty] | 1.60 | 1.67 | 1.64 | 1.61 | 1.64 | SOLAR-V1-NO-AGE | SOLAR-V1-NO-AGE | SOLAR-V1-NO-AGE | SOLAR-V1-NO-AGE | SOLAR-V1-NO-AGE
FRA | France | Schleithal |  | WRI1025773 | 1.0179 | 48.9869 | 8.0326 | Solar | [5 empty] | Open Power System Data | http://data.open-power-system-data.org/renewable_power_plants/2016-10-21/ | Open Power System Data | [10 empty] | 1.35 | 1.48 | 1.45 | 1.40 | 1.4 | NO-ESTIMATION | NO-ESTIMATION | NO-ESTIMATION | NO-ESTIMATION | CAPACITY-FACTOR-V1
FRA | France | Schmittviller |  | WRI1025468 | 1.4607 | 49.0074 | 7.1857 | Solar | [5 empty] | Open Power System Data | http://data.open-power-system-data.org/renewable_power_plants/2016-10-21/ | Open Power System Data | [10 empty] | 1.92 | 2.00 | 1.99 | 2.00 | 2.01 | HYDRO-V1 | HYDRO-V1 | HYDRO-V1 | HYDRO-V1 | HYDRO-V1
FRA | France | Verny |  | WRI1025274 | 2.0346 | 49.0076 | 6.2027 | Solar | [5 empty] | Open Power System Data | http://data.open-power-system-data.org/renewable_power_plants/2016-10-21/ | Open Power System Data | [10 empty] | 2.85 | 2.83 | 2.83 | 2.78 | 2.83 | SOLAR-V1-NO-AGE | SOLAR-V1-NO-AGE | SOLAR-V1-NO-AGE | SOLAR-V1-NO-AGE | SOLAR-V1-NO-AGE
FRA | France | Tritteling-Redlach |  | WRI1025328 | 1.847 | 49.0769 | 6.6167 | Solar | [5 empty] | Open Power System Data | http://data.open-power-system-data.org/renewable_power_plants/2016-10-21/ | Open Power System Data | [10 empty] | 2.34 | 2.45 | 2.44 | 2.47 | 2.44 | NO-ESTIMATION | NO-ESTIMATION | NO-ESTIMATION | NO-ESTIMATION | CAPACITY-FACTOR-V1
FRA | France | Livry-Louvercy |  | WRI1025526 | 1.3195 | 49.1056 | 4.3122 | Solar | [5 empty] | Open Power System Data | http://data.open-power-system-data.org/renewable_power_plants/2016-10-21/ | Open Power System Data | [10 empty] | 1.77 | 1.81 | 1.78 | 1.77 | 1.78 | HYDRO-V1 | HYDRO-V1 | HYDRO-V1 | HYDRO-V1 | HYDRO-V1
FRA | France | Metz |  | WRI1025531 | 1.3147 | 49.1081 | 6.1959 | Solar | [5 empty] | Open Power System Data | http://data.open-power-system-data.org/renewable_power_plants/2016-10-21/ | Open Power System Data | [10 empty] | 1.70 | 1.77 | 1.75 | 1.77 | 1.76 | NO-ESTIMATION | NO-ESTIMATION | NO-ESTIMATION | NO-ESTIMATION | CAPACITY-FACTOR-V1
FRA | France | Sarreguemines |  | WRI1025301 | 1.9478 | 49.1093 | 7.0708 | Solar | [5 empty] | Open Power System Data | http://data.open-power-system-data.org/renewable_power_plants/2016-10-21/ | Open Power System Data | [10 empty] | 2.48 | 2.59 | 2.58 | 2.62 | 2.59 | NO-ESTIMATION | NO-ESTIMATION | NO-ESTIMATION | NO-ESTIMATION | CAPACITY-FACTOR-V1
FRA | France | Sainte-Barbe |  | WRI1025394 | 1.6404 | 49.1632 | 6.3186 | Solar | [5 empty] | Open Power System Data | http://data.open-power-system-data.org/renewable_power_plants/2016-10-21/ | Open Power System Data | [10 empty] | 2.16 | 2.24 | 2.24 | 2.27 | 2.24 | SOLAR-V1-NO-AGE | SOLAR-V1-NO-AGE | SOLAR-V1-NO-AGE | SOLAR-V1-NO-AGE | SOLAR-V1-NO-AGE
FRA | France | Batilly |  | WRI1024452 | 10.3913 | 49.1765 | 5.9696 | Solar | [5 empty] | Open Power System Data | http://data.open-power-system-data.org/renewable_power_plants/2016-10-21/ | Open Power System Data | [10 empty] | 15.21 | 15.80 | 15.97 | 16.06 | 15.98 | NO-ESTIMATION | NO-ESTIMATION | NO-ESTIMATION | NO-ESTIMATION | NO-ESTIMATION
FRA | France | Ferme Du Plateau |  | WKS0069142 | 10 | 49.1960 | -0.3040 | Solar | [5 empty] | Wiki-Solar | https://www.wiki-solar.org | Wiki-Solar | [10 empty] | 14.84 | 15.27 | 15.03 | 15.19 | 15.24 | SOLAR-V1-NO-AGE | SOLAR-V1-NO-AGE | SOLAR-V1-NO-AGE | SOLAR-V1-NO-AGE | SOLAR-V1-NO-AGE
FRA | France | BÃ©theniville |  | WRI1024885 | 5.3238 | 49.2925 | 4.3637 | Solar | [5 empty] | Open Power System Data | http://data.open-power-system-data.org/renewable_power_plants/2016-10-21/ | Open Power System Data | [10 empty] | 7.88 | 7.91 | 7.92 | 8.06 | 7.91 | SOLAR-V1-NO-AGE | SOLAR-V1-NO-AGE | SOLAR-V1-NO-AGE | SOLAR-V1-NO-AGE | SOLAR-V1-NO-AGE
FRA | France | ClÃ©on |  | WRI1024915 | 4.926 | 49.3158 | 1.0397 | Solar | [5 empty] | Open Power System Data | http://data.open-power-system-data.org/renewable_power_plants/2016-10-21/ | Open Power System Data | [10 empty] | 7.18 | 7.26 | 7.10 | 7.14 | 7.24 | NO-ESTIMATION | NO-ESTIMATION | NO-ESTIMATION | NO-ESTIMATION | CAPACITY-FACTOR-V1
FRA | France | Filstroff |  | WRI1025361 | 1.7325 | 49.3250 | 6.5305 | Solar | [5 empty] | Open Power System Data | http://data.open-power-system-data.org/renewable_power_plants/2016-10-21/ | Open Power System Data | [10 empty] | 2.19 | 2.31 | 2.31 | 2.30 | 2.31 | NO-ESTIMATION | NO-ESTIMATION | NO-ESTIMATION | NO-ESTIMATION | CAPACITY-FACTOR-V1
FRA | France | Le Havre |  | WRI1024377 | 11.6503 | 49.4966 | 0.1403 | Solar | [5 empty] | Open Power System Data | http://data.open-power-system-data.org/renewable_power_plants/2016-10-21/ | Open Power System Data | [10 empty] | 17.86 | 18.60 | 18.06 | 18.11 | 18.86 | NO-ESTIMATION | NO-ESTIMATION | NO-ESTIMATION | NO-ESTIMATION | CAPACITY-FACTOR-V1
FRA | France | BenoÃ®tville |  | WRI1025159 | 2.5474 | 49.5287 | -1.7763 | Solar | [5 empty] | Open Power System Data | http://data.open-power-system-data.org/renewable_power_plants/2016-10-21/ | Open Power System Data | [10 empty] | 3.56 | 3.88 | 3.70 | 3.69 | 3.83 | NO-ESTIMATION | NO-ESTIMATION | NO-ESTIMATION | NO-ESTIMATION | NO-ESTIMATION
FRA | France | Veules-les-Roses |  | WRI1024908 | 5.029 | 49.8664 | 0.7858 | Solar | [5 empty] | Open Power System Data | http://data.open-power-system-data.org/renewable_power_plants/2016-10-21/ | Open Power System Data | 1089585 | [9 empty] | 7.56 | 7.86 | 7.62 | 7.62 | 7.99 | SOLAR-V1-NO-AGE | SOLAR-V1-NO-AGE | SOLAR-V1-NO-AGE | SOLAR-V1-NO-AGE | SOLAR-V1-NO-AGE
FRA | France | Cayenne |  | WRI1025138 | 2.6719 | 5.0311 | -52.5194 | Solar | [5 empty] | Open Power System Data | http://data.open-power-system-data.org/renewable_power_plants/2016-10-21/ | Open Power System Data | [10 empty] | 5.10 | 4.87 | 5.34 | 4.83 | 4.96 | NO-ESTIMATION | NO-ESTIMATION | NO-ESTIMATION | NO-ESTIMATION | CAPACITY-FACTOR-V1
FRA | France | Sinnamary |  | WRI1025005 | 4.032 | 5.2368 | -53.0078 | Solar | [5 empty] | Open Power System Data | http://data.open-power-system-data.org/renewable_power_plants/2016-10-21/ | Open Power System Data | [10 empty] | 7.64 | 7.07 | 7.75 | 6.95 | 7.18 | NO-ESTIMATION | NO-ESTIMATION | NO-ESTIMATION | NO-ESTIMATION | CAPACITY-FACTOR-V1
FRA | France | Cambrai LFYG 1 |  | WKS0069160 | 9.9 | 50.1250 | 3.2670 | Solar | [5 empty] | Wiki-Solar | https://www.wiki-solar.org | Wiki-Solar | [10 empty] | 14.91 | 14.68 | 14.67 | 14.91 | 14.69 | SOLAR-V1-NO-AGE | SOLAR-V1-NO-AGE | SOLAR-V1-NO-AGE | SOLAR-V1-NO-AGE | SOLAR-V1-NO-AGE
FRA | France | Millencourt-en-Ponthieu |  | WRI1025459 | 1.4829 | 50.1497 | 1.9130 | Solar | [5 empty] | Open Power System Data | http://data.open-power-system-data.org/renewable_power_plants/2016-10-21/ | Open Power System Data | [10 empty] | 2.03 | 2.07 | 2.03 | 2.03 | 2.03 | SOLAR-V1-NO-AGE | SOLAR-V1-NO-AGE | SOLAR-V1-NO-AGE | SOLAR-V1-NO-AGE | SOLAR-V1-NO-AGE
FRA | France | Sailly-lez-Cambrai |  | WRI1025769 | 1.0206 | 50.1987 | 3.1796 | Solar | [5 empty] | Open Power System Data | http://data.open-power-system-data.org/renewable_power_plants/2016-10-21/ | Open Power System Data | [10 empty] | 1.37 | 1.46 | 1.40 | 1.40 | 1.4 | NO-ESTIMATION | NO-ESTIMATION | NO-ESTIMATION | NO-ESTIMATION | CAPACITY-FACTOR-V1
FRA | France | Maubeuge |  | WRI1024361 | 11.9125 | 50.2844 | 3.9628 | Solar | [5 empty] | Open Power System Data | http://data.open-power-system-data.org/renewable_power_plants/2016-10-21/ | Open Power System Data | [10 empty] | 17.70 | 18.00 | 18.21 | 18.32 | 17.99 | HYDRO-V1 | HYDRO-V1 | HYDRO-V1 | HYDRO-V1 | HYDRO-V1
FRA | France | Valenciennes |  | WRI1025519 | 1.34 | 50.3591 | 3.5160 | Solar | [5 empty] | Open Power System Data | http://data.open-power-system-data.org/renewable_power_plants/2016-10-21/ | Open Power System Data | [10 empty] | 1.77 | 1.81 | 1.79 | 1.80 | 1.79 | HYDRO-V1 | HYDRO-V1 | HYDRO-V1 | HYDRO-V1 | HYDRO-V1
FRA | France | Cuincy |  | WRI1024362 | 11.9103 | 50.3739 | 3.0345 | Solar | [5 empty] | Open Power System Data | http://data.open-power-system-data.org/renewable_power_plants/2016-10-21/ | Open Power System Data | [10 empty] | 18.27 | 17.97 | 17.99 | 18.32 | 18.02 | SOLAR-V1-NO-AGE | SOLAR-V1-NO-AGE | SOLAR-V1-NO-AGE | SOLAR-V1-NO-AGE | SOLAR-V1-NO-AGE
FRA | France | Lille |  | WRI1025699 | 1.0963 | 50.6318 | 3.0470 | Solar | [5 empty] | Open Power System Data | http://data.open-power-system-data.org/renewable_power_plants/2016-10-21/ | Open Power System Data | [10 empty] | 1.45 | 1.50 | 1.47 | 1.46 | 1.49 | SOLAR-V1-NO-AGE | SOLAR-V1-NO-AGE | SOLAR-V1-NO-AGE | SOLAR-V1-NO-AGE | SOLAR-V1-NO-AGE