USA | United States of America | Little Gypsy |  | USA0001402 | 1002.9 | 30.0051 | -90.4617 | Gas | Oil |  |  | 1967.7415495064313 | Entergy Louisiana LLC | U.S. Energy Information Administration | http://www.eia.gov/electricity/data/browser/ | U.S. Energy Information Administration | 25127 | 2019 | 0.0 | 0.0 | 0.0 | 0.0 | 0.0 | 0.0 | 2708.876 | U.S. Energy Information Administration |  |  |  |  | 3536.72 | NO-ESTIMATION | NO-ESTIMATION | NO-ESTIMATION | NO-ESTIMATION | CAPACITY-FACTOR-V1
USA | United States of America | St. Charles Power Station (LA) |  | USA0060926 | 1000 | 30.0100 | -90.4608 | Gas |  |  |  | 2019.0 | Entergy Louisiana LLC | U.S. Energy Information Administration | http://www.eia.gov/electricity/data/browser/ | U.S. Energy Information Administration |  | 2019 | [6 empty] | 3615.675 | U.S. Energy Information Administration |  |  |  |  | 3526.49 | NO-ESTIMATION | NO-ESTIMATION | NO-ESTIMATION | NO-ESTIMATION | CAPACITY-FACTOR-V1
USA | United States of America | Sabine |  | USA0003459 | 1811.8 | 30.0242 | -93.8780 | Gas |  |  |  | 1972.2657026161826 | Entergy Texas Inc. | U.S. Energy Information Administration | http://www.eia.gov/electricity/data/browser/ | U.S. Energy Information Administration | 21593 | 2019 | 4098.397987 | 4662.233032 | 5313.054988000001 | 5433.885989 | 3497.96398 | 4191.510023 | 3249.202 | U.S. Energy Information Administration |  |  |  |  | 6389.3 | NO-ESTIMATION | NO-ESTIMATION | NO-ESTIMATION | NO-ESTIMATION | CAPACITY-FACTOR-V1
USA | United States of America | Winchester Power Park |  | USA0056674 | 242 | 30.0381 | -96.9875 | Gas |  |  |  | 2010.0 | Lower Colorado River Authority | U.S. Energy Information Administration | http://www.eia.gov/electricity/data/browser/ | U.S. Energy Information Administration |  | 2019 | 29.354 | 90.967 | 28.243000000000002 | 41.797000000000004 | 64.081 | 38.309 | 46.123 | U.S. Energy Information Administration |  |  |  |  | 853.41 | NO-ESTIMATION | NO-ESTIMATION | NO-ESTIMATION | NO-ESTIMATION | CAPACITY-FACTOR-V1
USA | United States of America | Sabine Cogen |  | USA0055104 | 106.5 | 30.0444 | -93.7714 | Gas |  |  |  | 2000.0 | Sabine Cogen LP | U.S. Energy Information Administration | http://www.eia.gov/electricity/data/browser/ | U.S. Energy Information Administration | 45242 | 2019 | 618.322 | 547.072 | 613.371 | 617.378 | 565.13136 | 589.472 | 596.29 | U.S. Energy Information Administration |  |  |  |  | 375.57 | NO-ESTIMATION | NO-ESTIMATION | NO-ESTIMATION | NO-ESTIMATION | CAPACITY-FACTOR-V1
USA | United States of America | Louisiana Sugar Refining |  | USA0010301 | 6.7 | 30.0497 | -90.6839 | Gas |  |  |  | 1968.9402985074626 | Louisiana Sugar Refining LLC | U.S. Energy Information Administration | http://www.eia.gov/electricity/data/browser/ | U.S. Energy Information Administration | 25142 | 2019 | 15.188 | 16.227 | 17.129 | 15.833 | 17.522000000000002 | 16.094 | 18.786 | U.S. Energy Information Administration |  |  |  |  | 23.62 | NO-ESTIMATION | NO-ESTIMATION | NO-ESTIMATION | NO-ESTIMATION | CAPACITY-FACTOR-V1
USA | United States of America | Gramercy Holdings LLC |  | USA0050846 | 85.3 | 30.0540 | -90.6693 | Gas |  |  |  | 1965.6248534583817 | Gramercy Holdings LLC | U.S. Energy Information Administration | http://www.eia.gov/electricity/data/browser/ | U.S. Energy Information Administration |  | 2019 | 263.79 | 242.15900000000002 | 237.875 | 228.80200000000002 | 237.303 | 254.603 | 283.939 | U.S. Energy Information Administration |  |  |  |  | 300.81 | NO-ESTIMATION | NO-ESTIMATION | NO-ESTIMATION | NO-ESTIMATION | CAPACITY-FACTOR-V1
USA | United States of America | Sabine River Works |  | USA0010789 | 601.1 | 30.0552 | -93.7579 | Gas |  |  |  | 1999.1996340043252 | Performance Materials NA Inc. | U.S. Energy Information Administration | http://www.eia.gov/electricity/data/browser/ | U.S. Energy Information Administration | 18793 | 2019 | 195.769 | 153.246 | 1950.604 | 2955.765001 | 2873.032004 | 3046.398996 | 3183.664 | U.S. Energy Information Administration |  |  |  |  | 2119.77 | NO-ESTIMATION | NO-ESTIMATION | NO-ESTIMATION | NO-ESTIMATION | CAPACITY-FACTOR-V1
USA | United States of America | ExxonMobil Beaumont Refinery |  | USA0050625 | 677.8 | 30.0636 | -94.0753 | Gas |  |  |  | 1998.093685452936 | ExxonMobil Oil Corp | U.S. Energy Information Administration | http://www.eia.gov/electricity/data/browser/ | U.S. Energy Information Administration | 26629 | 2019 | 4660.187005 | 3943.777 | 4073.0530000000003 | 4037.1980000000003 | 4336.698 | 4210.85001 | 4091.155 | U.S. Energy Information Administration |  |  |  |  | 2390.25 | HYDRO-V1 | HYDRO-V1 | HYDRO-V1 | HYDRO-V1 | HYDRO-V1
USA | United States of America | Burnside Alumina Plant |  | USA0058200 | 12 | 30.1342 | -90.9175 | Gas |  |  |  | 1958.0 | Almatis Burnside Inc. | U.S. Energy Information Administration | http://www.eia.gov/electricity/data/browser/ | U.S. Energy Information Administration |  | 2019 |  |  | 42.83132 |  | 57.9187 | 52.06378 |  | U.S. Energy Information Administration |  |  |  |  | 42.31 | NO-ESTIMATION | SOLAR-V1 | SOLAR-V1 | SOLAR-V1 | SOLAR-V1
USA | United States of America | Sim Gideon |  | USA0003601 | 623 | 30.1456 | -97.2708 | Gas |  |  |  | 1969.5987158908508 | Lower Colorado River Authority | U.S. Energy Information Administration | http://www.eia.gov/electricity/data/browser/ | U.S. Energy Information Administration | 25178 | 2019 | 0.0 | 0.0 | 0.0 | 402.187 | 326.136 | 550.196 | 742.86 | U.S. Energy Information Administration |  |  |  |  | 2197 | NO-ESTIMATION | NO-ESTIMATION | NO-ESTIMATION | NO-ESTIMATION | CAPACITY-FACTOR-V1
USA | United States of America | Bastrop Energy Center |  | USA0055168 | 618.7 | 30.1458 | -97.5500 | Gas |  |  |  | 2001.9999999999998 | Bastrop Energy Partners LP | U.S. Energy Information Administration | http://www.eia.gov/electricity/data/browser/ | U.S. Energy Information Administration | 47471 | 2019 | 2535.607 | 3071.9629999999997 | 3397.291 | 2785.751 | 2093.837 | 2074.4970000000003 | 2311.028 | U.S. Energy Information Administration |  |  |  |  | 2181.84 | NO-ESTIMATION | NO-ESTIMATION | NO-ESTIMATION | NO-ESTIMATION | CAPACITY-FACTOR-V1
USA | United States of America | Lost Pines 1 Power Project |  | USA0055154 | 609 | 30.1478 | -97.2714 | Gas |  |  |  | 2001.0 | Lower Colorado River Authority | U.S. Energy Information Administration | http://www.eia.gov/electricity/data/browser/ | U.S. Energy Information Administration | 46920 | 2019 | 3455.839 | 3370.109 | 2757.45 | 2511.539 | 2012.2640000000001 | 2320.257 | 2438.506 | U.S. Energy Information Administration |  |  |  |  | 2147.63 | NO-ESTIMATION | NO-ESTIMATION | NO-ESTIMATION | NO-ESTIMATION | CAPACITY-FACTOR-V1
USA | United States of America | Engineered Carbons Echo Cogeneration |  | USA0010187 | 10 | 30.1525 | -93.7206 | Gas |  |  |  | 1985.0 | Orion Engineered Carbons | U.S. Energy Information Administration | http://www.eia.gov/electricity/data/browser/ | U.S. Energy Information Administration |  | 2019 | 40.9 | 22.785 | 0.0 |  |  |  |  | U.S. Energy Information Administration |  |  |  |  | 35.26 | NO-ESTIMATION | NO-ESTIMATION | NO-ESTIMATION | NO-ESTIMATION | CAPACITY-FACTOR-V1
USA | United States of America | Greenland Energy Center |  | USA0056799 | 380.8 | 30.1591 | -81.5184 | Gas | Oil |  |  | 2011.0 | JEA | U.S. Energy Information Administration | http://www.eia.gov/electricity/data/browser/ | U.S. Energy Information Administration | 57952 | 2019 | 0.0 | 0.0 | 0.0 | 0.0 | 0.0 | 350.162003 | 456.24 | U.S. Energy Information Administration |  |  |  |  | 1342.88 | NO-ESTIMATION | NO-ESTIMATION | NO-ESTIMATION | NO-ESTIMATION | CAPACITY-FACTOR-V1
USA | United States of America | Calcasieu |  | USA0055165 | 358.8 | 30.1608 | -93.3450 | Gas |  |  |  | 2000.5142140468226 | Entergy Louisiana LLC | U.S. Energy Information Administration | http://www.eia.gov/electricity/data/browser/ | U.S. Energy Information Administration | 45968 | 2019 | 360.91200000000003 | 178.942 | 590.472 | 423.094 | 360.04 | 259.377 | 117.899 | U.S. Energy Information Administration |  |  |  |  | 1265.3 | SOLAR-V1 | SOLAR-V1 | SOLAR-V1 | SOLAR-V1 | SOLAR-V1
USA | United States of America | S O Purdom |  | USA0000689 | 270.1 | 30.1623 | -84.2007 | Gas | Oil |  |  | 1999.9999999999998 | City of Tallahassee - (FL) | U.S. Energy Information Administration | http://www.eia.gov/electricity/data/browser/ | U.S. Energy Information Administration | 34139 | 2019 | 1097.9930020000002 | 0.0 | 0.0 | 904.1910060000001 | 0.0 | 0.0 | 1300.167 | U.S. Energy Information Administration |  |  |  |  | 952.5 | NO-ESTIMATION | NO-ESTIMATION | NO-ESTIMATION | NO-ESTIMATION | CAPACITY-FACTOR-V1
USA | United States of America | Hargis-Hebert Electric Generating |  | USA0056283 | 100.8 | 30.1694 | -91.9923 | Gas |  |  |  | 2006.0 | Lafayette Utilities System | U.S. Energy Information Administration | http://www.eia.gov/electricity/data/browser/ | U.S. Energy Information Administration | 52758 | 2019 | 46.134 | 11.928 | 20.534 | 15.584 | 0.023 | 29.451 | 21.668 | U.S. Energy Information Administration |  |  |  |  | 355.47 | HYDRO-V1 | HYDRO-V1 | HYDRO-V1 | HYDRO-V1 | HYDRO-V1
USA | United States of America | CITGO Refinery Powerhouse |  | USA0052175 | 75 | 30.1826 | -93.3234 | Gas |  |  |  | 1951.0 | CITGO Petroleum Corp | U.S. Energy Information Administration | http://www.eia.gov/electricity/data/browser/ | U.S. Energy Information Administration |  | 2019 | 208.25415 | 213.78897 | 227.87628 | 231.36731 | 0.0 | 0.0 | 233.5595 | U.S. Energy Information Administration |  |  |  |  | 264.48 | NO-ESTIMATION | NO-ESTIMATION | NO-ESTIMATION | NO-ESTIMATION | CAPACITY-FACTOR-V1
USA | United States of America | Shell Chemical |  | USA0056248 | 80 | 30.1875 | -90.9840 | Gas |  |  |  | 2002.0 | Air Liquide America Corp | U.S. Energy Information Administration | http://www.eia.gov/electricity/data/browser/ | U.S. Energy Information Administration |  | 2019 | 603.321 | 557.243 | 579.246 | 574.969 | 576.287 | 559.232 | 587.644 | U.S. Energy Information Administration |  |  |  |  | 282.11 | NO-ESTIMATION | NO-ESTIMATION | NO-ESTIMATION | NO-ESTIMATION | CAPACITY-FACTOR-V1
USA | United States of America | Lake Charles Polymers |  | USA0057884 | 31.1 | 30.1966 | -93.3220 | Gas |  |  |  | 2011.0 | Equistar Chemicals LP | U.S. Energy Information Administration | http://www.eia.gov/electricity/data/browser/ | U.S. Energy Information Administration |  | 2019 | 228.54775899999999 | 170.56704 | 178.71182 | 195.889 | 211.99200000000002 | 141.588 | 165.343 | U.S. Energy Information Administration |  |  |  |  | 109.67 | NO-ESTIMATION | NO-ESTIMATION | NO-ESTIMATION | NO-ESTIMATION | CAPACITY-FACTOR-V1
USA | United States of America | Geismar |  | USA0010319 | 84.1 | 30.2000 | -91.0000 | Gas |  |  |  | 1993.0808561236622 | BASF Corporation | U.S. Energy Information Administration | http://www.eia.gov/electricity/data/browser/ | U.S. Energy Information Administration | 14066 | 2019 | 640.84573 | 648.4478399999999 | 628.9852000000001 | 613.5550900000001 | 634.88449 | 609.64656 | 631.6988 | U.S. Energy Information Administration |  |  |  |  | 296.57 | NO-ESTIMATION | NO-ESTIMATION | NO-ESTIMATION | NO-ESTIMATION | CAPACITY-FACTOR-V1
USA | United States of America | Geismar Cogen |  | USA0056787 | 83.9 | 30.2090 | -90.9921 | Gas |  |  |  | 1999.9999999999998 | Air Liquide Large Industries U.S. LP | U.S. Energy Information Administration | http://www.eia.gov/electricity/data/browser/ | U.S. Energy Information Administration | 41525 | 2019 | 626.0387 | 289.53166 | 616.19124 | 604.761 | 474.53462 | 609.5149200000001 | 615.4067 | U.S. Energy Information Administration |  |  |  |  | 295.87 | HYDRO-V1 | HYDRO-V1 | HYDRO-V1 | HYDRO-V1 | HYDRO-V1
USA | United States of America | Sand Hill |  | USA0007900 | 696.4 | 30.2098 | -97.6129 | Gas |  |  |  | 2004.0000000000002 | Austin Energy | U.S. Energy Information Administration | http://www.eia.gov/electricity/data/browser/ | U.S. Energy Information Administration | 49313 | 2019 | 1348.212 | 1197.899 | 1631.347 | 1610.398 | 1381.459 | 1803.766 | 1517.502 | U.S. Energy Information Administration |  |  |  |  | 2455.85 | HYDRO-V1 | HYDRO-V1 | HYDRO-V1 | HYDRO-V1 | HYDRO-V1
USA | United States of America | RS Cogen |  | USA0055117 | 493 | 30.2210 | -93.2992 | Gas |  |  |  | 2003.0 | Eagle 2 US LLC | U.S. Energy Information Administration | http://www.eia.gov/electricity/data/browser/ | U.S. Energy Information Administration | 46091 | 2019 | 3214.9790000000003 | 3040.17202 | 3093.9869799999997 | 3062.0310299999996 | 2795.0190700000003 | 2523.09613 | 2913.4626 | U.S. Energy Information Administration |  |  |  |  | 1738.56 | NO-ESTIMATION | NO-ESTIMATION | NO-ESTIMATION | NO-ESTIMATION | CAPACITY-FACTOR-V1
USA | United States of America | PPG Powerhouse C |  | USA0050489 | 357.7 | 30.2261 | -93.2952 | Gas |  |  |  | 1981.0891808778308 | Eagle 2 US LLC | U.S. Energy Information Administration | http://www.eia.gov/electricity/data/browser/ | U.S. Energy Information Administration |  | 2019 | 2236.357 | 2074.3112450000003 | 1843.34317 | 1602.0915019999998 | 1772.3790000000001 | 1899.835997 | 2132.191 | U.S. Energy Information Administration |  |  |  |  | 1261.42 | HYDRO-V1 | HYDRO-V1 | HYDRO-V1 | HYDRO-V1 | HYDRO-V1
USA | United States of America | PPG Plant C Caustic |  | USA0050490 | 3.4 | 30.2264 | -93.2938 | Gas |  |  |  | 1986.0 | Eagle 2 US LLC | U.S. Energy Information Administration | http://www.eia.gov/electricity/data/browser/ | U.S. Energy Information Administration |  | 2019 | 7.908 | 11.97 | 8.965 | 12.498000000000001 | 14.322000000000001 | 14.046000000000001 | 12.894 | U.S. Energy Information Administration |  |  |  |  | 11.99 | NO-ESTIMATION | NO-ESTIMATION | NO-ESTIMATION | NO-ESTIMATION | CAPACITY-FACTOR-V1
USA | United States of America | Carville Energy LLC |  | USA0055404 | 555 | 30.2294 | -91.0650 | Gas |  |  |  | 2003.0 | Carville Energy LLC | U.S. Energy Information Administration | http://www.eia.gov/electricity/data/browser/ | U.S. Energy Information Administration | 46237 | 2019 | 2246.533 | 2067.416 | 2709.824 | 2495.579 | 3102.168 | 3064.512 | 2970.427 | U.S. Energy Information Administration |  |  |  |  | 1957.2 | NO-ESTIMATION | NO-ESTIMATION | NO-ESTIMATION | NO-ESTIMATION | CAPACITY-FACTOR-V1
USA | United States of America | T J Labbe Electric Generating |  | USA0056108 | 100.8 | 30.2554 | -92.0433 | Gas |  |  |  | 2005.0 | Lafayette Utilities System | U.S. Energy Information Administration | http://www.eia.gov/electricity/data/browser/ | U.S. Energy Information Administration | 52757 | 2019 | 64.34100000000001 | 7.25 | 7.4590000000000005 | 12.352 | 0.017 | 17.832 | 16.122 | U.S. Energy Information Administration |  |  |  |  | 355.47 | HYDRO-V1 | HYDRO-V1 | HYDRO-V1 | HYDRO-V1 | HYDRO-V1
USA | United States of America | Axiall Plaquemine |  | USA0055051 | 306 | 30.2586 | -91.1850 | Gas |  |  |  | 1997.0 | Axiall Corp | U.S. Energy Information Administration | http://www.eia.gov/electricity/data/browser/ | U.S. Energy Information Administration | 20948 | 2019 | 1705.822036 | 1622.311046 | 1637.03304 | 1497.8120400000003 | 1497.070951 | 1606.429953 | 1533.354 | U.S. Energy Information Administration |  |  |  |  | 1079.1 | NO-ESTIMATION | NO-ESTIMATION | NO-ESTIMATION | NO-ESTIMATION | CAPACITY-FACTOR-V1
USA | United States of America | Cottonwood Energy Project |  | USA0055358 | 1433.6 | 30.2588 | -93.7353 | Gas |  |  |  | 2003.0 | Cottonwood Energy Co LP | U.S. Energy Information Administration | http://www.eia.gov/electricity/data/browser/ | U.S. Energy Information Administration | 47112 | 2019 | 5152.443 | 4981.245 | 6925.845000000001 | 4742.950000000001 | 6303.273 | 7170.723 | 7246.613 | U.S. Energy Information Administration |  |  |  |  | 5055.58 | NO-ESTIMATION | NO-ESTIMATION | NO-ESTIMATION | NO-ESTIMATION | CAPACITY-FACTOR-V1
USA | United States of America | Lansing Smith |  | USA0000643 | 661.5 | 30.2686 | -85.7003 | Gas | Oil |  |  | 2000.04111866969 | Gulf Power Co | U.S. Energy Information Administration | http://www.eia.gov/electricity/data/browser/ | U.S. Energy Information Administration | 21578 | 2019 | 4360.14 | 4506.2869980000005 | 4017.3869960000006 | 3507.817 | 4139.058999999999 | 4032.484 | 3913.387 | U.S. Energy Information Administration |  |  |  |  | 2332.77 | NO-ESTIMATION | NO-ESTIMATION | NO-ESTIMATION | SOLAR-V1 | SOLAR-V1
USA | United States of America | Bayou Cove Peaking Power |  | USA0055433 | 416 | 30.2825 | -92.5997 | Gas |  |  |  | 2002.0 | NRG South CentralOperationsInc | U.S. Energy Information Administration | http://www.eia.gov/electricity/data/browser/ | U.S. Energy Information Administration | 49081 | 2019 | 67.999 | 154.787 | 104.928 | 123.163 | 90.52 | 105.134 | 84.608 | U.S. Energy Information Administration |  |  |  |  | 1467.02 | NO-ESTIMATION | NO-ESTIMATION | NO-ESTIMATION | NO-ESTIMATION | CAPACITY-FACTOR-V1
USA | United States of America | Hal C Weaver Power Plant |  | USA0050118 | 152.5 | 30.2867 | -97.7356 | Gas | Oil |  |  | 1990.8137704918036 | University of Texas at Austin | U.S. Energy Information Administration | http://www.eia.gov/electricity/data/browser/ | U.S. Energy Information Administration | 33304 | 2019 | 330.948 | 0.0 | 0.0 | 0.0 | 0.0 | 0.0 | 332.2172 | U.S. Energy Information Administration |  |  |  |  | 537.79 | NO-ESTIMATION | NO-ESTIMATION | NO-ESTIMATION | NO-ESTIMATION | CAPACITY-FACTOR-V1
USA | United States of America | Decker Creek |  | USA0003548 | 932 | 30.3033 | -97.6128 | Gas |  |  |  | 1977.799356223176 | Austin Energy | U.S. Energy Information Administration | http://www.eia.gov/electricity/data/browser/ | U.S. Energy Information Administration | 13793 | 2019 | 0.0 | 367.867 | 0.0 | 522.345 | 0.0 | 0.0 | 691.812 | U.S. Energy Information Administration |  |  |  |  | 3286.69 | NO-ESTIMATION | NO-ESTIMATION | NO-ESTIMATION | NO-ESTIMATION | NO-ESTIMATION
USA | United States of America | Hardin County Peaking Facility |  | USA0056604 | 173 | 30.3038 | -94.2526 | Gas |  |  |  | 2001.0 | East Texas Electric Coop Inc | U.S. Energy Information Administration | http://www.eia.gov/electricity/data/browser/ | U.S. Energy Information Administration |  | 2019 | 60.546 | 152.562 | 105.842 | 53.317 | 70.922 | 45.942 | 38.841 | U.S. Energy Information Administration |  |  |  |  | 610.08 | NO-ESTIMATION | NO-ESTIMATION | NO-ESTIMATION | SOLAR-V1 | SOLAR-V1
USA | United States of America | Robert Mueller Energy Center |  | USA0056374 | 6.1 | 30.3050 | -97.7077 | Gas | Oil |  |  | 2005.9999999999998 | Austin Energy | U.S. Energy Information Administration | http://www.eia.gov/electricity/data/browser/ | U.S. Energy Information Administration | 57665 | 2019 | 27.802 | 26.993 | 27.665000000000003 | 28.311 | 28.608 | 28.767 | 27.555 | U.S. Energy Information Administration |  |  |  |  | 21.51 | HYDRO-V1 | HYDRO-V1 | HYDRO-V1 | HYDRO-V1 | HYDRO-V1
USA | United States of America | Baptist Medical Center |  | USA0010008 | 9 | 30.3145 | -81.6627 | Gas | Oil |  |  | 1988.1666666666667 | Baptist Memorial Hospital | U.S. Energy Information Administration | http://www.eia.gov/electricity/data/browser/ | U.S. Energy Information Administration |  | 2019 | 0.0 | 0.0 | 0.0 | 0.0 | 0.0 | 0.0 | 19.058 | U.S. Energy Information Administration |  |  |  |  | 31.73 | NO-ESTIMATION | NO-ESTIMATION | NO-ESTIMATION | NO-ESTIMATION | CAPACITY-FACTOR-V1
USA | United States of America | LaO Energy Systems |  | USA0052006 | 464.5 | 30.3186 | -91.2325 | Gas | Other |  |  | 1968.8719052744887 | Dow Chemical Co | U.S. Energy Information Administration | http://www.eia.gov/electricity/data/browser/ | U.S. Energy Information Administration |  | 2019 | 2242.201003 | 2028.4840010000003 | 2251.012 | 1993.049 | 1722.81 | 1717.938 | 1543.176 | U.S. Energy Information Administration |  |  |  |  | 1638.05 | NO-ESTIMATION | NO-ESTIMATION | NO-ESTIMATION | NO-ESTIMATION | CAPACITY-FACTOR-V1
USA | United States of America | Brandy Branch |  | USA0007846 | 783.1 | 30.3206 | -81.9472 | Gas | Oil |  |  | 2002.1651130123867 | JEA | U.S. Energy Information Administration | http://www.eia.gov/electricity/data/browser/ | U.S. Energy Information Administration | 23465 | 2019 | 0.0 | 0.0 | 0.0 | 0.0 | 0.0 | 0.0 | 3754.81 | U.S. Energy Information Administration |  |  |  |  | 2761.59 | WIND-V1 | WIND-V1 | WIND-V1 | WIND-V1 | WIND-V1
USA | United States of America | Plaquemine Cogeneration Plant |  | USA0055419 | 987 | 30.3217 | -91.2347 | Gas | Other |  |  | 2004.0 | Dow Chemical Co | U.S. Energy Information Administration | http://www.eia.gov/electricity/data/browser/ | U.S. Energy Information Administration |  | 2019 | 5411.208002 | 4585.1929629999995 | 4262.6919800000005 | 4888.222958 | 4438.491953 | 4441.564968 | 5341.869 | U.S. Energy Information Administration |  |  |  |  | 3480.65 | WIND-V1 | WIND-V1 | WIND-V1 | WIND-V1 | WIND-V1
USA | United States of America | Chevron Oil |  | USA0002047 | 170.5 | 30.3400 | -88.4919 | Gas |  |  |  | 1983.8862170087975 | Mississippi Power Co | U.S. Energy Information Administration | http://www.eia.gov/electricity/data/browser/ | U.S. Energy Information Administration | 26566 | 2019 | 0.0 | 0.0 | 0.0 | 0.0 | 0.0 | 0.0 | 1080.099 | U.S. Energy Information Administration |  |  |  |  | 601.26 | HYDRO-V1 | HYDRO-V1 | HYDRO-V1 | HYDRO-V1 | HYDRO-V1
USA | United States of America | J D Kennedy |  | USA0000666 | 370 | 30.3648 | -81.6260 | Gas | Oil |  |  | 2004.5 | JEA | U.S. Energy Information Administration | http://www.eia.gov/electricity/data/browser/ | U.S. Energy Information Administration | 23463 | 2019 | 0.0 | 37.30200000000001 | 0.0 | 0.0 | 0.0 | 0.0 | 212.092 | U.S. Energy Information Administration |  |  |  |  | 1304.8 | NO-ESTIMATION | NO-ESTIMATION | NO-ESTIMATION | NO-ESTIMATION | CAPACITY-FACTOR-V1
USA | United States of America | Suwannee River |  | USA0000638 | 197.7 | 30.3764 | -83.1806 | Gas | Oil |  |  | 1980.0000000000002 | Duke Energy Florida LLC | U.S. Energy Information Administration | http://www.eia.gov/electricity/data/browser/ | U.S. Energy Information Administration | 20311 | 2019 | 531.849001 | 524.9630000000001 | 524.217 | 475.125 | 34.056 | 43.207 | 64.399 | U.S. Energy Information Administration |  |  |  |  | 697.18 | NO-ESTIMATION | NO-ESTIMATION | NO-ESTIMATION | NO-ESTIMATION | NO-ESTIMATION
USA | United States of America | Central Utility Plant |  | USA0010184 | 14.3 | 30.3974 | -97.8426 | Gas | Oil |  |  | 1988.0 | Silicon Hills Campus LLC | U.S. Energy Information Administration | http://www.eia.gov/electricity/data/browser/ | U.S. Energy Information Administration |  | 2019 | 20.997999999999998 | 20.880000000000003 | 21.393 | 19.938 | 19.067999999999998 | 19.377 | 12.216 | U.S. Energy Information Administration |  |  |  |  | 50.42 | NO-ESTIMATION | NO-ESTIMATION | NO-ESTIMATION | NO-ESTIMATION | CAPACITY-FACTOR-V1
USA | United States of America | Yellowhammer Gas Plant |  | USA0054730 | 3.4 | 30.4035 | -88.1283 | Gas |  |  |  | 1992.0 | W&T Offshore Inc | U.S. Energy Information Administration | http://www.eia.gov/electricity/data/browser/ | U.S. Energy Information Administration |  | 2019 | 15.691 | 14.838000000000001 | 14.341000000000001 | 17.476 | 16.473 | 17.911 | 16.795 | U.S. Energy Information Administration |  |  |  |  | 11.99 | HYDRO-V1 | HYDRO-V1 | HYDRO-V1 | HYDRO-V1 | HYDRO-V1
USA | United States of America | LSU Cogen |  | USA0058428 | 19.6 | 30.4106 | -91.1814 | Gas |  |  |  | 2004.9999999999998 | LSU and A&M College | U.S. Energy Information Administration | http://www.eia.gov/electricity/data/browser/ | U.S. Energy Information Administration | 49153 | 2019 | 155.37800000000001 | 148.972 | 131.32 | 122.95100000000001 | 93.14048 | 121.654 | 116.5946 | U.S. Energy Information Administration |  |  |  |  | 69.11 | NO-ESTIMATION | NO-ESTIMATION | NO-ESTIMATION | NO-ESTIMATION | CAPACITY-FACTOR-V1
USA | United States of America | Seminole Mill |  | USA0050803 | 30 | 30.4178 | -81.5978 | Gas | Other |  |  | 1957.0 | RockTenn-Seminole | U.S. Energy Information Administration | http://www.eia.gov/electricity/data/browser/ | U.S. Energy Information Administration | 23560 | 2019 | 103.421 | 77.402 | 85.802 | 123.458 | 96.602 | 120.298 | 148.69 | U.S. Energy Information Administration |  |  |  |  | 105.79 | HYDRO-V1 | HYDRO-V1 | HYDRO-V1 | HYDRO-V1 | HYDRO-V1
USA | United States of America | San Jacinto County Peaking Facility |  | USA0056603 | 170 | 30.4193 | -95.0118 | Gas |  |  |  | 2001.0 | East Texas Electric Coop Inc | U.S. Energy Information Administration | http://www.eia.gov/electricity/data/browser/ | U.S. Energy Information Administration | 58647 | 2019 | 220.429 | 324.19100000000003 | 0.0 | 0.0 | 0.0 | 0.0 | 155.543 | U.S. Energy Information Administration |  |  |  |  | 599.5 | NO-ESTIMATION | NO-ESTIMATION | NO-ESTIMATION | NO-ESTIMATION | CAPACITY-FACTOR-V1
USA | United States of America | Acadia Energy Center |  | USA0055173 | 1389.2 | 30.4286 | -92.4131 | Gas |  |  |  | 2002.0000000000002 | Cleco Power LLC | U.S. Energy Information Administration | http://www.eia.gov/electricity/data/browser/ | U.S. Energy Information Administration |  | 2019 | 3805.772 | 4515.316000000001 | 6585.897000000001 | 6667.548000000001 | 4767.264 | 4556.482 | 4816.801 | U.S. Energy Information Administration |  |  |  |  | 4899 | NO-ESTIMATION | NO-ESTIMATION | NO-ESTIMATION | NO-ESTIMATION | CAPACITY-FACTOR-V1
USA | United States of America | ExxonMobil Mobile Bay Onshore |  | USA0054550 | 12 | 30.4320 | -88.1824 | Gas |  |  |  | 1993.075 | W&T Offshore Inc | U.S. Energy Information Administration | http://www.eia.gov/electricity/data/browser/ | U.S. Energy Information Administration | 19866 | 2019 | 65.91538 | 71.74900000000001 | 83.98100000000001 | 83.285 | 88.78 | 88.024 | 72.751 | U.S. Energy Information Administration |  |  |  |  | 42.31 | NO-ESTIMATION | NO-ESTIMATION | NO-ESTIMATION | NO-ESTIMATION | CAPACITY-FACTOR-V1
USA | United States of America | Anheuser-Busch Jacksonville |  | USA0010431 | 8.7 | 30.4342 | -81.6454 | Gas |  |  |  | 1987.0 | Anheuser-Busch Inc | U.S. Energy Information Administration | http://www.eia.gov/electricity/data/browser/ | U.S. Energy Information Administration | 13302 | 2019 | 0.0 | 0.0 | 0.0 | 0.0 | 0.0 | 0.0 | 75.396 | U.S. Energy Information Administration |  |  |  |  | 30.68 | NO-ESTIMATION | NO-ESTIMATION | NO-ESTIMATION | NO-ESTIMATION | CAPACITY-FACTOR-V1
USA | United States of America | Lewis Creek |  | USA0003457 | 542.8 | 30.4356 | -95.5214 | Gas |  |  |  | 1970.9999999999998 | Entergy Texas Inc. | U.S. Energy Information Administration | http://www.eia.gov/electricity/data/browser/ | U.S. Energy Information Administration | 21586 | 2019 | 1455.784 | 1450.291 | 2227.087 | 2363.447 | 1735.2640000000001 | 1996.351 | 2192.164 | U.S. Energy Information Administration |  |  |  |  | 1914.18 | HYDRO-V1 | HYDRO-V1 | HYDRO-V1 | HYDRO-V1 | HYDRO-V1
USA | United States of America | Jack Watson |  | USA0002049 | 919.1 | 30.4392 | -89.0286 | Gas |  |  |  | 1971.2355565226853 | Mississippi Power Co | U.S. Energy Information Administration | http://www.eia.gov/electricity/data/browser/ | U.S. Energy Information Administration | 26568 | 2019 | 3178.9130189999996 | 4212.372978 | 1655.8710059999999 | 0.0 | 0.0 | 1360.2169999999999 | 2558.552 | U.S. Energy Information Administration |  |  |  |  | 3241.2 | NO-ESTIMATION | NO-ESTIMATION | NO-ESTIMATION | NO-ESTIMATION | CAPACITY-FACTOR-V1
USA | United States of America | Arvah B Hopkins |  | USA0000688 | 654.3 | 30.4522 | -84.4000 | Gas | Oil |  |  | 1996.4288552651692 | City of Tallahassee - (FL) | U.S. Energy Information Administration | http://www.eia.gov/electricity/data/browser/ | U.S. Energy Information Administration |  | 2019 | 1566.161002 | 1535.992 | 1378.8149979999998 | 0.0 | 0.0 | 0.0 | 1579.301 | U.S. Energy Information Administration |  |  |  |  | 2307.38 | HYDRO-V1 | HYDRO-V1 | HYDRO-V1 | HYDRO-V1 | HYDRO-V1
USA | United States of America | Sub 12 |  | USA0061080 | 18.6 | 30.4598 | -84.2600 | Gas |  |  |  | 2018.0 | City of Tallahassee - (FL) | U.S. Energy Information Administration | http://www.eia.gov/electricity/data/browser/ | U.S. Energy Information Administration |  | 2019 | [5 empty] | 5.025 | 21.885 | U.S. Energy Information Administration |  |  |  |  | 65.59 | HYDRO-V1 | HYDRO-V1 | HYDRO-V1 | HYDRO-V1 | HYDRO-V1
USA | United States of America | Standby Generation Plant |  | USA0050310 | 13.7 | 30.4736 | -87.2361 | Gas |  |  |  | 2001.6642335766417 | Pensacola Christian College | U.S. Energy Information Administration | http://www.eia.gov/electricity/data/browser/ | U.S. Energy Information Administration |  | 2019 | 2.323 | 2.751 | 0.054 | 0.061 | 0.11900000000000001 | 0.093 | 0.016 | U.S. Energy Information Administration |  |  |  |  | 48.31 | HYDRO-V1 | HYDRO-V1 | HYDRO-V1 | HYDRO-V1 | HYDRO-V1
USA | United States of America | Port Allen (LA) |  | USA0050389 | 7.6 | 30.4770 | -91.2110 | Gas |  |  |  | 1990.0 | Placid Refining Co LLC | U.S. Energy Information Administration | http://www.eia.gov/electricity/data/browser/ | U.S. Energy Information Administration | 30269 | 2019 | 48.353 | 42.61726 | 51.582 | 49.046 | 49.541000000000004 | 51.272 | 53.777 | U.S. Energy Information Administration |  |  |  |  | 26.8 | HYDRO-V1 | HYDRO-V1 | HYDRO-V1 | HYDRO-V1 | HYDRO-V1
USA | United States of America | ExxonMobil Baton Rouge Turbine Generator |  | USA0010690 | 85.3 | 30.4897 | -91.1872 | Gas |  |  |  | 1990.0 | Exxon Mobil Corp | U.S. Energy Information Administration | http://www.eia.gov/electricity/data/browser/ | U.S. Energy Information Administration |  | 2019 | 659.3530000000001 | 650.297 | 607.0840000000001 | 688.067 | 670.4060000000001 | 648.65 | 666.734 | U.S. Energy Information Administration |  |  |  |  | 300.81 | NO-ESTIMATION | NO-ESTIMATION | NO-ESTIMATION | NO-ESTIMATION | CAPACITY-FACTOR-V1
USA | United States of America | Louisiana 1 |  | USA0001391 | 450.9 | 30.4922 | -91.1864 | Gas | Oil |  |  | 1980.7294300288308 | Entergy Louisiana LLC | U.S. Energy Information Administration | http://www.eia.gov/electricity/data/browser/ | U.S. Energy Information Administration |  | 2019 | 2789.6810379999997 | 3032.415985 | 2868.2940479999997 | 2894.8399839999997 | 2794.945968 | 2818.920957 | 3025.291 | U.S. Energy Information Administration |  |  |  |  | 1590.09 | NO-ESTIMATION | NO-ESTIMATION | NO-ESTIMATION | NO-ESTIMATION | CAPACITY-FACTOR-V1
USA | United States of America | Louisiana 2 |  | USA0001392 | 175 | 30.4922 | -91.1864 | Gas |  |  |  | 1951.2857142857142 | Entergy Louisiana LLC | U.S. Energy Information Administration | http://www.eia.gov/electricity/data/browser/ | U.S. Energy Information Administration | 21587 | 2019 | [12 empty] | 617.13 | NO-ESTIMATION | NO-ESTIMATION | NO-ESTIMATION | NO-ESTIMATION | CAPACITY-FACTOR-V1
USA | United States of America | Formosa Plastics |  | USA0054518 | 100.8 | 30.4992 | -91.1872 | Gas |  |  |  | 1991.7142857142856 | Formosa Plastics Corp | U.S. Energy Information Administration | http://www.eia.gov/electricity/data/browser/ | U.S. Energy Information Administration |  | 2019 | 380.34000000000003 | 372.442 | 346.74300000000005 | 383.913 | 385.35 | 357.362 | 372.647 | U.S. Energy Information Administration |  |  |  |  | 355.47 | NO-ESTIMATION | NO-ESTIMATION | NO-ESTIMATION | NO-ESTIMATION | CAPACITY-FACTOR-V1
USA | United States of America | Theodore Cogen Facility |  | USA0007721 | 317.4 | 30.5254 | -88.1285 | Gas |  |  |  | 2001.0000000000002 | Alabama Power Co | U.S. Energy Information Administration | http://www.eia.gov/electricity/data/browser/ | U.S. Energy Information Administration | 38581 | 2019 | 1567.6000000000001 | 1525.962 | 1484.992 | 1272.659 | 1522.677 | 1325.015 | 1551.817 | U.S. Energy Information Administration |  |  |  |  | 1119.3 | NO-ESTIMATION | NO-ESTIMATION | NO-ESTIMATION | NO-ESTIMATION | CAPACITY-FACTOR-V1
USA | United States of America | Victor J Daniel Jr |  | USA0006073 | 2229 | 30.5322 | -88.5553 | Gas | Coal | Oil |  | 1990.1766711529833 | Mississippi Power Co | U.S. Energy Information Administration | http://www.eia.gov/electricity/data/browser/ | U.S. Energy Information Administration | 26572 | 2019 | 9367.022986 | 10882.953964999999 | 10533.658028000002 | 9506.568002 | 10042.031951 | 10735.190005 | 10355.136 | U.S. Energy Information Administration |  |  |  |  | 7860.55 | NO-ESTIMATION | SOLAR-V1 | SOLAR-V1 | SOLAR-V1 | SOLAR-V1
USA | United States of America | Thomas C Ferguson |  | USA0004937 | 574.6 | 30.5580 | -98.3705 | Gas |  |  |  | 2013.9999999999998 | Lower Colorado River Authority | U.S. Energy Information Administration | http://www.eia.gov/electricity/data/browser/ | U.S. Energy Information Administration | 25180 | 2019 | 0.0 |  | 3401.2 | 3743.951 | 3604.9230000000002 | 3086.1400000000003 | 3217.71 | U.S. Energy Information Administration |  |  |  |  | 2026.32 | NO-ESTIMATION | NO-ESTIMATION | NO-ESTIMATION | NO-ESTIMATION | CAPACITY-FACTOR-V1
USA | United States of America | Santa Rosa Energy Center |  | USA0055242 | 274.5 | 30.5664 | -87.1150 | Gas |  |  |  | 2003.0 | Santa Rosa Energy Center LLC | U.S. Energy Information Administration | http://www.eia.gov/electricity/data/browser/ | U.S. Energy Information Administration | 46157 | 2019 | 375.11199999999997 | 464.851 | 544.4929999999999 | 1480.377 | 881.473 | 1212.117 | 1335.948 | U.S. Energy Information Administration |  |  |  |  | 968.02 | NO-ESTIMATION | NO-ESTIMATION | NO-ESTIMATION | NO-ESTIMATION | CAPACITY-FACTOR-V1
USA | United States of America | Pea Ridge |  | USA0007715 | 14.1 | 30.5921 | -87.1354 | Gas |  |  |  | 1998.0 | Gulf Power Co | U.S. Energy Information Administration | http://www.eia.gov/electricity/data/browser/ | U.S. Energy Information Administration | 46118 | 2019 | 73.018 | 78.525 | 72.04469999999999 | 67.61117999999999 | 81.43016 | 77.97958 | 70.4199 | U.S. Energy Information Administration |  |  |  |  | 49.72 | NO-ESTIMATION | NO-ESTIMATION | NO-ESTIMATION | NO-ESTIMATION | CAPACITY-FACTOR-V1
USA | United States of America | Tenaska Frontier Generation Station |  | USA0055062 | 939.7 | 30.5924 | -95.9178 | Gas | Oil |  |  | 2000.0000000000002 | Tenaska Frontier Partners Ltd | U.S. Energy Information Administration | http://www.eia.gov/electricity/data/browser/ | U.S. Energy Information Administration | 40061 | 2019 | 4615.112 | 0.0 | 0.0 | 0.0 | 0.0 | 0.0 | 3993.421 | U.S. Energy Information Administration |  |  |  |  | 3313.84 | NO-ESTIMATION | NO-ESTIMATION | NO-ESTIMATION | NO-ESTIMATION | CAPACITY-FACTOR-V1
USA | United States of America | Pensacola Florida Plant |  | USA0010416 | 102 | 30.5958 | -87.2525 | Gas | Oil |  |  | 1987.2156862745098 | Ascend Performance Materials LLC | U.S. Energy Information Administration | http://www.eia.gov/electricity/data/browser/ | U.S. Energy Information Administration | 16081 | 2019 | 683.2330000000001 | 655.329 | 642.5140000000001 | 601.1920000000001 | 626.028 | 639.351 | 672.6888 | U.S. Energy Information Administration |  |  |  |  | 359.7 | NO-ESTIMATION | NO-ESTIMATION | NO-ESTIMATION | NO-ESTIMATION | CAPACITY-FACTOR-V1
USA | United States of America | Central Utility Plant - Texas A&M |  | USA0058151 | 50.1 | 30.6178 | -96.3433 | Gas | Oil |  |  | 2005.6107784431138 | Texas A&M Utilities & Energy Services | U.S. Energy Information Administration | http://www.eia.gov/electricity/data/browser/ | U.S. Energy Information Administration |  | 2019 | 234.11822999999998 | 219.34707 | 209.38517000000002 | 241.55910000000003 | 184.2903 | 166.09698 | 196.6161 | U.S. Energy Information Administration |  |  |  |  | 176.67 | NO-ESTIMATION | NO-ESTIMATION | NO-ESTIMATION | NO-ESTIMATION | CAPACITY-FACTOR-V1
USA | United States of America | Bryan (TX) |  | USA0003561 | 22 | 30.6474 | -96.3723 | Gas |  |  |  | 1975.0 | City of Bryan - (TX) | U.S. Energy Information Administration | http://www.eia.gov/electricity/data/browser/ | U.S. Energy Information Administration |  | 2019 | 0.0 | 0.0 | 0.0 | 0.0 | 0.0 | 0.0 | 1.785 | U.S. Energy Information Administration |  |  |  |  | 77.58 | NO-ESTIMATION | NO-ESTIMATION | NO-ESTIMATION | NO-ESTIMATION | CAPACITY-FACTOR-V1
USA | United States of America | Georgia-Pacific Port Hudson |  | USA0010612 | 60 | 30.6547 | -91.2800 | Gas | Petcoke | Waste |  | 2007.0 | Georgia-Pacific Cons Op LLC Port Hudson | U.S. Energy Information Administration | http://www.eia.gov/electricity/data/browser/ | U.S. Energy Information Administration |  | 2019 | 0.0 | 0.0 | 0.0 | 0.0 | 0.0 | 0.0 | 213.4956 | U.S. Energy Information Administration |  |  |  |  | 211.58 | NO-ESTIMATION | NO-ESTIMATION | NO-ESTIMATION | NO-ESTIMATION | CAPACITY-FACTOR-V1
USA | United States of America | Eight Flags Energy |  | USA0060025 | 21.6 | 30.6608 | -81.4706 | Gas |  |  |  | 2016.0000000000002 | Eight Flags Energy LLC | U.S. Energy Information Administration | http://www.eia.gov/electricity/data/browser/ | U.S. Energy Information Administration |  | 2019 |  |  |  | 77.345 | 171.327 | 173.002 | 180.604 | U.S. Energy Information Administration |  |  |  |  | 76.17 | WIND-V1 | WIND-V1 | WIND-V1 | WIND-V1 | WIND-V1
USA | United States of America | Big Cajun 1 |  | USA0001464 | 492.8 | 30.6739 | -91.3556 | Gas |  |  |  | 1987.6298701298701 | Louisiana Generating LLC | U.S. Energy Information Administration | http://www.eia.gov/electricity/data/browser/ | U.S. Energy Information Administration | 15265 | 2019 | 0.0 | 0.0 | 0.0 | 0.0 | 0.0 | 146.06 | 130.766 | U.S. Energy Information Administration |  |  |  |  | 1737.85 | NO-ESTIMATION | NO-ESTIMATION | NO-ESTIMATION | NO-ESTIMATION | CAPACITY-FACTOR-V1
USA | United States of America | Dansby |  | USA0006243 | 203.2 | 30.7217 | -96.4608 | Gas |  |  |  | 1992.0147637795278 | City of Bryan - (TX) | U.S. Energy Information Administration | http://www.eia.gov/electricity/data/browser/ | U.S. Energy Information Administration | 15076 | 2019 | 0.0 | 0.0 | 0.0 | 129.21 | 100.56299999999999 | 139.787 | 150.101 | U.S. Energy Information Administration |  |  |  |  | 716.58 | NO-ESTIMATION | NO-ESTIMATION | NO-ESTIMATION | NO-ESTIMATION | CAPACITY-FACTOR-V1
USA | United States of America | New Roads |  | USA0001453 | 9.4 | 30.7261 | -91.3683 | Gas | Oil |  |  | 1960.5957446808509 | City of New Roads - (LA) | U.S. Energy Information Administration | http://www.eia.gov/electricity/data/browser/ | U.S. Energy Information Administration | 27512 | 2019 | 0.011 | 0.115 | 0.18 | 0.004 | 0.0 | 0.005 | 0 | U.S. Energy Information Administration |  |  |  |  | 33.14 | WIND-V1 | WIND-V1 | WIND-V1 | WIND-V1 | WIND-V1
USA | United States of America | Kimberly Clark Mobile - CHP Plant |  | USA0062449 | 50 | 30.7377 | -88.0498 | Gas |  |  |  | 2019.0 | Kimberly Clark - Mobile Alabama | U.S. Energy Information Administration | http://www.eia.gov/electricity/data/browser/ | U.S. Energy Information Administration |  | 2019 | [6 empty] | 257.522 | U.S. Energy Information Administration |  |  |  |  | 176.32 | SOLAR-V1 | SOLAR-V1 | SOLAR-V1 | SOLAR-V1 | SOLAR-V1
USA | United States of America | Hog Bayou Energy Center |  | USA0055241 | 280 | 30.7478 | -88.0575 | Gas | Oil |  |  | 2001.0 | Mobile Energy LLC | U.S. Energy Information Administration | http://www.eia.gov/electricity/data/browser/ | U.S. Energy Information Administration | 46019 | 2019 | 734.6360000000001 | 0.0 | 0.0 | 0.0 | 0.0 | 0.0 | 1088.349 | U.S. Energy Information Administration |  |  |  |  | 987.41 | SOLAR-V1 | SOLAR-V1 | SOLAR-V1 | SOLAR-V1 | SOLAR-V1
USA | United States of America | Coughlin Power Station |  | USA0001396 | 922.8 | 30.8439 | -92.2611 | Gas |  |  |  | 1986.2420892934547 | Cleco Power LLC | U.S. Energy Information Administration | http://www.eia.gov/electricity/data/browser/ | U.S. Energy Information Administration | 15872 | 2019 | 962.345 | 1635.399 | 3045.812 | 2850.064 | 2347.362 | 3008.114 | 3723.199 | U.S. Energy Information Administration |  |  |  |  | 3254.25 | NO-ESTIMATION | NO-ESTIMATION | SOLAR-V1 | SOLAR-V1 | SOLAR-V1
USA | United States of America | Yates Gas Plant |  | USA0055025 | 5.6 | 30.8847 | -101.9208 | Gas |  |  |  | 1985.9999999999998 | Kinder Morgan Yates Operation | U.S. Energy Information Administration | http://www.eia.gov/electricity/data/browser/ | U.S. Energy Information Administration |  | 2019 | 24.26284 | 24.12368 | 24.15896 | 21.6531 | 24.02078 | 24.28146 | 10.3517 | U.S. Energy Information Administration |  |  |  |  | 19.74 | NO-ESTIMATION | NO-ESTIMATION | NO-ESTIMATION | NO-ESTIMATION | CAPACITY-FACTOR-V1
USA | United States of America | Barry |  | USA0000003 | 2569.5 | 31.0069 | -88.0103 | Gas | Coal |  |  | 1980.9023545436858 | Alabama Power Co | U.S. Energy Information Administration | http://www.eia.gov/electricity/data/browser/ | U.S. Energy Information Administration | 12578 | 2019 | 12897.13704 | 12981.028968 | 11387.561999 | 12770.891036 | 11864.55405 | 10464.91599 | 12470.807 | U.S. Energy Information Administration |  |  |  |  | 9061.33 | NO-ESTIMATION | NO-ESTIMATION | WIND-V1 | WIND-V1 | WIND-V1
USA | United States of America | Panda Temple Power Station |  | USA0058001 | 1606.4 | 31.0558 | -97.3172 | Gas |  |  |  | 2014.4999999999998 | PPG - O&M Panda Temple Power LLC | U.S. Energy Information Administration | http://www.eia.gov/electricity/data/browser/ | U.S. Energy Information Administration | 57856 | 2019 |  | 1377.424 | 6302.912 | 4336.063 | 3238.608 | 5472.304 | 4638.514 | U.S. Energy Information Administration |  |  |  |  | 5664.96 | NO-ESTIMATION | NO-ESTIMATION | NO-ESTIMATION | NO-ESTIMATION | CAPACITY-FACTOR-V1
USA | United States of America | Washington County Cogeneration Facility |  | USA0007697 | 122.5 | 31.2504 | -88.0156 | Gas |  |  |  | 1999.0 | Alabama Power Co | U.S. Energy Information Administration | http://www.eia.gov/electricity/data/browser/ | U.S. Energy Information Administration | 45690 | 2019 | 827.043 | 828.885 | 833.574 | 718.606 | 828.5120000000001 | 809.934 | 823.931 | U.S. Energy Information Administration |  |  |  |  | 431.99 | NO-ESTIMATION | NO-ESTIMATION | NO-ESTIMATION | NO-ESTIMATION | CAPACITY-FACTOR-V1
USA | United States of America | McIntosh (AL) |  | USA0007063 | 676 | 31.2546 | -88.0299 | Gas | Oil |  |  | 2003.3994082840236 | PowerSouth Energy Cooperative | U.S. Energy Information Administration | http://www.eia.gov/electricity/data/browser/ | U.S. Energy Information Administration | 12566 | 2019 | 0.0 | 123.543997 | 270.055 | 308.87100000000004 | 138.327002 | 432.523 | 661.232 | U.S. Energy Information Administration |  |  |  |  | 2383.91 | NO-ESTIMATION | NO-ESTIMATION | NO-ESTIMATION | NO-ESTIMATION | CAPACITY-FACTOR-V1
USA | United States of America | D G Hunter |  | USA0006558 | 65.1 | 31.3207 | -92.4613 | Gas |  |  |  | 2016.0000000000007 | City of Alexandria - (LA) | U.S. Energy Information Administration | http://www.eia.gov/electricity/data/browser/ | U.S. Energy Information Administration | 12833 | 2019 | 0.0 | 0.0 | 0.0 | 62.24274 | 0.0 | 0.0 | 59.6261 | U.S. Energy Information Administration |  |  |  |  | 229.57 | SOLAR-V1 | SOLAR-V1 | SOLAR-V1 | SOLAR-V1 | SOLAR-V1
USA | United States of America | Valencia |  | USA0006515 | 108 | 31.3635 | -110.9313 | Gas | Oil |  |  | 1997.5 | UNS Electric Inc | U.S. Energy Information Administration | http://www.eia.gov/electricity/data/browser/ | U.S. Energy Information Administration | 16371 | 2019 | 22.751 | 0.0 | 0.0 | 0.62 | 3.0160000000000005 | 0.0 | 27.404 | U.S. Energy Information Administration |  |  |  |  | 380.86 | WIND-V1 | WIND-V1 | WIND-V1 | WIND-V1 | WIND-V1
USA | United States of America | Baconton Power Plant |  | USA0055304 | 242 | 31.3869 | -84.0800 | Gas | Oil |  |  | 2000.0 | Baconton Power LLC | U.S. Energy Information Administration | http://www.eia.gov/electricity/data/browser/ | U.S. Energy Information Administration | 47226 | 2019 | 0.0 | 31.447000000000003 | 0.0 | 71.918 | 0.0 | 0.0 | 248.843 | U.S. Energy Information Administration |  |  |  |  | 853.41 | WIND-V1 | WIND-V1 | WIND-V1 | WIND-V1 | WIND-V1
USA | United States of America | Sowega Power |  | USA0007768 | 99.6 | 31.3869 | -84.0800 | Gas | Oil |  |  | 1999.0 | SOWEGA Power LLC | U.S. Energy Information Administration | http://www.eia.gov/electricity/data/browser/ | U.S. Energy Information Administration | 45808 | 2019 | 0.0 | 0.0 | 120.71699900000002 | 0.0 | 0.0 | 94.751 | 111.497 | U.S. Energy Information Administration |  |  |  |  | 351.23 | NO-ESTIMATION | NO-ESTIMATION | NO-ESTIMATION | NO-ESTIMATION | CAPACITY-FACTOR-V1
USA | United States of America | McWilliams |  | USA0000533 | 654 | 31.4003 | -86.4764 | Gas | Oil |  |  | 1998.460244648318 | PowerSouth Energy Cooperative | U.S. Energy Information Administration | http://www.eia.gov/electricity/data/browser/ | U.S. Energy Information Administration | 12567 | 2019 | 3164.082056 | 3193.339013 | 4001.221036 | 3816.605944 | 4030.157035 | 3957.129094 | 3560.672 | U.S. Energy Information Administration |  |  |  |  | 2306.32 | NO-ESTIMATION | NO-ESTIMATION | NO-ESTIMATION | NO-ESTIMATION | CAPACITY-FACTOR-V1
USA | United States of America | Moselle |  | USA0002070 | 510.5 | 31.5280 | -89.3004 | Gas | Oil |  |  | 1994.0176297747307 | Cooperative Energy | U.S. Energy Information Administration | http://www.eia.gov/electricity/data/browser/ | U.S. Energy Information Administration |  | 2019 | 950.9599999999999 | 888.461 | 1532.5759999999998 | 1541.004 | 912.418 | 968.548 | 1234.049 | U.S. Energy Information Administration |  |  |  |  | 1800.27 | NO-ESTIMATION | NO-ESTIMATION | NO-ESTIMATION | NO-ESTIMATION | CAPACITY-FACTOR-V1
USA | United States of America | Permian Basin |  | USA0003494 | 447 | 31.5839 | -102.9633 | Gas | Oil |  |  | 1988.8000000000002 | Luminant Generation Company LLC | U.S. Energy Information Administration | http://www.eia.gov/electricity/data/browser/ | U.S. Energy Information Administration | 34482 | 2019 | 0.0 | 0.0 | 7.347 | 13.692 | 31.909000000000002 | 66.529 | 701.466 | U.S. Energy Information Administration |  |  |  |  | 1576.34 | NO-ESTIMATION | NO-ESTIMATION | NO-ESTIMATION | NO-ESTIMATION | CAPACITY-FACTOR-V1
USA | United States of America | Silver Creek |  | USA0007988 | 250.5 | 31.6004 | -89.9468 | Gas |  |  |  | 2004.0 | Cooperative Energy | U.S. Energy Information Administration | http://www.eia.gov/electricity/data/browser/ | U.S. Energy Information Administration | 48672 | 2019 | 67.923 | 59.332 | 90.20700000000001 | 97.682 | 112.508 | 132.412 | 45.629 | U.S. Energy Information Administration |  |  |  |  | 883.38 | NO-ESTIMATION | NO-ESTIMATION | NO-ESTIMATION | NO-ESTIMATION | CAPACITY-FACTOR-V1
USA | United States of America | Copper |  | USA0000009 | 86.9 | 31.7569 | -106.3750 | Gas | Oil |  |  | 1979.9999999999998 | El Paso Electric Co | U.S. Energy Information Administration | http://www.eia.gov/electricity/data/browser/ | U.S. Energy Information Administration | 19132 | 2019 | 0.0 | 0.0 | 0.0 | 0.0 | 0.0 | 0.0 | 39.534 | U.S. Energy Information Administration |  |  |  |  | 306.45 | NO-ESTIMATION | NO-ESTIMATION | NO-ESTIMATION | NO-ESTIMATION | CAPACITY-FACTOR-V1
USA | United States of America | Phelps Dodge Refining |  | USA0054628 | 19.6 | 31.7645 | -106.3913 | Gas |  |  |  | 1989.8571428571433 | Phelps Dodge Refining Corp | U.S. Energy Information Administration | http://www.eia.gov/electricity/data/browser/ | U.S. Energy Information Administration |  | 2019 | 32.141 | 32.515 | 29.557000000000002 | 32.17 | 33.264 | 41.385 | 49.7301 | U.S. Energy Information Administration |  |  |  |  | 69.11 | NO-ESTIMATION | NO-ESTIMATION | NO-ESTIMATION | NO-ESTIMATION | CAPACITY-FACTOR-V1
USA | United States of America | Rio Grande |  | USA0002444 | 398.3 | 31.8047 | -106.5472 | Gas |  |  |  | 1981.9266884258097 | El Paso Electric Co | U.S. Energy Information Administration | http://www.eia.gov/electricity/data/browser/ | U.S. Energy Information Administration |  | 2019 | 736.846 | 965.505 | 671.0 | 766.5880000000001 | 828.485 | 642.022 | 927.185 | U.S. Energy Information Administration |  |  |  |  | 1404.6 | SOLAR-V1 | SOLAR-V1 | SOLAR-V1 | SOLAR-V1 | SOLAR-V1
USA | United States of America | Montana Power Station |  | USA0058562 | 527.2 | 31.8239 | -106.2119 | Gas | Oil |  |  | 2015.5 | El Paso Electric Co | U.S. Energy Information Administration | http://www.eia.gov/electricity/data/browser/ | U.S. Energy Information Administration |  | 2019 |  |  | 324.573 | 850.541996 | 1044.667962 | 0.0 | 1051.59 | U.S. Energy Information Administration |  |  |  |  | 1859.16 | NO-ESTIMATION | NO-ESTIMATION | NO-ESTIMATION | NO-ESTIMATION | CAPACITY-FACTOR-V1
USA | United States of America | Georgia-Pacific Taylorsville Plywood |  | USA0061927 | 7.2 | 31.8372 | -89.4635 | Gas |  |  |  | 2018.0 | Georgia-Pacific Wood Products LLC | U.S. Energy Information Administration | http://www.eia.gov/electricity/data/browser/ | U.S. Energy Information Administration |  | 2019 | [5 empty] | 44.973 | 51.005 | U.S. Energy Information Administration |  |  |  |  | 25.39 | SOLAR-V1 | SOLAR-V1 | SOLAR-V1 | SOLAR-V1 | SOLAR-V1
USA | United States of America | Odessa-Ector Power Plant |  | USA0055215 | 1152.8 | 31.8403 | -102.3264 | Gas |  |  |  | 2001.0 | LaFrontera Holdings LLC | U.S. Energy Information Administration | http://www.eia.gov/electricity/data/browser/ | U.S. Energy Information Administration | 46338 | 2019 | 4465.75 | 4782.049000000001 | 5809.356 | 4061.476 | 4495.722 | 7420.294 | 7366.95 | U.S. Energy Information Administration |  |  |  |  | 4065.34 | NO-ESTIMATION | NO-ESTIMATION | NO-ESTIMATION | NO-ESTIMATION | CAPACITY-FACTOR-V1
USA | United States of America | Quail Run Energy Center |  | USA0056349 | 550.4 | 31.8414 | -102.3150 | Gas |  |  |  | 2005.6066497093022 | CER Quail Run Energy Partners LP | U.S. Energy Information Administration | http://www.eia.gov/electricity/data/browser/ | U.S. Energy Information Administration | 55263 | 2019 | 680.058 | 630.858 | 625.7660000000001 | 607.37 | 494.549 | 1512.1970000000001 | 2202.069 | U.S. Energy Information Administration |  |  |  |  | 1940.98 | NO-ESTIMATION | NO-ESTIMATION | SOLAR-V1 | SOLAR-V1 | SOLAR-V1
USA | United States of America | Crisp Plant |  | USA0000753 | 17.5 | 31.8447 | -83.9407 | Gas | Coal |  |  | 1957.0 | Crisp County Power Comm | U.S. Energy Information Administration | http://www.eia.gov/electricity/data/browser/ | U.S. Energy Information Administration | 17819 | 2019 | 0.16899999999999998 | 0.532 | 0.35 | 1.4500000000000002 | 2.6839999999999997 | 0.131 | 0.074 | U.S. Energy Information Administration |  |  |  |  | 61.71 | NO-ESTIMATION | NO-ESTIMATION | NO-ESTIMATION | SOLAR-V1 | SOLAR-V1
USA | United States of America | Bosque County Peaking |  | USA0055172 | 807 | 31.8594 | -97.3586 | Gas |  |  |  | 2003.4064436183396 | Calpine Bosque Energy Center LLC | U.S. Energy Information Administration | http://www.eia.gov/electricity/data/browser/ | U.S. Energy Information Administration | 46002 | 2019 | 3743.406 | 3743.5910000000003 | 4675.191000000001 | 4586.572 | 4582.969 | 4184.857 | 4256.899 | U.S. Energy Information Administration |  |  |  |  | 2845.88 | NO-ESTIMATION | NO-ESTIMATION | SOLAR-V1 | SOLAR-V1 | SOLAR-V1
USA | United States of America | Freestone Energy Center |  | USA0055226 | 1036 | 31.8907 | -96.1131 | Gas |  |  |  | 2001.9999999999998 | Freestone Power Generation LLC | U.S. Energy Information Administration | http://www.eia.gov/electricity/data/browser/ | U.S. Energy Information Administration | 46090 | 2019 | 3984.147 | 4087.206 | 5733.045 | 5955.92 | 5343.076 | 6394.911 | 7381.531 | U.S. Energy Information Administration |  |  |  |  | 3653.44 | NO-ESTIMATION | NO-ESTIMATION | SOLAR-V1 | SOLAR-V1 | SOLAR-V1
USA | United States of America | Stryker Creek |  | USA0003504 | 713.4 | 31.9398 | -94.9898 | Gas | Oil |  |  | 1964.0173815531257 | Luminant Generation Company LLC | U.S. Energy Information Administration | http://www.eia.gov/electricity/data/browser/ | U.S. Energy Information Administration | 34489 | 2019 | 0.0 | 0.0 | 173.904 | 129.87500000000003 | 0.0 | 115.13 | 253.181 | U.S. Energy Information Administration |  |  |  |  | 2515.8 | NO-ESTIMATION | NO-ESTIMATION | NO-ESTIMATION | NO-ESTIMATION | CAPACITY-FACTOR-V1
USA | United States of America | Sylvarena |  | USA0007989 | 141 | 31.9821 | -89.4127 | Gas |  |  |  | 2003.0 | Cooperative Energy | U.S. Energy Information Administration | http://www.eia.gov/electricity/data/browser/ | U.S. Energy Information Administration | 48671 | 2019 | 38.731 | 175.781 | 180.302 | 179.094 | 153.297 | 253.034 | 199.541 | U.S. Energy Information Administration |  |  |  |  | 497.23 | NO-ESTIMATION | NO-ESTIMATION | NO-ESTIMATION | NO-ESTIMATION | CAPACITY-FACTOR-V1
USA | United States of America | Newman |  | USA0003456 | 882 | 31.9836 | -106.4318 | Gas | Oil |  |  | 1983.3975056689344 | El Paso Electric Co | U.S. Energy Information Administration | http://www.eia.gov/electricity/data/browser/ | U.S. Energy Information Administration | 19134 | 2019 | 0.0 | 0.0 | 2625.918227 | 1904.696342 | 1943.641 | 3192.53139 | 3162.889 | U.S. Energy Information Administration |  |  |  |  | 3110.36 | NO-ESTIMATION | NO-ESTIMATION | NO-ESTIMATION | NO-ESTIMATION | CAPACITY-FACTOR-V1
USA | United States of America | Tenaska Gateway Generating Station |  | USA0055132 | 939.6 | 32.0178 | -94.6197 | Gas | Oil |  |  | 2001.0 | Tenaska Gateway Partners Ltd | U.S. Energy Information Administration | http://www.eia.gov/electricity/data/browser/ | U.S. Energy Information Administration | 45994 | 2019 | 4295.855 | 0.0 | 0.0 | 0.0 | 0.0 | 0.0 | 3903.757 | U.S. Energy Information Administration |  |  |  |  | 3313.49 | NO-ESTIMATION | NO-ESTIMATION | NO-ESTIMATION | NO-ESTIMATION | CAPACITY-FACTOR-V1
USA | United States of America | Jameson Gas Processing Plant |  | USA0055052 | 1.8 | 32.0500 | -100.6917 | Gas |  |  |  | 1992.388888888889 | WTG Jameson L.P. | U.S. Energy Information Administration | http://www.eia.gov/electricity/data/browser/ | U.S. Energy Information Administration |  | 2019 | 10.865 | 10.950000000000001 | 10.699 | 10.534 | 13.029 | 14.749 | 15.244 | U.S. Energy Information Administration |  |  |  |  | 6.34 | NO-ESTIMATION | NO-ESTIMATION | NO-ESTIMATION | NO-ESTIMATION | CAPACITY-FACTOR-V1
USA | United States of America | Apache Station |  | USA0000160 | 660.7 | 32.0603 | -109.8931 | Gas | Coal | Oil |  | 1978.2824277281668 | Arizona Electric Pwr Coop Inc | U.S. Energy Information Administration | http://www.eia.gov/electricity/data/browser/ | U.S. Energy Information Administration | 13479 | 2019 | 2327.129989 | 0.0 | 1959.043952 | 0.0 | 0.0 | 0.0 | 2002.818 | U.S. Energy Information Administration |  |  |  |  | 2329.95 | NO-ESTIMATION | NO-ESTIMATION | NO-ESTIMATION | NO-ESTIMATION | SOLAR-V1
USA | United States of America | Ector County Energy Center |  | USA0058471 | 358.8 | 32.0692 | -102.5856 | Gas |  |  |  | 2015.0 | Invenergy Services LLC | U.S. Energy Information Administration | http://www.eia.gov/electricity/data/browser/ | U.S. Energy Information Administration | 68391 | 2019 |  |  | 61.169000000000004 | 230.091 | 241.34300000000002 | 469.089 | 516.39 | U.S. Energy Information Administration |  |  |  |  | 1265.3 | NO-ESTIMATION | NO-ESTIMATION | NO-ESTIMATION | NO-ESTIMATION | CAPACITY-FACTOR-V1
USA | United States of America | Afton Generating Station |  | USA0055210 | 287 | 32.1142 | -106.8465 | Gas |  |  |  | 2003.9163763066201 | Public Service Co of NM | U.S. Energy Information Administration | http://www.eia.gov/electricity/data/browser/ | U.S. Energy Information Administration | 48292 | 2019 | 0.0 | 0.0 | 0.0 | 0.0 | 0.0 | 0.0 | 878.017 | U.S. Energy Information Administration |  |  |  |  | 1012.1 | WIND-V1 | WIND-V1 | WIND-V1 | WIND-V1 | WIND-V1
USA | United States of America | Trinidad (TX) |  | USA0003507 | 243.3 | 32.1245 | -96.1013 | Gas | Oil |  |  | 1965.0164406083024 | Luminant Generation Company LLC | U.S. Energy Information Administration | http://www.eia.gov/electricity/data/browser/ | U.S. Energy Information Administration | 34492 | 2019 | 0.0 | 0.0 | 0.0 | 18.601 | 0.0 | 40.265 | 65.586 | U.S. Energy Information Administration |  |  |  |  | 857.99 | NO-ESTIMATION | NO-ESTIMATION | NO-ESTIMATION | NO-ESTIMATION | SOLAR-V1
USA | United States of America | Imperial Savannah LP |  | USA0050146 | 11.7 | 32.1440 | -81.1466 | Gas | Coal |  |  | 1966.4615384615386 | Imperial Savannah LP | U.S. Energy Information Administration | http://www.eia.gov/electricity/data/browser/ | U.S. Energy Information Administration |  | 2019 | 34.31 | 47.996 | 40.155 | 42.638000000000005 | 38.432 | 39.59 | 50.508 | U.S. Energy Information Administration |  |  |  |  | 41.25 | WIND-V1 | WIND-V1 | WIND-V1 | WIND-V1 | WIND-V1
USA | United States of America | H Wilson Sundt Generating Station |  | USA0000126 | 434.9 | 32.1600 | -110.9047 | Gas | Waste | Oil | Solar | 1977.6783168544487 | Tucson Electric Power Co | U.S. Energy Information Administration | http://www.eia.gov/electricity/data/browser/ | U.S. Energy Information Administration | 35041 | 2019 | 668.9259999999999 | 0.0 | 0.0 | 0.0 | 0.0 | 0.0 | 1648.0443 | U.S. Energy Information Administration |  |  |  |  | 1533.67 | WIND-V1 | WIND-V1 | WIND-V1 | WIND-V1 | WIND-V1
USA | United States of America | New Mexico State University |  | USA0054975 | 4.7 | 32.1648 | -106.4513 | Gas |  |  |  | 1996.9999999999998 | New Mexico State University | U.S. Energy Information Administration | http://www.eia.gov/electricity/data/browser/ | U.S. Energy Information Administration |  | 2019 | 38.142 | 34.948 | 37.113 | 37.689 | 36.524 | 31.843 | 36.228 | U.S. Energy Information Administration |  |  |  |  | 16.57 | NO-ESTIMATION | NO-ESTIMATION | NO-ESTIMATION | NO-ESTIMATION | CAPACITY-FACTOR-V1
USA | United States of America | Cogeneration 1 |  | USA0056229 | 9 | 32.2299 | -110.9528 | Gas |  |  |  | 2002.0 | University of Arizona | U.S. Energy Information Administration | http://www.eia.gov/electricity/data/browser/ | U.S. Energy Information Administration |  | 2019 | 57.545 | 47.69005000000001 | 51.170410000000004 | 54.33843 | 55.28321 | 56.08928 | 55.8904 | U.S. Energy Information Administration |  |  |  |  | 31.73 | NO-ESTIMATION | NO-ESTIMATION | NO-ESTIMATION | NO-ESTIMATION | CAPACITY-FACTOR-V1
USA | United States of America | Pyramid |  | USA0007975 | 186 | 32.2363 | -108.5494 | Gas | Oil |  |  | 2003.0 | Tri-State G & T Assn Inc | U.S. Energy Information Administration | http://www.eia.gov/electricity/data/browser/ | U.S. Energy Information Administration | 47305 | 2019 | 57.499 | 57.106 | 46.906 | 25.242000000000004 | 34.197 | 66.33 | 273.786 | U.S. Energy Information Administration |  |  |  |  | 655.92 | WIND-V1 | WIND-V1 | WIND-V1 | WIND-V1 | WIND-V1
USA | United States of America | Cogeneration 2 |  | USA0059233 | 6 | 32.2408 | -110.9483 | Gas |  |  |  | 2002.0 | University of Arizona | U.S. Energy Information Administration | http://www.eia.gov/electricity/data/browser/ | U.S. Energy Information Administration |  | 2019 | 33.301 | 34.03827 | 34.3671 | 36.81635 | 36.49528 | 35.412760000000006 | 41.3977 | U.S. Energy Information Administration |  |  |  |  | 21.15 | NO-ESTIMATION | NO-ESTIMATION | NO-ESTIMATION | NO-ESTIMATION | CAPACITY-FACTOR-V1
USA | United States of America | Demoss Petrie |  | USA0000124 | 85 | 32.2523 | -110.9921 | Gas |  |  |  | 2001.0 | Tucson Electric Power Co | U.S. Energy Information Administration | http://www.eia.gov/electricity/data/browser/ | U.S. Energy Information Administration | 35038 | 2019 | 7.038 | 5.566 | 4.6080000000000005 | 5.324 | 9.358 | 5.154 | 16.3 | U.S. Energy Information Administration |  |  |  |  | 299.75 | NO-ESTIMATION | NO-ESTIMATION | NO-ESTIMATION | SOLAR-V1 | SOLAR-V1
USA | United States of America | C R Wing Cogen Plant |  | USA0052176 | 230 | 32.2732 | -101.4224 | Gas |  |  |  | 1987.3260869565217 | BHER Power Resources Inc | U.S. Energy Information Administration | http://www.eia.gov/electricity/data/browser/ | U.S. Energy Information Administration | 19939 | 2019 | 142.502 | 0.0 | 171.59300000000002 | 182.293 | 67.932 | 611.5699999999999 | 1002.484 | U.S. Energy Information Administration |  |  |  |  | 811.09 | NO-ESTIMATION | NO-ESTIMATION | NO-ESTIMATION | NO-ESTIMATION | SOLAR-V1
USA | United States of America | Effingham County Power Project |  | USA0055406 | 596.6 | 32.2773 | -81.2844 | Gas |  |  |  | 2003.0 | SEPG Operating Services LLC Effingham | U.S. Energy Information Administration | http://www.eia.gov/electricity/data/browser/ | U.S. Energy Information Administration | 47191 | 2019 | 1216.239 | 1448.272 | 2715.125 | 1820.107 | 2448.066 | 1808.0460000000003 | 2135.027 | U.S. Energy Information Administration |  |  |  |  | 2103.9 | NO-ESTIMATION | NO-ESTIMATION | NO-ESTIMATION | NO-ESTIMATION | CAPACITY-FACTOR-V1
USA | United States of America | Baxter Wilson |  | USA0002050 | 544.6 | 32.2831 | -90.9306 | Gas | Oil |  |  | 1966.9999999999998 | Entergy Mississippi LLC | U.S. Energy Information Administration | http://www.eia.gov/electricity/data/browser/ | U.S. Energy Information Administration | 26560 | 2019 | 1816.6890020000003 | 24.831 | 87.10300000000001 | 616.2329980000001 | 633.392 | 946.9190030000001 | 1537.953 | U.S. Energy Information Administration |  |  |  |  | 1920.52 | NO-ESTIMATION | NO-ESTIMATION | NO-ESTIMATION | NO-ESTIMATION | CAPACITY-FACTOR-V1
USA | United States of America | Sweatt |  | USA0002048 | 41.9 | 32.2925 | -88.7461 | Gas |  |  |  | 1971.0 | Mississippi Power Co | U.S. Energy Information Administration | http://www.eia.gov/electricity/data/browser/ | U.S. Energy Information Administration | 26571 | 2019 | 14.577 | 9.257 | 13.193999999999999 | 20.985 | 3.545 | 5.128 | 6.202 | U.S. Energy Information Administration |  |  |  |  | 147.76 | NO-ESTIMATION | NO-ESTIMATION | NO-ESTIMATION | NO-ESTIMATION | CAPACITY-FACTOR-V1
USA | United States of America | Luna Energy Facility |  | USA0055343 | 650 | 32.2993 | -107.7834 | Gas |  |  |  | 2006.0 | Public Service Co of NM | U.S. Energy Information Administration | http://www.eia.gov/electricity/data/browser/ | U.S. Energy Information Administration | 49133 | 2019 | 1999.343 | 2052.629 | 1717.308 | 2319.172 | 2479.67 | 2719.237 | 2638.042 | U.S. Energy Information Administration |  |  |  |  | 2292.22 | NO-ESTIMATION | NO-ESTIMATION | NO-ESTIMATION | NO-ESTIMATION | CAPACITY-FACTOR-V1
USA | United States of America | General Electric Plastic |  | USA0007698 | 97 | 32.3102 | -86.5254 | Gas |  |  |  | 1999.0000000000002 | Alabama Power Co | U.S. Energy Information Administration | http://www.eia.gov/electricity/data/browser/ | U.S. Energy Information Administration |  | 2019 | 490.995 | 537.102 | 539.838 | 477.10900000000004 | 511.72400000000005 | 571.146 | 407.967 | U.S. Energy Information Administration |  |  |  |  | 342.07 | NO-ESTIMATION | NO-ESTIMATION | NO-ESTIMATION | NO-ESTIMATION | CAPACITY-FACTOR-V1
USA | United States of America | Mississippi Baptist Medical Center |  | USA0054203 | 4.2 | 32.3133 | -90.1797 | Gas |  |  |  | 1991.0 | Mississippi Baptist Medical | U.S. Energy Information Administration | http://www.eia.gov/electricity/data/browser/ | U.S. Energy Information Administration | 14016 | 2019 | 22.55 | 20.988 | 7.117 | 0.0 | 5.357640000000001 | 0.0 | 0 | U.S. Energy Information Administration |  |  |  |  | 14.81 | NO-ESTIMATION | NO-ESTIMATION | NO-ESTIMATION | NO-ESTIMATION | CAPACITY-FACTOR-V1
USA | United States of America | Ennis Power Company LLC |  | USA0055223 | 418 | 32.3200 | -96.6750 | Gas |  |  |  | 2002.0 | Ennis Power Company LLC | U.S. Energy Information Administration | http://www.eia.gov/electricity/data/browser/ | U.S. Energy Information Administration | 45550 | 2019 | 2006.3580000000002 | 1792.415 | 1594.261 | 1272.7359999999999 | 867.558 | 1641.2069999999999 | 1504.975 | U.S. Energy Information Administration |  |  |  |  | 1474.07 | NO-ESTIMATION | NO-ESTIMATION | NO-ESTIMATION | NO-ESTIMATION | CAPACITY-FACTOR-V1
USA | United States of America | Wolf Hollow I LP |  | USA0055139 | 788.4 | 32.3342 | -97.7317 | Gas |  |  |  | 2003.0 | Wolf Hollow I Power LLC | U.S. Energy Information Administration | http://www.eia.gov/electricity/data/browser/ | U.S. Energy Information Administration | 46617 | 2019 | 3014.902 | 3815.433 | 2975.763 | 3030.294 | 2453.285 | 1407.017 | 2292.134 | U.S. Energy Information Administration |  |  |  |  | 2780.28 | SOLAR-V1 | SOLAR-V1 | SOLAR-V1 | SOLAR-V1 | SOLAR-V1
USA | United States of America | Morgan Creek |  | USA0003492 | 536.4 | 32.3358 | -100.9156 | Gas | Oil |  |  | 1988.0 | Luminant Generation Company LLC | U.S. Energy Information Administration | http://www.eia.gov/electricity/data/browser/ | U.S. Energy Information Administration | 34477 | 2019 | 0.0 | 17.864 | 13.01 | 2.8760000000000003 | 4.5520000000000005 | 9.111 | 16.407 | U.S. Energy Information Administration |  |  |  |  | 1891.61 | WIND-V1 | WIND-V1 | WIND-V1 | WIND-V1 | WIND-V1
USA | United States of America | Wolf Hollow II |  | USA0059812 | 1231.2 | 32.3377 | -97.7346 | Gas |  |  |  | 2016.9999999999998 | Exelon Power | U.S. Energy Information Administration | http://www.eia.gov/electricity/data/browser/ | U.S. Energy Information Administration |  | 2019 |  |  |  |  | 3603.3540000000003 | 5316.812 | 6399.049 | U.S. Energy Information Administration |  |  |  |  | 4341.82 | NO-ESTIMATION | NO-ESTIMATION | NO-ESTIMATION | NO-ESTIMATION | CAPACITY-FACTOR-V1
USA | United States of America | McIntosh Combined Cycle Facility |  | USA0056150 | 1376.6 | 32.3478 | -81.1817 | Gas | Oil |  |  | 2004.9999999999998 | Georgia Power Co | U.S. Energy Information Administration | http://www.eia.gov/electricity/data/browser/ | U.S. Energy Information Administration |  | 2019 | 7919.9849460000005 | 0.0 | 0.0 | 0.0 | 8930.973906000001 | 0.0 | 8434.782 | U.S. Energy Information Administration |  |  |  |  | 4854.57 | NO-ESTIMATION | NO-ESTIMATION | NO-ESTIMATION | NO-ESTIMATION | CAPACITY-FACTOR-V1
USA | United States of America | Lordsburg Generating |  | USA0007967 | 88 | 32.3505 | -108.6980 | Gas |  |  |  | 2002.0 | Public Service Co of NM | U.S. Energy Information Administration | http://www.eia.gov/electricity/data/browser/ | U.S. Energy Information Administration | 34508 | 2019 | 8.711 | 22.265 | 19.845 | 12.553 | 8.855 | 5.042 | 19.816 | U.S. Energy Information Administration |  |  |  |  | 310.33 | NO-ESTIMATION | NO-ESTIMATION | NO-ESTIMATION | NO-ESTIMATION | CAPACITY-FACTOR-V1
USA | United States of America | McIntosh |  | USA0006124 | 810.4 | 32.3563 | -81.1683 | Gas | Oil |  |  | 1994.25 | Georgia Power Co | U.S. Energy Information Administration | http://www.eia.gov/electricity/data/browser/ | U.S. Energy Information Administration |  | 2019 | 68.118 | 308.73200099999997 | 0.0 | 0.0 | 0.0 | 0.0 | 60.005 | U.S. Energy Information Administration |  |  |  |  | 2857.87 | NO-ESTIMATION | NO-ESTIMATION | NO-ESTIMATION | NO-ESTIMATION | CAPACITY-FACTOR-V1
USA | United States of America | Jasper |  | USA0055927 | 1001.7 | 32.3594 | -81.1242 | Gas | Oil |  |  | 2004.0 | Dominion Energy South Carolina Inc | U.S. Energy Information Administration | http://www.eia.gov/electricity/data/browser/ | U.S. Energy Information Administration | 47206 | 2019 | 4695.527958 | 4243.527949 | 5500.603929000001 | 4784.260001000001 | 5482.93095 | 5061.071939 | 5184.1859 | U.S. Energy Information Administration |  |  |  |  | 3532.49 | NO-ESTIMATION | NO-ESTIMATION | NO-ESTIMATION | NO-ESTIMATION | CAPACITY-FACTOR-V1
USA | United States of America | Knox Lee |  | USA0003476 | 427 | 32.3766 | -94.6415 | Gas | Oil |  |  | 1969.9953161592505 | Southwestern Electric Power Co | U.S. Energy Information Administration | http://www.eia.gov/electricity/data/browser/ | U.S. Energy Information Administration | 33269 | 2019 | 0.0 | 0.0 | 0.0 | 0.0 | 0.0 | 0.0 | 107.854 | U.S. Energy Information Administration |  |  |  |  | 1505.81 | SOLAR-V1 | SOLAR-V1 | SOLAR-V1 | SOLAR-V1 | SOLAR-V1
USA | United States of America | Hinds Energy Facility |  | USA0055218 | 551.3 | 32.3790 | -90.2199 | Gas |  |  |  | 2000.9999999999998 | Entergy Mississippi LLC | U.S. Energy Information Administration | http://www.eia.gov/electricity/data/browser/ | U.S. Energy Information Administration | 46485 | 2019 | 1850.35 | 2746.8990000000003 | 2323.884 | 3271.286 | 3245.449 | 3154.8959999999997 | 3175.684 | U.S. Energy Information Administration |  |  |  |  | 1944.15 | NO-ESTIMATION | SOLAR-V1 | SOLAR-V1 | SOLAR-V1 | SOLAR-V1
USA | United States of America | E B Harris Electric Generating Plant |  | USA0007897 | 1304 | 32.3814 | -86.5744 | Gas |  |  |  | 2003.0 | Southern Power Co | U.S. Energy Information Administration | http://www.eia.gov/electricity/data/browser/ | U.S. Energy Information Administration | 50795 | 2019 | 4629.101000000001 | 4790.497 | 7433.3150000000005 | 6096.885 | 5302.218 | 5865.446 | 4404.405 | U.S. Energy Information Administration |  |  |  |  | 4598.55 | NO-ESTIMATION | NO-ESTIMATION | SOLAR-V1 | SOLAR-V1 | SOLAR-V1
USA | United States of America | Ergon Refining Vicksburg |  | USA0054918 | 4.8 | 32.3883 | -90.9083 | Gas |  |  |  | 1995.0 | Ergon Refining Inc | U.S. Energy Information Administration | http://www.eia.gov/electricity/data/browser/ | U.S. Energy Information Administration | 19696 | 2019 | 0.743 | 39.709 | 37.832 | 38.35 | 38.6 | 40.0 | 39.563 | U.S. Energy Information Administration |  |  |  |  | 16.92 | HYDRO-V1 | HYDRO-V1 | HYDRO-V1 | HYDRO-V1 | HYDRO-V1
USA | United States of America | Harrison County Power Project |  | USA0055664 | 570 | 32.3958 | -94.4367 | Gas |  |  |  | 2003.0 | Northeast Texas Elec Coop Inc | U.S. Energy Information Administration | http://www.eia.gov/electricity/data/browser/ | U.S. Energy Information Administration | 49784 | 2019 | 624.742 | 930.3620000000001 | 1560.519 | 2421.77 | 1992.8380000000002 | 1572.4050000000002 | 2612.562 | U.S. Energy Information Administration |  |  |  |  | 2010.1 | HYDRO-V1 | HYDRO-V1 | HYDRO-V1 | HYDRO-V1 | HYDRO-V1
USA | United States of America | Johnson County |  | USA0054817 | 282.6 | 32.3994 | -97.4078 | Gas | Oil |  |  | 1995.9999999999998 | Brazos Electric Power Coop Inc | U.S. Energy Information Administration | http://www.eia.gov/electricity/data/browser/ | U.S. Energy Information Administration | 28042 | 2019 | 772.941002 | 732.5040020000001 | 602.4299960000001 | 424.044002 | 0.0 | 447.947002 | 790.647 | U.S. Energy Information Administration |  |  |  |  | 996.58 | NO-ESTIMATION | NO-ESTIMATION | NO-ESTIMATION | NO-ESTIMATION | WIND-V1
USA | United States of America | North Loop |  | USA0006088 | 107.8 | 32.4010 | -111.1262 | Gas | Oil |  |  | 1979.9610389610389 | Tucson Electric Power Co | U.S. Energy Information Administration | http://www.eia.gov/electricity/data/browser/ | U.S. Energy Information Administration | 35042 | 2019 | 0.0 | 0.0 | 0.0 | 0.0 | 0.0 | 0.0 | 12.476 | U.S. Energy Information Administration |  |  |  |  | 380.15 | NO-ESTIMATION | NO-ESTIMATION | NO-ESTIMATION | NO-ESTIMATION | CAPACITY-FACTOR-V1
USA | United States of America | DeCordova Steam Electric Station |  | USA0008063 | 357.6 | 32.4031 | -97.7006 | Gas | Oil |  |  | 1989.9999999999998 | Luminant Generation Company LLC | U.S. Energy Information Administration | http://www.eia.gov/electricity/data/browser/ | U.S. Energy Information Administration | 34463 | 2019 | 0.0 | 0.0 | 0.0 | 10.042000000000002 | 11.818 | 13.144 | 22.782 | U.S. Energy Information Administration |  |  |  |  | 1261.07 | NO-ESTIMATION | NO-ESTIMATION | NO-ESTIMATION | NO-ESTIMATION | CAPACITY-FACTOR-V1
USA | United States of America | International Paper Riverdale Mill |  | USA0054096 | 104.2 | 32.4260 | -86.8709 | Gas | Waste | Oil | Biomass | 1987.763915547025 | International Paper Co-Riverdl | U.S. Energy Information Administration | http://www.eia.gov/electricity/data/browser/ | U.S. Energy Information Administration | 21710 | 2019 | 568.139996 | 0.0 | 0.0 | 0.0 | 0.0 | 0.0 | 601.672 | U.S. Energy Information Administration |  |  |  |  | 367.46 | NO-ESTIMATION | NO-ESTIMATION | NO-ESTIMATION | NO-ESTIMATION | CAPACITY-FACTOR-V1
USA | United States of America | Midlothian Energy Facility |  | USA0055091 | 1734 | 32.4302 | -97.0537 | Gas |  |  |  | 2000.3333333333333 | Midlothian Energy LLC | U.S. Energy Information Administration | http://www.eia.gov/electricity/data/browser/ | U.S. Energy Information Administration | 39996 | 2019 | 5467.485 | 5518.344 | 5673.7970000000005 | 5875.636 | 3239.6530000000002 | 5539.329 | 5536.838 | U.S. Energy Information Administration |  |  |  |  | 6114.94 | HYDRO-V1 | HYDRO-V1 | HYDRO-V1 | HYDRO-V1 | HYDRO-V1
USA | United States of America | Eastman Cogeneration Facility |  | USA0055176 | 467.7 | 32.4481 | -94.6903 | Gas |  |  |  | 2001.0 | Eastman Cogeneration LP | U.S. Energy Information Administration | http://www.eia.gov/electricity/data/browser/ | U.S. Energy Information Administration |  | 2019 | 1953.387009 | 1956.70453 | 2251.6717 | 2358.32806 | 2018.27509 | 2193.72193 | 2472.4029 | U.S. Energy Information Administration |  |  |  |  | 1649.34 | WIND-V1 | WIND-V1 | WIND-V1 | WIND-V1 | WIND-V1
USA | United States of America | Mid-Georgia Cogeneration Facility |  | USA0055040 | 323 | 32.4856 | -83.6039 | Gas | Oil |  |  | 1997.670278637771 | SEPG Operating Services LLC MGC | U.S. Energy Information Administration | http://www.eia.gov/electricity/data/browser/ | U.S. Energy Information Administration | 21217 | 2019 | 0.0 | 197.047996 | 241.77200399999998 | 481.604003 | 144.94299999999998 | 211.33599900000002 | 230.017 | U.S. Energy Information Administration |  |  |  |  | 1139.05 | WIND-V1 | WIND-V1 | WIND-V1 | WIND-V1 | WIND-V1
USA | United States of America | Arsenal Hill |  | USA0001416 | 125 | 32.5181 | -93.7611 | Gas |  |  |  | 1960.0 | Southwestern Electric Power Co | U.S. Energy Information Administration | http://www.eia.gov/electricity/data/browser/ | U.S. Energy Information Administration | 33267 | 2019 | 14.413 | 30.01 | 27.400000000000002 | 30.810000000000002 | 23.661 | 25.526 | 61.216 | U.S. Energy Information Administration |  |  |  |  | 440.81 | NO-ESTIMATION | NO-ESTIMATION | NO-ESTIMATION | NO-ESTIMATION | CAPACITY-FACTOR-V1
USA | United States of America | J Lamar Stall Unit |  | USA0056565 | 624 | 32.5195 | -93.7601 | Gas |  |  |  | 2010.0 | Southwestern Electric Power Co | U.S. Energy Information Administration | http://www.eia.gov/electricity/data/browser/ | U.S. Energy Information Administration | 57931 | 2019 | 2924.5870000000004 | 3302.55 | 3588.706 | 3559.317 | 2885.455 | 2677.1310000000003 | 2529.547 | U.S. Energy Information Administration |  |  |  |  | 2200.53 | WIND-V1 | WIND-V1 | WIND-V1 | WIND-V1 | WIND-V1
USA | United States of America | Louisiana Tech University Power Plant |  | USA0054240 | 7.5 | 32.5256 | -92.6497 | Gas |  |  |  | 2004.0 | Louisiana Tech University | U.S. Energy Information Administration | http://www.eia.gov/electricity/data/browser/ | U.S. Energy Information Administration | 25142 | 2019 | 47.207 | 41.383 | 44.848 | 46.607 | 43.727000000000004 | 48.807 | 46.918 | U.S. Energy Information Administration |  |  |  |  | 26.44 | NO-ESTIMATION | NO-ESTIMATION | NO-ESTIMATION | NO-ESTIMATION | CAPACITY-FACTOR-V1
USA | United States of America | Walton Discover Power Facility |  | USA0055138 | 103 | 32.5410 | -85.0389 | Gas |  |  |  | 1999.0 | Walton Discover LLC | U.S. Energy Information Administration | http://www.eia.gov/electricity/data/browser/ | U.S. Energy Information Administration |  | 2019 | 1.441 | 3.38 | 13.535 | 19.268 | 4.037 | 14.624 | 8.937 | U.S. Energy Information Administration |  |  |  |  | 363.22 | NO-ESTIMATION | NO-ESTIMATION | NO-ESTIMATION | NO-ESTIMATION | SOLAR-V1
USA | United States of America | Saguaro |  | USA0000118 | 184.5 | 32.5517 | -111.3000 | Gas |  |  |  | 1985.019512195122 | Arizona Public Service Co | U.S. Energy Information Administration | http://www.eia.gov/electricity/data/browser/ | U.S. Energy Information Administration | 13498 | 2019 | 0.0 | 0.0 | 0.0 | 0.0 | 0.0 | 0.0 | 118.593 | U.S. Energy Information Administration |  |  |  |  | 650.63 | NO-ESTIMATION | NO-ESTIMATION | NO-ESTIMATION | SOLAR-V1 | SOLAR-V1
USA | United States of America | CalPeak Power Border Peaker Plant |  | USA0055510 | 60.5 | 32.5624 | -116.9439 | Gas |  |  |  | 2001.0 | CalPeak Power LLC | U.S. Energy Information Administration | http://www.eia.gov/electricity/data/browser/ | U.S. Energy Information Administration | 48399 | 2019 | 8.601 | 16.042 | 13.423 | 11.404 | 12.331 | 11.381 | 8.892 | U.S. Energy Information Administration |  |  |  |  | 213.35 | NO-ESTIMATION | NO-ESTIMATION | NO-ESTIMATION | NO-ESTIMATION | SOLAR-V1
USA | United States of America | Larkspur Energy Facility |  | USA0055542 | 99.8 | 32.5670 | -116.9442 | Gas | Oil |  |  | 2001.0 | Diamond Generating Corporation | U.S. Energy Information Administration | http://www.eia.gov/electricity/data/browser/ | U.S. Energy Information Administration | 47954 | 2019 | 0.0 | 0.0 | 0.0 | 0.0 | 0.0 | 0.0 | 52.624 | U.S. Energy Information Administration |  |  |  |  | 351.94 | NO-ESTIMATION | NO-ESTIMATION | NO-ESTIMATION | NO-ESTIMATION | NO-ESTIMATION
USA | United States of America | Pio Pico Energy Center |  | USA0057555 | 395.4 | 32.5739 | -116.9178 | Gas |  |  |  | 2016.0000000000002 | Pio Pico Energy Center LLC | U.S. Energy Information Administration | http://www.eia.gov/electricity/data/browser/ | U.S. Energy Information Administration | 63148 | 2019 |  |  |  | 36.247 | 168.449 | 150.05700000000002 | 107.423 | U.S. Energy Information Administration |  |  |  |  | 1394.37 | NO-ESTIMATION | NO-ESTIMATION | NO-ESTIMATION | NO-ESTIMATION | CAPACITY-FACTOR-V1
USA | United States of America | University of Arizona - Biosphere 2 |  | USA0054594 | 3.1 | 32.5780 | -110.8526 | Gas | Oil |  |  | 1995.1612903225805 | University of Arizona - Biosphere 2 | U.S. Energy Information Administration | http://www.eia.gov/electricity/data/browser/ | U.S. Energy Information Administration | 14563 | 2019 | 0.08526 | 0.06272000000000001 | 0.05782000000000001 | 0.049 | 0.06176 | 0.041999999999999996 | 0.02 | U.S. Energy Information Administration |  |  |  |  | 10.93 | NO-ESTIMATION | NO-ESTIMATION | NO-ESTIMATION | NO-ESTIMATION | CAPACITY-FACTOR-V1
USA | United States of America | Robins |  | USA0007348 | 183.8 | 32.5792 | -83.5822 | Gas | Oil |  |  | 1994.9999999999998 | Georgia Power Co | U.S. Energy Information Administration | http://www.eia.gov/electricity/data/browser/ | U.S. Energy Information Administration | 20998 | 2019 | 2.478 | 7.439 | 0.8850000000000001 | 10.522 | 20.773 | 29.262999999999998 | 21.718 | U.S. Energy Information Administration |  |  |  |  | 648.16 | NO-ESTIMATION | NO-ESTIMATION | NO-ESTIMATION | NO-ESTIMATION | CAPACITY-FACTOR-V1
USA | United States of America | Otay Mesa Generating Project |  | USA0055345 | 688.5 | 32.5815 | -116.9150 | Gas |  |  |  | 2009.0 | Otay Mesa Energy Center LLC | U.S. Energy Information Administration | http://www.eia.gov/electricity/data/browser/ | U.S. Energy Information Administration | 38577 | 2019 | 3702.471 | 3650.654 | 3602.9849999999997 | 2654.182 | 2151.697 | 493.151 | 751.803 | U.S. Energy Information Administration |  |  |  |  | 2427.99 | NO-ESTIMATION | NO-ESTIMATION | NO-ESTIMATION | NO-ESTIMATION | CAPACITY-FACTOR-V1
USA | United States of America | Richard J Donovan Correctional Facility |  | USA0054936 | 2.6 | 32.5836 | -116.9309 | Gas |  |  |  | 1986.9999999999998 | California Dept of Corrections | U.S. Energy Information Administration | http://www.eia.gov/electricity/data/browser/ | U.S. Energy Information Administration | 18549 | 2019 | 18.0 | 0.0 | 12.937959999999999 | 6.6973199999999995 | 8.686 | 0.0 | 0.35 | U.S. Energy Information Administration |  |  |  |  | 9.16 | NO-ESTIMATION | NO-ESTIMATION | NO-ESTIMATION | NO-ESTIMATION | CAPACITY-FACTOR-V1
USA | United States of America | Talbot County Energy |  | USA0007916 | 726 | 32.5892 | -84.6917 | Gas | Oil |  |  | 2002.3333333333333 | Oglethorpe Power Corporation | U.S. Energy Information Administration | http://www.eia.gov/electricity/data/browser/ | U.S. Energy Information Administration | 47119 | 2019 | 123.63200300000001 | 206.168002 | 366.406002 | 676.284998 | 287.223003 | 506.46699600000005 | 492.906 | U.S. Energy Information Administration |  |  |  |  | 2560.23 | HYDRO-V1 | HYDRO-V1 | HYDRO-V1 | HYDRO-V1 | HYDRO-V1
USA | United States of America | Chula Vista Energy Center |  | USA0055540 | 44 | 32.5917 | -117.0586 | Gas |  |  |  | 2001.0 | Wellhead Energy LLC | U.S. Energy Information Administration | http://www.eia.gov/electricity/data/browser/ | U.S. Energy Information Administration | 47129 | 2019 | 0.511 | 0.905 | 1.1380000000000001 | 4.847 | 3.1870000000000003 | 3.0700000000000003 | 3.885 | U.S. Energy Information Administration |  |  |  |  | 155.16 | NO-ESTIMATION | NO-ESTIMATION | NO-ESTIMATION | NO-ESTIMATION | CAPACITY-FACTOR-V1
USA | United States of America | Greene County |  | USA0000010 | 1288.4 | 32.6017 | -87.7811 | Gas | Oil |  |  | 1982.2222912139086 | Alabama Power Co | U.S. Energy Information Administration | http://www.eia.gov/electricity/data/browser/ | U.S. Energy Information Administration | 12585 | 2019 | 2499.0690470000004 | 2857.9240320000004 | 2249.285002 | 0.0 | 884.809 | 1173.091 | 1767.889 | U.S. Energy Information Administration |  |  |  |  | 4543.53 | HYDRO-V1 | HYDRO-V1 | HYDRO-V1 | HYDRO-V1 | HYDRO-V1
USA | United States of America | H Allen Franklin Combined Cycle |  | USA0007710 | 1995.7 | 32.6078 | -85.0975 | Gas |  |  |  | 2004.0687478077868 | Southern Power Co | U.S. Energy Information Administration | http://www.eia.gov/electricity/data/browser/ | U.S. Energy Information Administration |  | 2019 | 8950.998 | 10167.617 | 10743.083999999999 | 11670.861 | 12465.364000000001 | 12248.562 | 12462.636 | U.S. Energy Information Administration |  |  |  |  | 7037.82 | NO-ESTIMATION | NO-ESTIMATION | NO-ESTIMATION | NO-ESTIMATION | CAPACITY-FACTOR-V1
USA | United States of America | Tenaska Central Alabama Generating Stn |  | USA0055440 | 927.1 | 32.6497 | -86.7400 | Gas | Oil |  |  | 2003.0 | Tenaska Alabama B LP | U.S. Energy Information Administration | http://www.eia.gov/electricity/data/browser/ | U.S. Energy Information Administration | 50241 | 2019 | 5191.599 | 0.0 | 0.0 | 0.0 | 0.0 | 0.0 | 4832.746 | U.S. Energy Information Administration |  |  |  |  | 3269.41 | HYDRO-V1 | HYDRO-V1 | HYDRO-V1 | HYDRO-V1 | HYDRO-V1
USA | United States of America | Tenaska Lindsay Hill Generating Station |  | USA0055271 | 939.4 | 32.6514 | -86.7386 | Gas | Oil |  |  | 2002.0000000000005 | Tenaska Alabama Partners LP | U.S. Energy Information Administration | http://www.eia.gov/electricity/data/browser/ | U.S. Energy Information Administration | 46230 | 2019 | 3203.739 | 0.0 | 4218.851024 | 0.0 | 0.0 | 0.0 | 1723.985 | U.S. Energy Information Administration |  |  |  |  | 3312.78 | NO-ESTIMATION | NO-ESTIMATION | NO-ESTIMATION | NO-ESTIMATION | NO-ESTIMATION
USA | United States of America | Ratcliffe |  | USA0057037 | 840 | 32.6547 | -88.7622 | Gas |  |  |  | 2014.0 | Mississippi Power Co | U.S. Energy Information Administration | http://www.eia.gov/electricity/data/browser/ | U.S. Energy Information Administration | 55618 | 2019 |  | 1137.607 | 4023.2169999999996 | 3772.048 | 3530.194 | 3547.541 | 4610.121 | U.S. Energy Information Administration |  |  |  |  | 2962.25 | WIND-V1 | WIND-V1 | WIND-V1 | WIND-V1 | WIND-V1
USA | United States of America | R W Miller |  | USA0003628 | 603.6 | 32.6581 | -98.3103 | Gas | Oil |  |  | 1981.2166998011926 | Brazos Electric Power Coop Inc | U.S. Energy Information Administration | http://www.eia.gov/electricity/data/browser/ | U.S. Energy Information Administration | 14902 | 2019 | 0.0 | 166.020004 | 185.25 | 251.511005 | 141.901003 | 402.061997 | 395.036 | U.S. Energy Information Administration |  |  |  |  | 2128.59 | WIND-V1 | WIND-V1 | WIND-V1 | WIND-V1 | WIND-V1
USA | United States of America | NRG Sterlington Power |  | USA0055099 | 208.5 | 32.6889 | -92.0811 | Gas |  |  |  | 2000.4820143884892 | NRG Sterlington Power LLC | U.S. Energy Information Administration | http://www.eia.gov/electricity/data/browser/ | U.S. Energy Information Administration | 48165 | 2019 | 0.183 | 4.363 | 3.5260000000000002 | 1.849 | 1.768 | 1.542 | 2.57 | U.S. Energy Information Administration |  |  |  |  | 735.27 | NO-ESTIMATION | NO-ESTIMATION | NO-ESTIMATION | NO-ESTIMATION | SOLAR-V1
USA | United States of America | Perryville Power Station |  | USA0055620 | 824.1 | 32.6908 | -92.0183 | Gas |  |  |  | 2001.7740565465356 | Entergy Louisiana LLC | U.S. Energy Information Administration | http://www.eia.gov/electricity/data/browser/ | U.S. Energy Information Administration | 47156 | 2019 | 1641.8010000000002 | 3421.2019999999998 | 3424.6620000000003 | 2812.676 | 1763.3729999999998 | 3827.5260000000003 | 2795.549 | U.S. Energy Information Administration |  |  |  |  | 2906.18 | NO-ESTIMATION | NO-ESTIMATION | NO-ESTIMATION | NO-ESTIMATION | CAPACITY-FACTOR-V1
USA | United States of America | C P Kelco San Diego Plant |  | USA0052147 | 29.2 | 32.6947 | -117.1436 | Gas |  |  |  | 1983.0 | CPKelco U S Inc | U.S. Energy Information Administration | http://www.eia.gov/electricity/data/browser/ | U.S. Energy Information Administration | 26714 | 2019 | 83.538 | 87.58200000000001 | 105.476 | 88.98 | 82.02662 | 81.59 | 90.1 | U.S. Energy Information Administration |  |  |  |  | 102.97 | SOLAR-V1 | SOLAR-V1 | SOLAR-V1 | SOLAR-V1 | SOLAR-V1
USA | United States of America | Chino Mines |  | USA0054667 | 54 | 32.6956 | -108.1225 | Gas |  |  |  | 1988.1666666666667 | FreePort-McMoRan-Corp-Chino Mines | U.S. Energy Information Administration | http://www.eia.gov/electricity/data/browser/ | U.S. Energy Information Administration |  | 2019 | 0.0 | 0.0 | 0.0 | 0.0 | 0.0 | 0.0 | 4.383 | U.S. Energy Information Administration |  |  |  |  | 190.43 | NO-ESTIMATION | NO-ESTIMATION | NO-ESTIMATION | NO-ESTIMATION | CAPACITY-FACTOR-V1
USA | United States of America | Sterlington |  | USA0001404 | 59.3 | 32.7047 | -92.0792 | Gas | Oil |  |  | 1973.0 | Entergy Louisiana LLC | U.S. Energy Information Administration | http://www.eia.gov/electricity/data/browser/ | U.S. Energy Information Administration | 25136 | 2019 | 0.0 | 0.0 | 0.0 | 0.0 | 0.0 | 0.0 | 0.885 | U.S. Energy Information Administration |  |  |  |  | 209.12 | NO-ESTIMATION | NO-ESTIMATION | NO-ESTIMATION | NO-ESTIMATION | CAPACITY-FACTOR-V1
USA | United States of America | Lieberman |  | USA0001417 | 253 | 32.7047 | -93.9597 | Gas |  |  |  | 1957.110671936759 | Southwestern Electric Power Co | U.S. Energy Information Administration | http://www.eia.gov/electricity/data/browser/ | U.S. Energy Information Administration | 33272 | 2019 | 0.0 | 0.0 | 0.0 | 0.0 | 0.0 | 0.0 | 77.865 | U.S. Energy Information Administration |  |  |  |  | 892.2 | NO-ESTIMATION | NO-ESTIMATION | NO-ESTIMATION | NO-ESTIMATION | CAPACITY-FACTOR-V1
USA | United States of America | Ouachita |  | USA0055467 | 903.9 | 32.7061 | -92.0683 | Gas |  |  |  | 2001.9999999999998 | Entergy Louisiana LLC | U.S. Energy Information Administration | http://www.eia.gov/electricity/data/browser/ | U.S. Energy Information Administration | 47024 | 2019 | 1389.1080000000002 | 3640.6420000000003 | 4685.606 | 3902.978 | 4160.061 | 4009.907 | 3595.463 | U.S. Energy Information Administration |  |  |  |  | 3187.59 | NO-ESTIMATION | NO-ESTIMATION | NO-ESTIMATION | NO-ESTIMATION | CAPACITY-FACTOR-V1
USA | United States of America | Cunningham |  | USA0002454 | 519.2 | 32.7131 | -103.3533 | Gas |  |  |  | 1979.9757318952236 | Southwestern Public Service Co | U.S. Energy Information Administration | http://www.eia.gov/electricity/data/browser/ | U.S. Energy Information Administration | 33291 | 2019 | 1001.273 | 1054.42 | 937.891 | 1340.85 | 877.677 | 1156.142 | 1707.645 | U.S. Energy Information Administration |  |  |  |  | 1830.95 | NO-ESTIMATION | NO-ESTIMATION | NO-ESTIMATION | NO-ESTIMATION | CAPACITY-FACTOR-V1
USA | United States of America | Maddox |  | USA0002446 | 212 | 32.7142 | -103.3015 | Gas |  |  |  | 1970.4721698113206 | Southwestern Public Service Co | U.S. Energy Information Administration | http://www.eia.gov/electricity/data/browser/ | U.S. Energy Information Administration | 33299 | 2019 | 296.675 | 419.237 | 384.324 | 320.707 | 381.807 | 555.196 | 888.606 | U.S. Energy Information Administration |  |  |  |  | 747.61 | NO-ESTIMATION | NO-ESTIMATION | NO-ESTIMATION | NO-ESTIMATION | CAPACITY-FACTOR-V1
USA | United States of America | NRG Energy San Diego |  | USA0054337 | 1.6 | 32.7149 | -117.1689 | Gas |  |  |  | 1986.0000000000002 | NRG Energy Center San Diego LLC | U.S. Energy Information Administration | http://www.eia.gov/electricity/data/browser/ | U.S. Energy Information Administration | 68522 | 2019 | 1.695 | 1.056 | 1.95 | 1.294 | 1.764 | 1.907 |  | U.S. Energy Information Administration |  |  |  |  | 5.64 | HYDRO-V1 | HYDRO-V1 | HYDRO-V1 | HYDRO-V1 | HYDRO-V1
USA | United States of America | Yucca |  | USA0000120 | 425 | 32.7214 | -114.7106 | Gas | Oil |  |  | 1980.4141176470591 | Arizona Public Service Co | U.S. Energy Information Administration | http://www.eia.gov/electricity/data/browser/ | U.S. Energy Information Administration | 13504 | 2019 | 315.526 | 347.465998 | 330.414 | 360.704 | 312.68499799999995 | 456.77700500000003 | 414.041 | U.S. Energy Information Administration |  |  |  |  | 1498.76 | NO-ESTIMATION | NO-ESTIMATION | NO-ESTIMATION | NO-ESTIMATION | CAPACITY-FACTOR-V1
USA | United States of America | Mountain Creek |  | USA0003453 | 852.2 | 32.7231 | -96.9358 | Gas |  |  |  | 1963.8121333020415 | Mountain Creek Power LLC | U.S. Energy Information Administration | http://www.eia.gov/electricity/data/browser/ | U.S. Energy Information Administration | 34474 | 2019 | 285.13100000000003 | 206.023 | 406.25100000000003 | 506.39 | 182.89600000000002 | 408.65500000000003 | 412.977 | U.S. Energy Information Administration |  |  |  |  | 3005.27 | NO-ESTIMATION | NO-ESTIMATION | NO-ESTIMATION | NO-ESTIMATION | CAPACITY-FACTOR-V1
USA | United States of America | Naval Hospital Medical Center |  | USA0050963 | 5.3 | 32.7261 | -117.1464 | Gas |  |  |  | 2003.9999999999998 | Department of the Navy | U.S. Energy Information Administration | http://www.eia.gov/electricity/data/browser/ | U.S. Energy Information Administration |  | 2019 | 32.367 | 27.09 | 12.82624 | 4.083 | 29.911 | 23.37 | 18.0858 | U.S. Energy Information Administration |  |  |  |  | 18.69 | HYDRO-V1 | HYDRO-V1 | HYDRO-V1 | HYDRO-V1 | HYDRO-V1
USA | United States of America | Hobbs Generating Station |  | USA0056458 | 665.6 | 32.7283 | -103.3094 | Gas |  |  |  | 2008.0 | Lea Power Partners LLC | U.S. Energy Information Administration | http://www.eia.gov/electricity/data/browser/ | U.S. Energy Information Administration |  | 2019 | 3031.9359999999997 | 2705.1240000000003 | 3688.369 | 3499.411 | 3226.1189999999997 | 4103.438999999999 | 3364.279 | U.S. Energy Information Administration |  |  |  |  | 2347.23 | NO-ESTIMATION | NO-ESTIMATION | NO-ESTIMATION | NO-ESTIMATION | CAPACITY-FACTOR-V1
USA | United States of America | Handley |  | USA0003491 | 1314.8 | 32.7283 | -97.2192 | Gas |  |  |  | 1972.343626407058 | Exelon Power | U.S. Energy Information Administration | http://www.eia.gov/electricity/data/browser/ | U.S. Energy Information Administration | 34469 | 2019 | 0.0 | 0.0 | 0.0 | 549.584 | 0.0 | 0.0 | 615.576 | U.S. Energy Information Administration |  |  |  |  | 4636.63 | NO-ESTIMATION | NO-ESTIMATION | NO-ESTIMATION | NO-ESTIMATION | CAPACITY-FACTOR-V1
USA | United States of America | Yuma Cogeneration Associates |  | USA0054694 | 62.6 | 32.7288 | -114.6541 | Gas |  |  |  | 1994.0 | Falcon Power Operating Company | U.S. Energy Information Administration | http://www.eia.gov/electricity/data/browser/ | U.S. Energy Information Administration | 15314 | 2019 | 0.0 | 0.0 | 0.0 | 0.0 | 0.0 | 0.0 | 59.62 | U.S. Energy Information Administration |  |  |  |  | 220.75 | NO-ESTIMATION | NO-ESTIMATION | NO-ESTIMATION | SOLAR-V1 | SOLAR-V1
USA | United States of America | EG178 Facility |  | USA0056233 | 153.9 | 32.7471 | -100.9547 | Gas |  |  |  | 2005.0 | Kinder Morgan Production Company LP | U.S. Energy Information Administration | http://www.eia.gov/electricity/data/browser/ | U.S. Energy Information Administration |  | 2019 | 865.0590000000001 | 889.803 | 852.771 | 843.912 | 837.2139999999999 | 786.48 | 648.741 | U.S. Energy Information Administration |  |  |  |  | 542.72 | NO-ESTIMATION | NO-ESTIMATION | NO-ESTIMATION | NO-ESTIMATION | CAPACITY-FACTOR-V1
USA | United States of America | Forney Energy Center |  | USA0055480 | 1894.2 | 32.7563 | -96.4916 | Gas |  |  |  | 2003.0 | LaFrontera Holdings LLC | U.S. Energy Information Administration | http://www.eia.gov/electricity/data/browser/ | U.S. Energy Information Administration | 48028 | 2019 | 8199.439 | 8583.702000000001 | 9587.419 | 9492.646 | 9685.471 | 10421.597 | 10526.719 | U.S. Energy Information Administration |  |  |  |  | 6679.88 | HYDRO-V1 | HYDRO-V1 | HYDRO-V1 | HYDRO-V1 | HYDRO-V1
USA | United States of America | Village Creek Water Reclamation Facility |  | USA0054520 | 12.4 | 32.7751 | -97.1421 | Gas | Biomass |  |  | 1999.9838709677422 | Ft Worth City of | U.S. Energy Information Administration | http://www.eia.gov/electricity/data/browser/ | U.S. Energy Information Administration | 49099 | 2019 | 34.718 | 33.447 | 33.524 | 35.102000000000004 | 33.136 | 33.43 | 35.151 | U.S. Energy Information Administration |  |  |  |  | 43.72 | HYDRO-V1 | HYDRO-V1 | HYDRO-V1 | HYDRO-V1 | HYDRO-V1
USA | United States of America | San Diego State University |  | USA0050061 | 15.1 | 32.7782 | -117.0701 | Gas | Solar |  |  | 2002.774834437086 | San Diego State University | U.S. Energy Information Administration | http://www.eia.gov/electricity/data/browser/ | U.S. Energy Information Administration |  | 2019 | 58.663 | 71.452 | 68.736 | 56.647999999999996 | 53.877 | 56.717000000000006 | 53.953 | U.S. Energy Information Administration |  |  |  |  | 53.25 | NO-ESTIMATION | NO-ESTIMATION | NO-ESTIMATION | NO-ESTIMATION | CAPACITY-FACTOR-V1
USA | United States of America | Grossmont Hospital |  | USA0010115 | 4.5 | 32.7797 | -117.0064 | Gas |  |  |  | 2016.0 | Sharp Grossmont Hospital | U.S. Energy Information Administration | http://www.eia.gov/electricity/data/browser/ | U.S. Energy Information Administration | 21510 | 2019 | 5.271 | 9.059000000000001 | 10.883000000000001 | 19.429000000000002 | 24.71 | 29.556 | 24.948 | U.S. Energy Information Administration |  |  |  |  | 15.86 | NO-ESTIMATION | NO-ESTIMATION | NO-ESTIMATION | NO-ESTIMATION | CAPACITY-FACTOR-V1
USA | United States of America | El Cajon Energy Center |  | USA0057001 | 49.9 | 32.7961 | -116.9721 | Gas |  |  |  | 2010.0 | El Cajon Energy LLC | U.S. Energy Information Administration | http://www.eia.gov/electricity/data/browser/ | U.S. Energy Information Administration | 63250 | 2019 | 24.198 | 27.154 | 15.671000000000001 | 10.34 | 13.393 | 16.736 | 8.835 | U.S. Energy Information Administration |  |  |  |  | 175.97 | NO-ESTIMATION | NO-ESTIMATION | NO-ESTIMATION | NO-ESTIMATION | SOLAR-V1
USA | United States of America | Cuyamaca Peak Energy Plant |  | USA0055512 | 48.7 | 32.7965 | -116.9721 | Gas |  |  |  | 2002.0 | San Diego Gas & Electric Co | U.S. Energy Information Administration | http://www.eia.gov/electricity/data/browser/ | U.S. Energy Information Administration | 55129 | 2019 | 40.203 | 23.354 | 10.28 | 8.176 | 8.538 | 14.888 | 7.037 | U.S. Energy Information Administration |  |  |  |  | 171.74 | WIND-V1 | WIND-V1 | WIND-V1 | WIND-V1 | WIND-V1
USA | United States of America | Kemper County |  | USA0007960 | 372 | 32.7976 | -88.6060 | Gas | Oil |  |  | 2002.0 | Tennessee Valley Authority | U.S. Energy Information Administration | http://www.eia.gov/electricity/data/browser/ | U.S. Energy Information Administration | 55618 | 2019 | 99.919 | 97.81700000000001 | 222.71899700000003 | 474.082002 | 0.0 | 0.0 | 244.737 | U.S. Energy Information Administration |  |  |  |  | 1311.85 | NO-ESTIMATION | NO-ESTIMATION | NO-ESTIMATION | SOLAR-V1 | SOLAR-V1
USA | United States of America | El Centro Hybrid |  | USA0000389 | 388.3 | 32.8022 | -115.5400 | Gas | Oil | Storage |  | 1993.3327324233844 | Imperial Irrigation District | U.S. Energy Information Administration | http://www.eia.gov/electricity/data/browser/ | U.S. Energy Information Administration | 22908 | 2019 | 0.0 | 0.0 | 998.9970080000002 | 0.0 | 1044.631 | 750.4630000000001 | 638.28 | U.S. Energy Information Administration |  |  |  |  | 1369.33 | NO-ESTIMATION | NO-ESTIMATION | NO-ESTIMATION | NO-ESTIMATION | CAPACITY-FACTOR-V1
USA | United States of America | Kyocera America Project |  | USA0010720 | 3.8 | 32.8197 | -117.1405 | Gas |  |  |  | 2012.0000000000002 | Kyocrea International Ind | U.S. Energy Information Administration | http://www.eia.gov/electricity/data/browser/ | U.S. Energy Information Administration |  | 2019 | 12.186 | 9.46 | 11.44 | 7.846 | 13.018 | 11.518 | 12.087 | U.S. Energy Information Administration |  |  |  |  | 13.4 | NO-ESTIMATION | SOLAR-V1 | SOLAR-V1 | SOLAR-V1 | SOLAR-V1
USA | United States of America | Hagood |  | USA0003285 | 177.3 | 32.8265 | -79.9634 | Gas | Oil |  |  | 1996.92611393119 | Dominion Energy South Carolina Inc | U.S. Energy Information Administration | http://www.eia.gov/electricity/data/browser/ | U.S. Energy Information Administration | 32980 | 2019 | 33.301 | 28.721999999999998 | 26.037000000000003 | 28.307 | 32.135000000000005 | 23.667 | 13.23 | U.S. Energy Information Administration |  |  |  |  | 625.24 | NO-ESTIMATION | SOLAR-V1 | SOLAR-V1 | SOLAR-V1 | SOLAR-V1
USA | United States of America | Lake Hubbard |  | USA0003452 | 927.5 | 32.8358 | -96.5458 | Gas |  |  |  | 1971.7175202156334 | Luminant Generation Company LLC | U.S. Energy Information Administration | http://www.eia.gov/electricity/data/browser/ | U.S. Energy Information Administration | 34472 | 2019 | 264.702998 | 264.099004 | 0.0 | 0.0 | 0.0 | 0.0 | 318.791 | U.S. Energy Information Administration |  |  |  |  | 3270.82 | NO-ESTIMATION | NO-ESTIMATION | NO-ESTIMATION | NO-ESTIMATION | CAPACITY-FACTOR-V1
USA | United States of America | Yazoo |  | USA0002067 | 34.1 | 32.8458 | -90.4211 | Gas | Oil |  |  | 1959.4545454545453 | Public Serv Comm of Yazoo City | U.S. Energy Information Administration | http://www.eia.gov/electricity/data/browser/ | U.S. Energy Information Administration | 26556 | 2019 | 0.0 | 0.0 | 0.0 | 0.0 | 0.0 | 0.0 | 0.437 | U.S. Energy Information Administration |  |  |  |  | 120.25 | NO-ESTIMATION | NO-ESTIMATION | NO-ESTIMATION | NO-ESTIMATION | CAPACITY-FACTOR-V1
USA | United States of America | Wilkes |  | USA0003478 | 882 | 32.8482 | -94.5480 | Gas | Oil |  |  | 1969.5714285714287 | Southwestern Electric Power Co | U.S. Energy Information Administration | http://www.eia.gov/electricity/data/browser/ | U.S. Energy Information Administration | 33279 | 2019 | 0.0 | 774.009997 | 663.7969959999999 | 0.0 | 0.0 | 0.0 | 630.912 | U.S. Energy Information Administration |  |  |  |  | 3110.36 | NO-ESTIMATION | NO-ESTIMATION | NO-ESTIMATION | SOLAR-V1 | SOLAR-V1
USA | United States of America | Illumina Way SD |  | USA0063603 | 3.5 | 32.8730 | -117.1997 | Gas |  |  |  | 2019.0 | Bloom Energy | U.S. Energy Information Administration | http://www.eia.gov/electricity/data/browser/ | U.S. Energy Information Administration |  | 2019 | [6 empty] | 7.914 | U.S. Energy Information Administration |  |  |  |  | 12.34 | NO-ESTIMATION | NO-ESTIMATION | SOLAR-V1 | SOLAR-V1 | SOLAR-V1
USA | United States of America | University of California San Diego Hybrid |  | USA0057584 | 35.5 | 32.8747 | -117.2392 | Gas | Storage |  |  | 2002.056338028169 | University of California San Diego | U.S. Energy Information Administration | http://www.eia.gov/electricity/data/browser/ | U.S. Energy Information Administration | 35424 | 2019 | 0.0 | 203.05499999999998 | 199.763 | 212.297 | 209.01100000000002 | 206.38000000000002 | 229.154 | U.S. Energy Information Administration |  |  |  |  | 125.19 | NO-ESTIMATION | NO-ESTIMATION | NO-ESTIMATION | NO-ESTIMATION | CAPACITY-FACTOR-V1
USA | United States of America | Miramar Energy Facility |  | USA0056232 | 106 | 32.8769 | -117.1664 | Gas |  |  |  | 2007.0 | San Diego Gas & Electric Co | U.S. Energy Information Administration | http://www.eia.gov/electricity/data/browser/ | U.S. Energy Information Administration | 53747 | 2019 | 143.931 | 89.425 | 81.464 | 122.813 | 112.096 | 92.44800000000001 | 73.629 | U.S. Energy Information Administration |  |  |  |  | 373.8 | NO-ESTIMATION | NO-ESTIMATION | NO-ESTIMATION | NO-ESTIMATION | CAPACITY-FACTOR-V1
USA | United States of America | P Plant |  | USA0059456 | 9.2 | 32.8947 | -117.1981 | Gas |  |  |  | 2010.9999999999998 | Qualcomm Incorporated | U.S. Energy Information Administration | http://www.eia.gov/electricity/data/browser/ | U.S. Energy Information Administration |  | 2019 |  | 28.789 | 29.703 | 39.85 | 35.725 | 37.962 | 34.422 | U.S. Energy Information Administration |  |  |  |  | 32.44 | NO-ESTIMATION | NO-ESTIMATION | NO-ESTIMATION | NO-ESTIMATION | CAPACITY-FACTOR-V1
USA | United States of America | W Plant |  | USA0059458 | 4.6 | 32.9033 | -117.1956 | Gas |  |  |  | 2005.0000000000002 | Qualcomm Incorporated | U.S. Energy Information Administration | http://www.eia.gov/electricity/data/browser/ | U.S. Energy Information Administration |  | 2019 |  | 30.865000000000002 | 36.017 | 35.344 | 33.722 | 34.706 | 35.038 | U.S. Energy Information Administration |  |  |  |  | 16.22 | NO-ESTIMATION | NO-ESTIMATION | SOLAR-V1 | SOLAR-V1 | SOLAR-V1
USA | United States of America | CF Industries Yazoo City Complex |  | USA0010195 | 25 | 32.9041 | -90.3781 | Gas |  |  |  | 1984.0 | CF Industries Nitrogen LLC | U.S. Energy Information Administration | http://www.eia.gov/electricity/data/browser/ | U.S. Energy Information Administration | 37489 | 2019 | 151.689 | 162.661 | 153.758 | 150.787 | 165.918 | 154.92600000000002 | 151.885 | U.S. Energy Information Administration |  |  |  |  | 88.16 | NO-ESTIMATION | NO-ESTIMATION | NO-ESTIMATION | NO-ESTIMATION | CAPACITY-FACTOR-V1
USA | United States of America | Desert Basin |  | USA0055129 | 646.1 | 32.9042 | -111.7889 | Gas |  |  |  | 2001.0 | Salt River Project | U.S. Energy Information Administration | http://www.eia.gov/electricity/data/browser/ | U.S. Energy Information Administration | 45404 | 2019 | 889.3870000000001 | 1464.694 | 1953.7930000000001 | 1154.728 | 1032.8780000000002 | 2335.543 | 2220.079 | U.S. Energy Information Administration |  |  |  |  | 2278.46 | NO-ESTIMATION | NO-ESTIMATION | NO-ESTIMATION | NO-ESTIMATION | CAPACITY-FACTOR-V1
USA | United States of America | Q Plant |  | USA0059457 | 4.6 | 32.9042 | -117.2011 | Gas |  |  |  | 2013.0 | Qualcomm Incorporated | U.S. Energy Information Administration | http://www.eia.gov/electricity/data/browser/ | U.S. Energy Information Administration |  | 2019 |  | 36.613 | 35.197 | 35.215 | 33.961 | 35.625 | 34.458 | U.S. Energy Information Administration |  |  |  |  | 16.22 | NO-ESTIMATION | NO-ESTIMATION | NO-ESTIMATION | NO-ESTIMATION | CAPACITY-FACTOR-V1
USA | United States of America | Spreckels Sugar Company |  | USA0057916 | 8.9 | 32.9111 | -115.5681 | Gas |  |  |  | 1948.0 | Spreckels Sugar Company | U.S. Energy Information Administration | http://www.eia.gov/electricity/data/browser/ | U.S. Energy Information Administration |  | 2019 | 0.0 | 0.0 | 0.0 | 0.0 | 0.0 | 0.0 | 21.8987 | U.S. Energy Information Administration |  |  |  |  | 31.38 | HYDRO-V1 | HYDRO-V1 | HYDRO-V1 | HYDRO-V1 | HYDRO-V1
USA | United States of America | Edward L. Addison Generating Plant |  | USA0055267 | 701.2 | 32.9111 | -84.3064 | Gas | Oil |  |  | 1999.9999999999998 | Southern Power Co | U.S. Energy Information Administration | http://www.eia.gov/electricity/data/browser/ | U.S. Energy Information Administration | 45658 | 2019 | 153.398001 | 531.583998 | 394.31300400000003 | 403.590005 | 290.15699900000004 | 346.81100499999997 | 369.727 | U.S. Energy Information Administration |  |  |  |  | 2472.77 | HYDRO-V1 | HYDRO-V1 | HYDRO-V1 | HYDRO-V1 | HYDRO-V1
USA | United States of America | Coolidge Generation Station |  | USA0056948 | 726 | 32.9174 | -111.5033 | Gas |  |  |  | 2011.0 | Salt River Project | U.S. Energy Information Administration | http://www.eia.gov/electricity/data/browser/ | U.S. Energy Information Administration | 58073 | 2019 | 234.21216 | 211.11356 | 277.29002 | 167.69564000000003 | 167.26542 | 155.33392 | 330.1918 | U.S. Energy Information Administration |  |  |  |  | 2560.23 | NO-ESTIMATION | NO-ESTIMATION | NO-ESTIMATION | SOLAR-V1 | SOLAR-V1
USA | United States of America | Lone Star |  | USA0003477 | 40 | 32.9215 | -94.7226 | Gas |  |  |  | 1954.0 | Southwestern Electric Power Co | U.S. Energy Information Administration | http://www.eia.gov/electricity/data/browser/ | U.S. Energy Information Administration | 33271 | 2019 | 2.041 | 1.5723699999999998 | 5.531 | 8.53 | 1.131 | 5.917 | 11.483 | U.S. Energy Information Administration |  |  |  |  | 141.05 | HYDRO-V1 | HYDRO-V1 | HYDRO-V1 | HYDRO-V1 | HYDRO-V1
USA | United States of America | Sundance |  | USA0055522 | 605 | 32.9285 | -111.5899 | Gas |  |  |  | 2002.0 | Arizona Public Service Co | U.S. Energy Information Administration | http://www.eia.gov/electricity/data/browser/ | U.S. Energy Information Administration | 47270 | 2019 | 131.589 | 52.865 | 56.518 | 234.372 | 381.338 | 364.133 | 303.204 | U.S. Energy Information Administration |  |  |  |  | 2133.52 | NO-ESTIMATION | NO-ESTIMATION | NO-ESTIMATION | NO-ESTIMATION | CAPACITY-FACTOR-V1
USA | United States of America | Mustang Station |  | USA0055065 | 521 | 32.9728 | -102.7417 | Gas |  |  |  | 1999.3312859884836 | Golden Spread Electric Cooperative Inc | U.S. Energy Information Administration | http://www.eia.gov/electricity/data/browser/ | U.S. Energy Information Administration | 21537 | 2019 | 1906.1860000000001 | 2213.7039999999997 | 421.22600000000006 | 1964.7490000000003 | 1793.555 | 2085.5789999999997 | 2419.793 | U.S. Energy Information Administration |  |  |  |  | 1837.3 | NO-ESTIMATION | NO-ESTIMATION | NO-ESTIMATION | NO-ESTIMATION | CAPACITY-FACTOR-V1
USA | United States of America | Mustang Station Unit 4 |  | USA0056326 | 510 | 32.9746 | -102.7436 | Gas |  |  |  | 2008.6666666666667 | Golden Spread Electric Cooperative Inc | U.S. Energy Information Administration | http://www.eia.gov/electricity/data/browser/ | U.S. Energy Information Administration | 21537 | 2019 | 138.613 | 124.863 | 356.24 | 323.081 | 408.92900000000003 | 851.4200000000001 | 1757.444 | U.S. Energy Information Administration |  |  |  |  | 1798.51 | HYDRO-V1 | HYDRO-V1 | HYDRO-V1 | HYDRO-V1 | HYDRO-V1
USA | United States of America | Gila River Power Block 1 |  | USA0059338 | 619 | 32.9750 | -112.6944 | Gas |  |  |  | 2003.0 | Salt River Project | U.S. Energy Information Administration | http://www.eia.gov/electricity/data/browser/ | U.S. Energy Information Administration | 46888 | 2019 | 2091.5860000000002 | 1602.451 | 2184.129 | 1680.98 | 2.678 | 1493.158 | 1746.773 | U.S. Energy Information Administration |  |  |  |  | 2182.9 | NO-ESTIMATION | NO-ESTIMATION | NO-ESTIMATION | NO-ESTIMATION | CAPACITY-FACTOR-V1
USA | United States of America | Gila River Power Block 2 |  | USA0060768 | 619 | 32.9750 | -112.6944 | Gas |  |  |  | 2003.0 | Salt River Project | U.S. Energy Information Administration | http://www.eia.gov/electricity/data/browser/ | U.S. Energy Information Administration | 46888 | 2019 |  |  |  | 119.89099999999999 | 23.776 | 2248.005 | 2840.032 | U.S. Energy Information Administration |  |  |  |  | 2182.9 | NO-ESTIMATION | NO-ESTIMATION | NO-ESTIMATION | NO-ESTIMATION | CAPACITY-FACTOR-V1
USA | United States of America | Gila River Power Block 3 |  | USA0059784 | 619 | 32.9750 | -112.6944 | Gas |  |  |  | 2003.0 | Salt River Project | U.S. Energy Information Administration | http://www.eia.gov/electricity/data/browser/ | U.S. Energy Information Administration | 46888 | 2019 |  | 1.081 | 2170.6330000000003 | 2386.901 | 2259.157 | 2585.917 | 2942.31 | U.S. Energy Information Administration |  |  |  |  | 2182.9 | NO-ESTIMATION | NO-ESTIMATION | NO-ESTIMATION | NO-ESTIMATION | CAPACITY-FACTOR-V1
USA | United States of America | Gila River Power Block 4 |  | USA0055306 | 619 | 32.9750 | -112.6944 | Gas |  |  |  | 2003.0 | Salt River Project | U.S. Energy Information Administration | http://www.eia.gov/electricity/data/browser/ | U.S. Energy Information Administration | 46888 | 2019 | 4119.938 | 2566.958 | 1980.625 | 2841.224 | 1154.42 | 2450.933 | 1071.988 | U.S. Energy Information Administration |  |  |  |  | 2182.9 | NO-ESTIMATION | NO-ESTIMATION | NO-ESTIMATION | NO-ESTIMATION | CAPACITY-FACTOR-V1
USA | United States of America | LCEC Generation LLVC |  | USA0057872 | 46.5 | 32.9781 | -103.3239 | Gas |  |  |  | 2012.0000000000002 | Western Farmers Elec Coop Inc | U.S. Energy Information Administration | http://www.eia.gov/electricity/data/browser/ | U.S. Energy Information Administration |  | 2019 | 13.429 | 66.615 | 31.292 | 53.72 | 40.548 | 46.416000000000004 | 48.095 | U.S. Energy Information Administration |  |  |  |  | 163.98 | NO-ESTIMATION | NO-ESTIMATION | NO-ESTIMATION | NO-ESTIMATION | CAPACITY-FACTOR-V1
USA | United States of America | Smarr Energy Center |  | USA0007829 | 242 | 32.9842 | -83.8464 | Gas |  |  |  | 1999.0 | Oglethorpe Power Corporation | U.S. Energy Information Administration | http://www.eia.gov/electricity/data/browser/ | U.S. Energy Information Administration | 45406 | 2019 | 12.94 | 30.078 | 111.965 | 195.729 | 140.573 | 234.699 | 274.27 | U.S. Energy Information Administration |  |  |  |  | 853.41 | NO-ESTIMATION | NO-ESTIMATION | NO-ESTIMATION | NO-ESTIMATION | CAPACITY-FACTOR-V1
USA | United States of America | Hillabee Energy Center |  | USA0055411 | 822.8 | 33.0007 | -85.9033 | Gas |  |  |  | 2010.0 | CER Generation LLC | U.S. Energy Information Administration | http://www.eia.gov/electricity/data/browser/ | U.S. Energy Information Administration | 49075 | 2019 | 3556.649 | 5027.955 | 5187.348 | 5387.101000000001 | 3057.248 | 4376.115 | 5035.173 | U.S. Energy Information Administration |  |  |  |  | 2901.6 | NO-ESTIMATION | NO-ESTIMATION | NO-ESTIMATION | NO-ESTIMATION | CAPACITY-FACTOR-V1
USA | United States of America | Wasson CO2 Removal Plant |  | USA0052122 | 23.4 | 33.0099 | -102.7569 | Gas |  |  |  | 1988.0 | Occidental Permian Ltd | U.S. Energy Information Administration | http://www.eia.gov/electricity/data/browser/ | U.S. Energy Information Administration | 13238 | 2019 | 122.742 | 156.96 | 161.1 | 156.13 | 150.33100000000002 | 162.862 | 152.499 | U.S. Energy Information Administration |  |  |  |  | 82.51 | NO-ESTIMATION | NO-ESTIMATION | NO-ESTIMATION | NO-ESTIMATION | CAPACITY-FACTOR-V1
USA | United States of America | Attala |  | USA0055220 | 551.3 | 33.0147 | -89.6753 | Gas |  |  |  | 2000.9999999999998 | Entergy Mississippi LLC | U.S. Energy Information Administration | http://www.eia.gov/electricity/data/browser/ | U.S. Energy Information Administration | 46486 | 2019 | 2193.526 | 3232.686 | 3297.745 | 3059.868 | 2295.2780000000002 | 2204.188 | 1658.876 | U.S. Energy Information Administration |  |  |  |  | 1944.15 | NO-ESTIMATION | NO-ESTIMATION | NO-ESTIMATION | NO-ESTIMATION | CAPACITY-FACTOR-V1
USA | United States of America | Wise County Power LLC |  | USA0055320 | 821.7 | 33.0583 | -97.9103 | Gas |  |  |  | 2003.9999999999998 | Wise County Power Company LLC | U.S. Energy Information Administration | http://www.eia.gov/electricity/data/browser/ | U.S. Energy Information Administration | 48606 | 2019 | 3837.2929000000004 | 3763.5301 | 4363.9058 | 2629.03271 | 863.0565300000001 | 1071.55427 | 2841.134 | U.S. Energy Information Administration |  |  |  |  | 2897.72 | HYDRO-V1 | HYDRO-V1 | HYDRO-V1 | HYDRO-V1 | HYDRO-V1
USA | United States of America | Ray Olinger |  | USA0003576 | 427.7 | 33.0681 | -96.4525 | Gas |  |  |  | 1977.9300911854102 | City of Garland - (TX) | U.S. Energy Information Administration | http://www.eia.gov/electricity/data/browser/ | U.S. Energy Information Administration | 20734 | 2019 | 0.0 | 0.0 | 0.0 | 0.0 | 0.0 | 0.0 | 91.743 | U.S. Energy Information Administration |  |  |  |  | 1508.28 | NO-ESTIMATION | NO-ESTIMATION | NO-ESTIMATION | NO-ESTIMATION | CAPACITY-FACTOR-V1
USA | United States of America | Washington County Power LLC |  | USA0055332 | 795.6 | 33.0922 | -82.9800 | Gas |  |  |  | 2003.0 | SEPG Operating Services LLC WCP | U.S. Energy Information Administration | http://www.eia.gov/electricity/data/browser/ | U.S. Energy Information Administration |  | 2019 | 125.94500000000001 | 61.274 | 197.51500000000001 | 128.929 | 118.699 | 111.702 | 223.658 | U.S. Energy Information Administration |  |  |  |  | 2805.67 | WIND-V1 | WIND-V1 | WIND-V1 | WIND-V1 | WIND-V1
USA | United States of America | Jack County |  | USA0055230 | 1280 | 33.1010 | -97.9574 | Gas |  |  |  | 2008.5 | Brazos Electric Power Coop Inc | U.S. Energy Information Administration | http://www.eia.gov/electricity/data/browser/ | U.S. Energy Information Administration | 51904 | 2019 | 5432.917 | 6240.763000000001 | 6187.5380000000005 | 5347.073 | 3244.875 | 3651.675 | 4066.724 | U.S. Energy Information Administration |  |  |  |  | 4513.91 | NO-ESTIMATION | NO-ESTIMATION | NO-ESTIMATION | NO-ESTIMATION | CAPACITY-FACTOR-V1
USA | United States of America | Goal Line LP |  | USA0054749 | 51.4 | 33.1185 | -117.0995 | Gas |  |  |  | 1994.0 | Goal Line LP | U.S. Energy Information Administration | http://www.eia.gov/electricity/data/browser/ | U.S. Energy Information Administration | 33713 | 2019 | 161.084 | 165.13600000000002 | 22.797 | 22.993000000000002 | 22.311 | 18.142 | 8.494 | U.S. Energy Information Administration |  |  |  |  | 181.26 | HYDRO-V1 | HYDRO-V1 | HYDRO-V1 | HYDRO-V1 | HYDRO-V1
USA | United States of America | AL Sandersville LLC |  | USA0055672 | 692 | 33.1189 | -82.8608 | Gas |  |  |  | 2002.0 | SEPG Operating Services LLC ALS | U.S. Energy Information Administration | http://www.eia.gov/electricity/data/browser/ | U.S. Energy Information Administration | 49338 | 2019 | 3.529 | 9.041 | 7.382000000000001 | 6.974 | 1.145 | 73.109 | 93.046 | U.S. Energy Information Administration |  |  |  |  | 2440.33 | NO-ESTIMATION | NO-ESTIMATION | NO-ESTIMATION | NO-ESTIMATION | CAPACITY-FACTOR-V1
USA | United States of America | Palomar Energy |  | USA0055985 | 559 | 33.1197 | -117.1178 | Gas |  |  |  | 2005.4096601073345 | San Diego Gas & Electric Co | U.S. Energy Information Administration | http://www.eia.gov/electricity/data/browser/ | U.S. Energy Information Administration | 49516 | 2019 | 3773.689 | 2598.647 | 3002.429 | 2299.052 | 2517.137 | 1925.066 | 1182.812 | U.S. Energy Information Administration |  |  |  |  | 1971.31 | NO-ESTIMATION | NO-ESTIMATION | NO-ESTIMATION | NO-ESTIMATION | CAPACITY-FACTOR-V1
USA | United States of America | CalPeak Power Enterprise Peaker Plant |  | USA0055513 | 58.9 | 33.1219 | -117.1174 | Gas |  |  |  | 2001.0 | CalPeak Power LLC | U.S. Energy Information Administration | http://www.eia.gov/electricity/data/browser/ | U.S. Energy Information Administration | 48454 | 2019 | 12.505 | 16.682 | 16.434 | 12.176 | 11.959 | 12.241 | 5.493 | U.S. Energy Information Administration |  |  |  |  | 207.71 | HYDRO-V1 | HYDRO-V1 | HYDRO-V1 | HYDRO-V1 | HYDRO-V1
USA | United States of America | Escondido Energy Center |  | USA0055538 | 49.9 | 33.1261 | -117.1172 | Gas |  |  |  | 2013.9999999999998 | Wellhead Energy LLC | U.S. Energy Information Administration | http://www.eia.gov/electricity/data/browser/ | U.S. Energy Information Administration | 48400 | 2019 | 0.0 | 40.218 | 46.829 | 31.846 | 43.735 | 25.261 | 17.393 | U.S. Energy Information Administration |  |  |  |  | 175.97 | WIND-V1 | WIND-V1 | WIND-V1 | WIND-V1 | WIND-V1
USA | United States of America | Graham |  | USA0003490 | 634.7 | 33.1344 | -98.6117 | Gas |  |  |  | 1965.8778950685362 | Luminant Generation Company LLC | U.S. Energy Information Administration | http://www.eia.gov/electricity/data/browser/ | U.S. Energy Information Administration | 34467 | 2019 | 0.0 | 0.0 | 0.0 | 0.0 | 0.0 | 0.0 | 277.844 | U.S. Energy Information Administration |  |  |  |  | 2238.26 | NO-ESTIMATION | NO-ESTIMATION | NO-ESTIMATION | NO-ESTIMATION | CAPACITY-FACTOR-V1
USA | United States of America | Life Technologies Carlsbad |  | USA0058302 | 1.1 | 33.1372 | -117.2869 | Gas |  |  |  | 2012.0 | Bloom Energy | U.S. Energy Information Administration | http://www.eia.gov/electricity/data/browser/ | U.S. Energy Information Administration | 68300 | 2019 | 8.02692 | 7.18 | 3.934 | 7.328 | 7.890000000000001 | 7.045 | 6.977 | U.S. Energy Information Administration |  |  |  |  | 3.87 | NO-ESTIMATION | NO-ESTIMATION | NO-ESTIMATION | NO-ESTIMATION | CAPACITY-FACTOR-V1
USA | United States of America | Carlsbad Energy Center |  | USA0059002 | 659 | 33.1405 | -117.3339 | Gas |  |  |  | 2019.0 | NRG California Peaker Operations LLC | U.S. Energy Information Administration | http://www.eia.gov/electricity/data/browser/ | U.S. Energy Information Administration |  | 2019 | [5 empty] | 132.599 | 372.058 | U.S. Energy Information Administration |  |  |  |  | 2323.96 | NO-ESTIMATION | NO-ESTIMATION | SOLAR-V1 | SOLAR-V1 | SOLAR-V1
USA | United States of America | Watkins Manufacturing Co. |  | USA0057715 | 2 | 33.1438 | -117.2369 | Gas |  |  |  | 2001.0 | Watkins Manufacturing Corporation | U.S. Energy Information Administration | http://www.eia.gov/electricity/data/browser/ | U.S. Energy Information Administration |  | 2019 | 3.1550000000000002 | 2.879 | 0.606 | 4.2860000000000005 | 3.3153400000000004 | 3.608 | 2.526 | U.S. Energy Information Administration |  |  |  |  | 7.05 | NO-ESTIMATION | NO-ESTIMATION | NO-ESTIMATION | NO-ESTIMATION | CAPACITY-FACTOR-V1
USA | United States of America | AMEA Peaking |  | USA0056018 | 98.6 | 33.1661 | -86.2825 | Gas |  |  |  | 2004.0 | Alabama Municipal Elec Authority | U.S. Energy Information Administration | http://www.eia.gov/electricity/data/browser/ | U.S. Energy Information Administration |  | 2019 | 0.982 | 29.378 | 61.493 | 46.242000000000004 | 25.61 | 34.57 | 53.719 | U.S. Energy Information Administration |  |  |  |  | 347.71 | NO-ESTIMATION | NO-ESTIMATION | NO-ESTIMATION | NO-ESTIMATION | CAPACITY-FACTOR-V1
USA | United States of America | Powerlane Plant |  | USA0004195 | 112.2 | 33.1707 | -96.1264 | Gas | Oil |  |  | 1980.7254901960782 | City of Greenville - (TX) | U.S. Energy Information Administration | http://www.eia.gov/electricity/data/browser/ | U.S. Energy Information Administration | 21456 | 2019 | 27.46 | 34.089 | 19.581 | 17.973 | 10.315000000000001 | 32.019 | 14.428 | U.S. Energy Information Administration |  |  |  |  | 395.67 | NO-ESTIMATION | WIND-V1 | WIND-V1 | WIND-V1 | WIND-V1
USA | United States of America | Bridgeport Gas Processing Plant |  | USA0055053 | 10.4 | 33.1958 | -97.8025 | Gas |  |  |  | 2005.384615384615 | EnLink Midstream Services LLC | U.S. Energy Information Administration | http://www.eia.gov/electricity/data/browser/ | U.S. Energy Information Administration | 63160 | 2019 | 75.18168 | 82.54736 | 58.35214 | 56.755720000000004 | 53.08366 | 52.639720000000004 | 51.4098 | U.S. Energy Information Administration |  |  |  |  | 36.67 | WIND-V1 | WIND-V1 | WIND-V1 | WIND-V1 | WIND-V1
USA | United States of America | Spencer |  | USA0004266 | 126.5 | 33.1975 | -97.1061 | Gas |  |  |  | 1969.618972332016 | City of Garland - (TX) | U.S. Energy Information Administration | http://www.eia.gov/electricity/data/browser/ | U.S. Energy Information Administration | 18285 | 2019 | 0.0 | 0.0 | 0.0 | 0.0 | 0.0 | 0.0 | 29.249 | U.S. Energy Information Administration |  |  |  |  | 446.1 | WIND-V1 | WIND-V1 | WIND-V1 | WIND-V1 | WIND-V1
USA | United States of America | GEN005 Antibody Fuel Cell |  | USA0063714 | 2.5 | 33.2109 | -117.2990 | Gas |  |  |  | 2019.0 | 2016 ESA Project Company LLC | U.S. Energy Information Administration | http://www.eia.gov/electricity/data/browser/ | U.S. Energy Information Administration |  | 2019 | [6 empty] | 16.338 | U.S. Energy Information Administration |  |  |  |  | 8.81 | NO-ESTIMATION | NO-ESTIMATION | NO-ESTIMATION | NO-ESTIMATION | CAPACITY-FACTOR-V1
USA | United States of America | Denton Energy Center |  | USA0061643 | 225.6 | 33.2149 | -97.2097 | Gas |  |  |  | 2018.0 | City of Denton - (TX) | U.S. Energy Information Administration | http://www.eia.gov/electricity/data/browser/ | U.S. Energy Information Administration |  | 2019 | [5 empty] | 147.299 | 235.72 | U.S. Energy Information Administration |  |  |  |  | 795.57 | NO-ESTIMATION | NO-ESTIMATION | NO-ESTIMATION | NO-ESTIMATION | CAPACITY-FACTOR-V1
USA | United States of America | Niland Gas Turbine Plant |  | USA0056569 | 121 | 33.2388 | -115.5045 | Gas |  |  |  | 2008.0 | Imperial Irrigation District | U.S. Energy Information Administration | http://www.eia.gov/electricity/data/browser/ | U.S. Energy Information Administration | 55450 | 2019 | 51.829 | 77.95700000000001 | 25.423000000000002 | 76.093 | 73.924 | 70.203 | 85.406 | U.S. Energy Information Administration |  |  |  |  | 426.7 | NO-ESTIMATION | NO-ESTIMATION | NO-ESTIMATION | NO-ESTIMATION | CAPACITY-FACTOR-V1
USA | United States of America | E C Gaston |  | USA0000026 | 2034 | 33.2442 | -86.4581 | Gas | Coal | Oil |  | 1967.0312684365783 | Alabama Power Co | U.S. Energy Information Administration | http://www.eia.gov/electricity/data/browser/ | U.S. Energy Information Administration | 12580 | 2019 | 7011.767013 | 6432.760962 | 6578.897982 | 4280.42 | 4916.601000000001 | 6087.254000000001 | 5688.93 | U.S. Energy Information Administration |  |  |  |  | 7172.89 | NO-ESTIMATION | SOLAR-V1 | SOLAR-V1 | SOLAR-V1 | SOLAR-V1
USA | United States of America | Kamin LLC Wrens Plant |  | USA0054880 | 6 | 33.2738 | -82.4078 | Gas |  |  |  | 2002.0 | Kamin LLC | U.S. Energy Information Administration | http://www.eia.gov/electricity/data/browser/ | U.S. Energy Information Administration | 48698 | 2019 | 0.0 | 0.0 | 0.0 | 0.0 | 0.0 | 0.0 | 0 | U.S. Energy Information Administration |  |  |  |  | 21.15 | NO-ESTIMATION | NO-ESTIMATION | NO-ESTIMATION | NO-ESTIMATION | CAPACITY-FACTOR-V1
USA | United States of America | Choctaw County |  | USA0055706 | 899 | 33.2881 | -89.4201 | Gas |  |  |  | 2003.0 | Entergy Mississippi LLC | U.S. Energy Information Administration | http://www.eia.gov/electricity/data/browser/ | U.S. Energy Information Administration | 49177 | 2019 | 1413.35 | 2868.9880000000003 | 3518.6450000000004 | 3274.867 | 3953.416 | 5070.83 | 4550.073 | U.S. Energy Information Administration |  |  |  |  | 3170.31 | WIND-V1 | WIND-V1 | WIND-V1 | WIND-V1 | WIND-V1
USA | United States of America | Union Power Station |  | USA0055380 | 2428 | 33.2961 | -92.5894 | Gas |  |  |  | 2003.0 | Entergy Arkansas LLC | U.S. Energy Information Administration | http://www.eia.gov/electricity/data/browser/ | U.S. Energy Information Administration | 46685 | 2019 | 6267.016 | 6248.5599999999995 | 8414.338 | 9459.445 | 9869.062 | 10305.177 | 11267.495 | U.S. Energy Information Administration |  |  |  |  | 8562.33 | WIND-V1 | WIND-V1 | WIND-V1 | WIND-V1 | WIND-V1
USA | United States of America | Santan |  | USA0008068 | 1326 | 33.3325 | -111.7503 | Gas |  |  |  | 1995.6960030165915 | Salt River Project | U.S. Energy Information Administration | http://www.eia.gov/electricity/data/browser/ | U.S. Energy Information Administration | 31951 | 2019 | 2859.686 | 2794.179 | 3521.4629999999997 | 2985.179 | 3717.437 | 3752.533 | 6113.623 | U.S. Energy Information Administration |  |  |  |  | 4676.13 | NO-ESTIMATION | NO-ESTIMATION | NO-ESTIMATION | NO-ESTIMATION | CAPACITY-FACTOR-V1
USA | United States of America | Red Hawk |  | USA0055455 | 1140.3 | 33.3346 | -112.8406 | Gas |  |  |  | 2001.9999999999993 | Arizona Public Service Co | U.S. Energy Information Administration | http://www.eia.gov/electricity/data/browser/ | U.S. Energy Information Administration | 46392 | 2019 | 3773.396 | 3684.7870000000003 | 4525.269 | 5158.899 | 4396.3060000000005 | 3591.8860000000004 | 4650.226 | U.S. Energy Information Administration |  |  |  |  | 4021.26 | NO-ESTIMATION | SOLAR-V1 | SOLAR-V1 | SOLAR-V1 | SOLAR-V1
USA | United States of America | Arlington Valley Energy Facility |  | USA0055282 | 713 | 33.3417 | -112.8897 | Gas |  |  |  | 2002.0 | Arlington Valley LLC | U.S. Energy Information Administration | http://www.eia.gov/electricity/data/browser/ | U.S. Energy Information Administration | 46887 | 2019 | 1332.3560000000002 | 1128.76 | 1820.797 | 1885.829 | 2039.808 | 2120.507 | 2928.495 | U.S. Energy Information Administration |  |  |  |  | 2514.39 | NO-ESTIMATION | NO-ESTIMATION | NO-ESTIMATION | NO-ESTIMATION | CAPACITY-FACTOR-V1
USA | United States of America | Mesquite Generating Station Block 1 |  | USA0058557 | 691.6 | 33.3450 | -112.8642 | Gas |  |  |  | 2003.0 | Salt River Project | U.S. Energy Information Administration | http://www.eia.gov/electricity/data/browser/ | U.S. Energy Information Administration |  | 2019 | 578.375 | 1797.783 | 2370.772 | 1980.0 | 1982.681 | 2315.402 | 3215.958 | U.S. Energy Information Administration |  |  |  |  | 2438.92 | NO-ESTIMATION | NO-ESTIMATION | NO-ESTIMATION | NO-ESTIMATION | CAPACITY-FACTOR-V1
USA | United States of America | Mesquite Generating Station Block 2 |  | USA0055481 | 691.6 | 33.3450 | -112.8642 | Gas |  |  |  | 2003.9999999999998 | Mesquite Power LLC | U.S. Energy Information Administration | http://www.eia.gov/electricity/data/browser/ | U.S. Energy Information Administration |  | 2019 | 4343.025 | 3393.145 | 3290.692 | 2507.692 | 2961.647 | 3476.665 | 3414.701 | U.S. Energy Information Administration |  |  |  |  | 2438.92 | NO-ESTIMATION | NO-ESTIMATION | NO-ESTIMATION | NO-ESTIMATION | CAPACITY-FACTOR-V1
USA | United States of America | Gerald Andrus |  | USA0008054 | 781.4 | 33.3500 | -91.1167 | Gas |  |  |  | 1975.0 | Entergy Mississippi LLC | U.S. Energy Information Administration | http://www.eia.gov/electricity/data/browser/ | U.S. Energy Information Administration | 26559 | 2019 | 0.0 | 0.0 | 0.0 | 0.0 | 0.0 | 0.0 | 534.555 | U.S. Energy Information Administration |  |  |  |  | 2755.6 | NO-ESTIMATION | NO-ESTIMATION | NO-ESTIMATION | NO-ESTIMATION | CAPACITY-FACTOR-V1
USA | United States of America | Tenaska Georgia Generation Facility |  | USA0055061 | 1099.2 | 33.3516 | -84.9996 | Gas | Oil |  |  | 2001.4999999999998 | Tenaska Georgia Partners LP | U.S. Energy Information Administration | http://www.eia.gov/electricity/data/browser/ | U.S. Energy Information Administration | 46008 | 2019 | 0.0 | 80.82400000000001 | 156.11100499999998 | 90.97999999999999 | 0.0 | 92.227 | 127.139 | U.S. Energy Information Administration |  |  |  |  | 3876.32 | NO-ESTIMATION | NO-ESTIMATION | NO-ESTIMATION | SOLAR-V1 | SOLAR-V1
USA | United States of America | Kyrene |  | USA0000147 | 573.7 | 33.3556 | -111.9353 | Gas | Oil |  |  | 1983.9707164023007 | Salt River Project | U.S. Energy Information Administration | http://www.eia.gov/electricity/data/browser/ | U.S. Energy Information Administration | 31946 | 2019 | 542.754 | 702.189 | 871.572 | 1198.0 | 1008.6060000000001 | 853.21 | 1454.644 | U.S. Energy Information Administration |  |  |  |  | 2023.15 | NO-ESTIMATION | NO-ESTIMATION | NO-ESTIMATION | NO-ESTIMATION | CAPACITY-FACTOR-V1
USA | United States of America | Hawk Road Facility |  | USA0055141 | 495 | 33.3585 | -84.9914 | Gas |  |  |  | 2001.0 | Oglethorpe Power Corporation | U.S. Energy Information Administration | http://www.eia.gov/electricity/data/browser/ | U.S. Energy Information Administration | 45659 | 2019 | 16.91 | 192.933 | 290.305 | 896.6320000000001 | 517.724 | 538.686 | 561.904 | U.S. Energy Information Administration |  |  |  |  | 1745.61 | NO-ESTIMATION | NO-ESTIMATION | NO-ESTIMATION | NO-ESTIMATION | CAPACITY-FACTOR-V1
USA | United States of America | Orange Grove Peaking Facility |  | USA0056914 | 118 | 33.3594 | -117.1114 | Gas |  |  |  | 2010.0 | Orange Grove Energy LP | U.S. Energy Information Administration | http://www.eia.gov/electricity/data/browser/ | U.S. Energy Information Administration | 57137 | 2019 | 38.978 | 41.550000000000004 | 46.468 | 42.126 | 43.301 | 33.879 | 19.385 | U.S. Energy Information Administration |  |  |  |  | 416.12 | NO-ESTIMATION | NO-ESTIMATION | NO-ESTIMATION | NO-ESTIMATION | CAPACITY-FACTOR-V1
USA | United States of America | Cope |  | USA0007210 | 417.3 | 33.3644 | -81.0300 | Gas | Coal |  |  | 1996.0 | Dominion Energy South Carolina Inc | U.S. Energy Information Administration | http://www.eia.gov/electricity/data/browser/ | U.S. Energy Information Administration | 32974 | 2019 | 2445.7150180000003 | 2973.3450350000003 | 2199.70303 | 0.0 | 0.0 | 1719.1200390000001 | 1851.609 | U.S. Energy Information Administration |  |  |  |  | 1471.6 | SOLAR-V1 | SOLAR-V1 | SOLAR-V1 | SOLAR-V1 | SOLAR-V1
USA | United States of America | Quantum Choctaw Power LLC |  | USA0055694 | 850.5 | 33.3792 | -89.2089 | Gas |  |  |  | 2006.0 | Tennessee Valley Authority | U.S. Energy Information Administration | http://www.eia.gov/electricity/data/browser/ | U.S. Energy Information Administration |  | 2019 | 225.929 | 837.5129999999999 | 2635.031 | 3477.951 | 3193.0420000000004 | 3116.556 | 3036.658 | U.S. Energy Information Administration |  |  |  |  | 2999.28 | WIND-V1 | WIND-V1 | WIND-V1 | WIND-V1 | WIND-V1
USA | United States of America | Wansley Combined Cycle |  | USA0055965 | 1239 | 33.4064 | -85.0370 | Gas |  |  |  | 2002.0 | Southern Power Co | U.S. Energy Information Administration | http://www.eia.gov/electricity/data/browser/ | U.S. Energy Information Administration | 21004 | 2019 | 4358.552 | 5965.153 | 7860.46 | 7072.035 | 8707.877 | 8655.108 | 8846.763 | U.S. Energy Information Administration |  |  |  |  | 4369.32 | NO-ESTIMATION | NO-ESTIMATION | SOLAR-V1 | SOLAR-V1 | SOLAR-V1
USA | United States of America | Chattahoochee Energy Facility |  | USA0007917 | 539.7 | 33.4072 | -85.0386 | Gas |  |  |  | 2003.0 | Oglethorpe Power Corporation | U.S. Energy Information Administration | http://www.eia.gov/electricity/data/browser/ | U.S. Energy Information Administration | 47143 | 2019 | 0.0 | 0.0 | 2825.731 | 3060.624 | 3387.294 | 2681.322 | 3327.345 | U.S. Energy Information Administration |  |  |  |  | 1903.24 | NO-ESTIMATION | NO-ESTIMATION | NO-ESTIMATION | NO-ESTIMATION | CAPACITY-FACTOR-V1
USA | United States of America | Wansley Unit 9 |  | USA0007946 | 594.1 | 33.4083 | -85.0403 | Gas |  |  |  | 2003.9999999999998 | Municipal Electric Authority | U.S. Energy Information Administration | http://www.eia.gov/electricity/data/browser/ | U.S. Energy Information Administration |  | 2019 | 1533.96 | 1622.5710000000001 | 2701.206 | 2722.525 | 2650.322 | 2084.949 | 3069.769 | U.S. Energy Information Administration |  |  |  |  | 2095.09 | NO-ESTIMATION | NO-ESTIMATION | NO-ESTIMATION | NO-ESTIMATION | CAPACITY-FACTOR-V1
USA | United States of America | Arizona State University CHP |  | USA0058199 | 17.1 | 33.4172 | -111.9283 | Gas |  |  |  | 2012.005847953216 | Energy Center Phoenix LLC | U.S. Energy Information Administration | http://www.eia.gov/electricity/data/browser/ | U.S. Energy Information Administration |  | 2019 | 46.9965 | 50.419000000000004 | 44.181 | 50.187 | 50.917 | 49.149 | 39.186 | U.S. Energy Information Administration |  |  |  |  | 60.3 | NO-ESTIMATION | NO-ESTIMATION | NO-ESTIMATION | NO-ESTIMATION | CAPACITY-FACTOR-V1
USA | United States of America | Ocotillo |  | USA0000116 | 915.7 | 33.4225 | -111.9122 | Gas |  |  |  | 2013.607076553457 | Arizona Public Service Co | U.S. Energy Information Administration | http://www.eia.gov/electricity/data/browser/ | U.S. Energy Information Administration | 13494 | 2019 | 0.0 | 0.0 | 0.0 | 136.658 | 220.097 | 270.76 | 618.669 | U.S. Energy Information Administration |  |  |  |  | 3229.21 | NO-ESTIMATION | NO-ESTIMATION | NO-ESTIMATION | NO-ESTIMATION | CAPACITY-FACTOR-V1
USA | United States of America | Urquhart |  | USA0003295 | 758.9 | 33.4350 | -81.9111 | Gas | Oil |  |  | 1983.816708393728 | Dominion Energy South Carolina Inc | U.S. Energy Information Administration | http://www.eia.gov/electricity/data/browser/ | U.S. Energy Information Administration | 32995 | 2019 | 1302.159001 | 1928.7199840000003 | 1947.0780110000003 | 2161.9620480000003 | 2311.885018 | 2134.9779499999995 | 1715.365 | U.S. Energy Information Administration |  |  |  |  | 2676.25 | NO-ESTIMATION | NO-ESTIMATION | SOLAR-V1 | SOLAR-V1 | SOLAR-V1
USA | United States of America | Rowesville Rd Plant |  | USA0007480 | 9.6 | 33.4366 | -80.8474 | Gas |  |  |  | 1993.9999999999998 | City of Orangeburg - (SC) | U.S. Energy Information Administration | http://www.eia.gov/electricity/data/browser/ | U.S. Energy Information Administration |  | 2019 | 0.0 | 0.137 | 0.10200000000000001 | 0.014 | 0.051000000000000004 | 0.013000000000000001 | 0.019 | U.S. Energy Information Administration |  |  |  |  | 33.85 | HYDRO-V1 | HYDRO-V1 | HYDRO-V1 | HYDRO-V1 | HYDRO-V1
USA | United States of America | Substation 20 Plant |  | USA0059728 | 2 | 33.4402 | -80.8417 | Gas |  |  |  | 2014.0 | City of Orangeburg - (SC) | U.S. Energy Information Administration | http://www.eia.gov/electricity/data/browser/ | U.S. Energy Information Administration |  | 2019 |  | 0.041 | -0.012 | -0.035 | -0.001 | 0.077 | 0.04606 | U.S. Energy Information Administration |  |  |  |  | 7.05 | HYDRO-V1 | HYDRO-V1 | HYDRO-V1 | HYDRO-V1 | HYDRO-V1
USA | United States of America | West Phoenix |  | USA0000117 | 1207.4 | 33.4417 | -112.1583 | Gas |  |  |  | 1991.2372867318206 | Arizona Public Service Co | U.S. Energy Information Administration | http://www.eia.gov/electricity/data/browser/ | U.S. Energy Information Administration | 13503 | 2019 | 1711.6350000000002 | 1605.461 | 1799.154 | 2570.029 | 2725.1920000000005 | 2984.982 | 2970.148 | U.S. Energy Information Administration |  |  |  |  | 4257.89 | NO-ESTIMATION | NO-ESTIMATION | NO-ESTIMATION | NO-ESTIMATION | WIND-V1
USA | United States of America | Yates |  | USA0000728 | 807.4 | 33.4622 | -84.8986 | Gas |  |  |  | 1973.9999999999998 | Georgia Power Co | U.S. Energy Information Administration | http://www.eia.gov/electricity/data/browser/ | U.S. Energy Information Administration | 21008 | 2019 | 1661.416962 | 716.054005 | 507.53000299999997 | 0.0 | 0.0 | 0.0 | 2053.086 | U.S. Energy Information Administration |  |  |  |  | 2847.29 | HYDRO-V1 | HYDRO-V1 | HYDRO-V1 | HYDRO-V1 | HYDRO-V1
USA | United States of America | Harquahala Generating Project |  | USA0055372 | 1325.1 | 33.4760 | -113.1134 | Gas |  |  |  | 2004.0 | New Harquahala Generating Co LLC | U.S. Energy Information Administration | http://www.eia.gov/electricity/data/browser/ | U.S. Energy Information Administration | 46158 | 2019 | 1654.489 | 1311.008 | 1516.37 | 3373.732 | 1880.728 | 3.8150000000000004 | 0 | U.S. Energy Information Administration |  |  |  |  | 4672.95 | HYDRO-V1 | HYDRO-V1 | HYDRO-V1 | HYDRO-V1 | HYDRO-V1
USA | United States of America | Bull Street Plant |  | USA0059727 | 2 | 33.4898 | -80.8703 | Gas |  |  |  | 2005.0 | City of Orangeburg - (SC) | U.S. Energy Information Administration | http://www.eia.gov/electricity/data/browser/ | U.S. Energy Information Administration |  | 2019 |  | -0.04 | -0.011 | -0.008 | -0.021 | -0.058 | 0.01078 | U.S. Energy Information Administration |  |  |  |  | 7.05 | HYDRO-V1 | HYDRO-V1 | HYDRO-V1 | HYDRO-V1 | HYDRO-V1
USA | United States of America | Ty Cooke |  | USA0003602 | 138.1 | 33.5211 | -101.7906 | Gas |  |  |  | 1972.2831281679942 | City of Lubbock - (TX) | U.S. Energy Information Administration | http://www.eia.gov/electricity/data/browser/ | U.S. Energy Information Administration |  | 2019 | 238.25 | 62.354 | 0.0 | 0.0 | 0.0 | 0.0 | 0 | U.S. Energy Information Administration |  |  |  |  | 487 | HYDRO-V1 | HYDRO-V1 | HYDRO-V1 | HYDRO-V1 | HYDRO-V1
USA | United States of America | Jones |  | USA0003482 | 860.4 | 33.5239 | -101.7392 | Gas | Oil |  |  | 1989.27510460251 | Southwestern Public Service Co | U.S. Energy Information Administration | http://www.eia.gov/electricity/data/browser/ | U.S. Energy Information Administration | 33298 | 2019 | 1527.930957 | 1423.16497 | 1714.0359760000001 | 1559.6220230000001 | 963.347996 | 2400.985025 | 2561.998 | U.S. Energy Information Administration |  |  |  |  | 3034.19 | NO-ESTIMATION | NO-ESTIMATION | NO-ESTIMATION | NO-ESTIMATION | CAPACITY-FACTOR-V1
USA | United States of America | Agua Fria |  | USA0000141 | 613.5 | 33.5561 | -112.2153 | Gas | Oil | Solar |  | 1964.571312143439 | Salt River Project | U.S. Energy Information Administration | http://www.eia.gov/electricity/data/browser/ | U.S. Energy Information Administration | 31940 | 2019 | 77.023 | 12.617 | 109.798998 | 84.854 | 199.527 | 148.612 | 228.022 | U.S. Energy Information Administration |  |  |  |  | 2163.5 | HYDRO-V1 | HYDRO-V1 | HYDRO-V1 | HYDRO-V1 | HYDRO-V1
USA | United States of America | McClellan (AR) |  | USA0000203 | 136 | 33.5648 | -92.7917 | Gas | Oil |  |  | 1972.0 | Arkansas Electric Coop Corp | U.S. Energy Information Administration | http://www.eia.gov/electricity/data/browser/ | U.S. Energy Information Administration | 13514 | 2019 | 215.757996 | 117.552003 | 88.95299999999999 | 61.314 | 68.235 | 61.046 | 34.073 | U.S. Energy Information Administration |  |  |  |  | 479.6 | WIND-V1 | WIND-V1 | WIND-V1 | WIND-V1 | WIND-V1
USA | United States of America | Sloss Industries Corp |  | USA0050359 | 25 | 33.5682 | -86.7987 | Gas |  |  |  | 1958.0 | Bluestone Coke LLC | U.S. Energy Information Administration | http://www.eia.gov/electricity/data/browser/ | U.S. Energy Information Administration |  | 2019 | 42.71007 | 29.68782 | 14.13969 | 23.726200000000006 | 7.082940000000001 | 0.0 | 0 | U.S. Energy Information Administration |  |  |  |  | 88.16 | WIND-V1 | WIND-V1 | WIND-V1 | WIND-V1 | WIND-V1
USA | United States of America | Panda Sherman Power Station |  | USA0058005 | 803.2 | 33.5826 | -96.6179 | Gas |  |  |  | 2013.9999999999995 | PPG - O&M Panda Sherman Power LLC | U.S. Energy Information Administration | http://www.eia.gov/electricity/data/browser/ | U.S. Energy Information Administration | 58106 | 2019 |  | 1124.9299999999998 | 3238.7650000000003 | 3148.465 | 2913.348 | 3645.692 | 3204.591 | U.S. Energy Information Administration |  |  |  |  | 2832.48 | HYDRO-V1 | HYDRO-V1 | HYDRO-V1 | HYDRO-V1 | HYDRO-V1
USA | United States of America | ABC Coke |  | USA0056076 | 3.8 | 33.5828 | -86.7799 | Gas |  |  |  | 1997.0 | Drummond Company Inc. | U.S. Energy Information Administration | http://www.eia.gov/electricity/data/browser/ | U.S. Energy Information Administration | 56875 | 2019 | 14.022 | 13.707 | 2.07 | 2.989 | 2.763 | 5.29 | 3.031 | U.S. Energy Information Administration |  |  |  |  | 13.4 | NO-ESTIMATION | NO-ESTIMATION | NO-ESTIMATION | NO-ESTIMATION | SOLAR-V1
USA | United States of America | Brandon Station |  | USA0007131 | 21 | 33.5853 | -101.8861 | Gas |  |  |  | 1990.0 | City of Lubbock - (TX) | U.S. Energy Information Administration | http://www.eia.gov/electricity/data/browser/ | U.S. Energy Information Administration |  | 2019 | 151.994 | 1.889 | 10.117 | 23.482 | 10.157 | 13.133000000000001 | 20.468 | U.S. Energy Information Administration |  |  |  |  | 74.05 | NO-ESTIMATION | NO-ESTIMATION | NO-ESTIMATION | NO-ESTIMATION | SOLAR-V1
USA | United States of America | Calhoun Energy Center |  | USA0055409 | 748 | 33.5883 | -85.9731 | Gas | Oil |  |  | 2003.0 | Calhoun Power Co LLC | U.S. Energy Information Administration | http://www.eia.gov/electricity/data/browser/ | U.S. Energy Information Administration | 48003 | 2019 | 5.945 | 28.639 | 4.194 | 195.124996 | 160.10299600000002 | 196.583999 | 334.922 | U.S. Energy Information Administration |  |  |  |  | 2637.81 | HYDRO-V1 | HYDRO-V1 | HYDRO-V1 | HYDRO-V1 | HYDRO-V1
USA | United States of America | J Robert Massengale |  | USA0003604 | 84 | 33.6039 | -101.8408 | Gas |  |  |  | 1978.0 | City of Lubbock - (TX) | U.S. Energy Information Administration | http://www.eia.gov/electricity/data/browser/ | U.S. Energy Information Administration | 25214 | 2019 | 294.72976 | 162.406 | 30.373 | 71.92 | 89.483 | 171.24099999999999 | 149.87 | U.S. Energy Information Administration |  |  |  |  | 296.22 | NO-ESTIMATION | NO-ESTIMATION | NO-ESTIMATION | NO-ESTIMATION | SOLAR-V1
USA | United States of America | Fulton (AR) |  | USA0007825 | 154.8 | 33.6094 | -93.7924 | Gas |  |  |  | 2001.0000000000002 | Arkansas Electric Coop Corp | U.S. Energy Information Administration | http://www.eia.gov/electricity/data/browser/ | U.S. Energy Information Administration | 45905 | 2019 | 5.077 | 4.806 | 133.205 | 48.1 | 23.368000000000002 | 103.733 | 118.888 | U.S. Energy Information Administration |  |  |  |  | 545.9 | NO-ESTIMATION | NO-ESTIMATION | NO-ESTIMATION | NO-ESTIMATION | CAPACITY-FACTOR-V1
USA | United States of America | Blythe Energy Inc |  | USA0055295 | 591 | 33.6157 | -114.6865 | Gas |  |  |  | 2004.0 | AltaGas Blythe Operations Inc | U.S. Energy Information Administration | http://www.eia.gov/electricity/data/browser/ | U.S. Energy Information Administration | 45207 | 2019 | 1837.028 | 1687.604 | 1307.7510000000002 | 862.724 | 1739.0040000000001 | 2695.876 | 1468.625 | U.S. Energy Information Administration |  |  |  |  | 2084.15 | NO-ESTIMATION | NO-ESTIMATION | NO-ESTIMATION | NO-ESTIMATION | CAPACITY-FACTOR-V1
USA | United States of America | Hoag Hospital Cogen Plant |  | USA0058223 | 4.5 | 33.6228 | -117.9364 | Gas |  |  |  | 2006.0 | Hoag Memorial Presbyterian Hospital | U.S. Energy Information Administration | http://www.eia.gov/electricity/data/browser/ | U.S. Energy Information Administration | 48883 | 2019 | 0.0 | 27.544 | 24.94 | 0.0 | 2.54702 | 5.45174 | 8.5191 | U.S. Energy Information Administration |  |  |  |  | 15.86 | NO-ESTIMATION | NO-ESTIMATION | NO-ESTIMATION | NO-ESTIMATION | CAPACITY-FACTOR-V1
USA | United States of America | Lamar Power Project |  | USA0055097 | 1112.6 | 33.6308 | -95.5900 | Gas |  |  |  | 2000.3163760560851 | LaFrontera Holdings LLC | U.S. Energy Information Administration | http://www.eia.gov/electricity/data/browser/ | U.S. Energy Information Administration |  | 2019 | 5193.942 | 5333.8330000000005 | 5999.121 | 6053.883 | 6150.338 | 7285.075000000001 | 7004.287 | U.S. Energy Information Administration |  |  |  |  | 3923.57 | NO-ESTIMATION | NO-ESTIMATION | NO-ESTIMATION | NO-ESTIMATION | CAPACITY-FACTOR-V1
USA | United States of America | AES Huntington Beach LLC |  | USA0000335 | 218 | 33.6439 | -117.9792 | Gas |  |  |  | 1959.0 | AES Huntington Beach LLC | U.S. Energy Information Administration | http://www.eia.gov/electricity/data/browser/ | U.S. Energy Information Administration | 33131 | 2019 | 851.663 | 912.234 | 722.4970000000001 | 486.19100000000003 | 408.97 | 319.522 | 221.671 | U.S. Energy Information Administration |  |  |  |  | 768.77 | NO-ESTIMATION | NO-ESTIMATION | NO-ESTIMATION | NO-ESTIMATION | CAPACITY-FACTOR-V1
USA | United States of America | Caledonia |  | USA0055197 | 801 | 33.6464 | -88.2717 | Gas |  |  |  | 2003.0 | Tennessee Valley Authority | U.S. Energy Information Administration | http://www.eia.gov/electricity/data/browser/ | U.S. Energy Information Administration | 46063 | 2019 | 3277.2169999999996 | 2717.829 | 3413.509 | 4773.396 | 4340.826 | 4064.3450000000003 | 3958.083 | U.S. Energy Information Administration |  |  |  |  | 2824.72 | NO-ESTIMATION | SOLAR-V1 | SOLAR-V1 | SOLAR-V1 | SOLAR-V1
USA | United States of America | UCI Facilities Management Central Plant |  | USA0057122 | 19 | 33.6481 | -117.8467 | Gas |  |  |  | 2007.0 | University of California Irvine | U.S. Energy Information Administration | http://www.eia.gov/electricity/data/browser/ | U.S. Energy Information Administration |  | 2019 | 101.69965 | 111.10300000000001 | 111.27600000000001 | 107.91499999999999 | 109.36200000000001 | 100.49499999999999 | 99.505 | U.S. Energy Information Administration |  |  |  |  | 67 | SOLAR-V1 | SOLAR-V1 | SOLAR-V1 | SOLAR-V1 | SOLAR-V1
USA | United States of America | Coachella |  | USA0006060 | 92.4 | 33.6758 | -116.1714 | Gas | Oil |  |  | 1974.0 | Imperial Irrigation District | U.S. Energy Information Administration | http://www.eia.gov/electricity/data/browser/ | U.S. Energy Information Administration | 22899 | 2019 | 1.034 | 0.016 | 0.41400000000000003 | 0.9099999999999999 | 2.072 | 2.79 | 5.023 | U.S. Energy Information Administration |  |  |  |  | 325.84 | WIND-V1 | WIND-V1 | WIND-V1 | WIND-V1 | WIND-V1
USA | United States of America | ATT Kelvin |  | USA0062573 | 1 | 33.6847 | -117.8368 | Gas |  |  |  | 2017.0 | Bloom Energy | U.S. Energy Information Administration | http://www.eia.gov/electricity/data/browser/ | U.S. Energy Information Administration |  | 2019 | [5 empty] | 0.0 | 7.044 | U.S. Energy Information Administration |  |  |  |  | 3.52 | HYDRO-V1 | HYDRO-V1 | HYDRO-V1 | HYDRO-V1 | HYDRO-V1
USA | United States of America | B Braun Medical |  | USA0050200 | 6.1 | 33.6887 | -117.8348 | Gas |  |  |  | 1989.0327868852457 | B Braun Medical Inc | U.S. Energy Information Administration | http://www.eia.gov/electricity/data/browser/ | U.S. Energy Information Administration |  | 2019 | 35.625 | 34.682 | 40.230000000000004 | 36.550000000000004 | 34.659 | 40.066 | 32.476 | U.S. Energy Information Administration |  |  |  |  | 21.51 | HYDRO-V1 | HYDRO-V1 | HYDRO-V1 | HYDRO-V1 | HYDRO-V1
USA | United States of America | Paris Energy Center |  | USA0050109 | 265.6 | 33.6968 | -95.5577 | Gas | Oil |  |  | 1989.3388554216863 | Paris Generation LP | U.S. Energy Information Administration | http://www.eia.gov/electricity/data/browser/ | U.S. Energy Information Administration |  | 2019 | 299.19100000000003 | 0.0 | 0.0 | 0.0 | 0.0 | 0.0 | 460.814 | U.S. Energy Information Administration |  |  |  |  | 936.63 | NO-ESTIMATION | NO-ESTIMATION | NO-ESTIMATION | NO-ESTIMATION | CAPACITY-FACTOR-V1
USA | United States of America | Inland Empire Energy Center |  | USA0055853 | 819 | 33.7388 | -117.1704 | Gas |  |  |  | 2009.5 | Inland Empire Energy Ctr LLC | U.S. Energy Information Administration | http://www.eia.gov/electricity/data/browser/ | U.S. Energy Information Administration |  | 2019 | 1646.604 | 2332.292 | 927.165 | 383.868 | 381.176 | 201.502 | 33.125 | U.S. Energy Information Administration |  |  |  |  | 2888.19 | HYDRO-V1 | HYDRO-V1 | HYDRO-V1 | HYDRO-V1 | HYDRO-V1
USA | United States of America | Long Beach Generation LLC |  | USA0000341 | 252 | 33.7641 | -118.2248 | Gas |  |  |  | 1977.0 | NRG El Segundo Operations Inc | U.S. Energy Information Administration | http://www.eia.gov/electricity/data/browser/ | U.S. Energy Information Administration | 33140 | 2019 | 24.435000000000002 | 20.383 | 20.503 | 25.032 | 32.383 | 22.511 | 14.582 | U.S. Energy Information Administration |  |  |  |  | 888.67 | NO-ESTIMATION | NO-ESTIMATION | NO-ESTIMATION | NO-ESTIMATION | NO-ESTIMATION
USA | United States of America | Haynes |  | USA0000400 | 1739.1 | 33.7647 | -118.0991 | Gas | Oil | Biomass |  | 1996.744925536197 | Los Angeles Department of Water & Power | U.S. Energy Information Administration | http://www.eia.gov/electricity/data/browser/ | U.S. Energy Information Administration | 25094 | 2019 | 3642.018 | 0.0 | 0.0 | 0.0 | 0.0 | 0.0 | 2926.944 | U.S. Energy Information Administration |  |  |  |  | 6132.92 | NO-ESTIMATION | NO-ESTIMATION | NO-ESTIMATION | NO-ESTIMATION | CAPACITY-FACTOR-V1
USA | United States of America | THUMS |  | USA0056051 | 57.4 | 33.7684 | -118.2141 | Gas |  |  |  | 2003.0 | THUMS Long Beach Company | U.S. Energy Information Administration | http://www.eia.gov/electricity/data/browser/ | U.S. Energy Information Administration |  | 2019 | 316.949 | 301.868 | 377.997 | 379.218 | 368.895 | 349.699 | 309.014 | U.S. Energy Information Administration |  |  |  |  | 202.42 | NO-ESTIMATION | NO-ESTIMATION | NO-ESTIMATION | SOLAR-V1 | SOLAR-V1
USA | United States of America | Los Angeles Refinery Wilmington |  | USA0054451 | 68.5 | 33.7686 | -118.2867 | Gas |  |  |  | 1987.4160583941605 | Phillips 66 - Los Angeles | U.S. Energy Information Administration | http://www.eia.gov/electricity/data/browser/ | U.S. Energy Information Administration |  | 2019 | 395.32700299999993 | 312.969002 | 355.083 | 373.715004 | 391.362 | 412.11701 | 389.956 | U.S. Energy Information Administration |  |  |  |  | 241.56 | NO-ESTIMATION | NO-ESTIMATION | NO-ESTIMATION | NO-ESTIMATION | CAPACITY-FACTOR-V1
USA | United States of America | AES Alamitos LLC |  | USA0000315 | 1115 | 33.7688 | -118.1009 | Gas |  |  |  | 1962.8878923766815 | AES Alamitos LLC | U.S. Energy Information Administration | http://www.eia.gov/electricity/data/browser/ | U.S. Energy Information Administration | 33109 | 2019 | 1528.931 | 1369.722 | 1052.825 | 889.395 | 855.083 | 958.3000000000001 | 581.118 | U.S. Energy Information Administration |  |  |  |  | 3932.04 | NO-ESTIMATION | NO-ESTIMATION | NO-ESTIMATION | NO-ESTIMATION | CAPACITY-FACTOR-V1
USA | United States of America | Harbor |  | USA0000399 | 548.1 | 33.7706 | -118.2656 | Gas | Oil | Biomass |  | 1998.8633461047252 | Los Angeles Department of Water & Power | U.S. Energy Information Administration | http://www.eia.gov/electricity/data/browser/ | U.S. Energy Information Administration |  | 2019 | 129.46 | 0.0 | 0.0 | 0.0 | 0.0 | 0.0 | 103.232 | U.S. Energy Information Administration |  |  |  |  | 1932.87 | HYDRO-V1 | HYDRO-V1 | HYDRO-V1 | HYDRO-V1 | HYDRO-V1
USA | United States of America | Harbor Cogen |  | USA0050541 | 107.4 | 33.7771 | -118.2303 | Gas |  |  |  | 1991.804469273743 | Harbor Cogeneration Co. | U.S. Energy Information Administration | http://www.eia.gov/electricity/data/browser/ | U.S. Energy Information Administration | 19053 | 2019 | 21.817999999999998 | 13.074 | 28.071 | 17.402 | 1.585 | 0.0 | 6.771 | U.S. Energy Information Administration |  |  |  |  | 378.74 | HYDRO-V1 | HYDRO-V1 | HYDRO-V1 | HYDRO-V1 | HYDRO-V1
USA | United States of America | Valero Wilmington Cogeneration Plant |  | USA0063285 | 33.5 | 33.7787 | -118.2385 | Gas |  |  |  | 2017.0 | Valero Wilmington | U.S. Energy Information Administration | http://www.eia.gov/electricity/data/browser/ | U.S. Energy Information Administration |  | 2019 | [6 empty] | 253.352 | U.S. Energy Information Administration |  |  |  |  | 118.13 | HYDRO-V1 | HYDRO-V1 | HYDRO-V1 | HYDRO-V1 | HYDRO-V1
USA | United States of America | UCI Fuel Cell |  | USA0060120 | 1.4 | 33.7880 | -117.8901 | Gas |  |  |  | 2015.9999999999998 | UCI Fuel Cell LLC | U.S. Energy Information Administration | http://www.eia.gov/electricity/data/browser/ | U.S. Energy Information Administration |  | 2019 |  |  | 0.49 | 11.015 | 10.808 | 8.284 | 7.451 | U.S. Energy Information Administration |  |  |  |  | 4.93 | WIND-V1 | WIND-V1 | WIND-V1 | WIND-V1 | WIND-V1
USA | United States of America | Linde Wilmington |  | USA0050148 | 31 | 33.7886 | -118.2294 | Gas |  |  |  | 1989.0 | Praxair Inc | U.S. Energy Information Administration | http://www.eia.gov/electricity/data/browser/ | U.S. Energy Information Administration | 35235 | 2019 | 0.0 | 0.0 | 0.0 | 0.0 | 0.0 | 0.0 | 0 | U.S. Energy Information Administration |  |  |  |  | 109.32 | WIND-V1 | WIND-V1 | WIND-V1 | WIND-V1 | WIND-V1
USA | United States of America | KSR053 Cantara Fuel Cell |  | USA0063716 | 1.6 | 33.7902 | -118.2943 | Gas |  |  |  | 2018.0 | 2016 ESA Project Company LLC | U.S. Energy Information Administration | http://www.eia.gov/electricity/data/browser/ | U.S. Energy Information Administration |  | 2019 | [6 empty] | 13.166 | U.S. Energy Information Administration |  |  |  |  | 5.64 | NO-ESTIMATION | NO-ESTIMATION | NO-ESTIMATION | NO-ESTIMATION | CAPACITY-FACTOR-V1
USA | United States of America | Equilon Los Angeles Refining |  | USA0050530 | 83 | 33.7917 | -118.2347 | Gas |  |  |  | 1985.2168674698796 | Tesoro Refining and Marketing Company | U.S. Energy Information Administration | http://www.eia.gov/electricity/data/browser/ | U.S. Energy Information Administration |  | 2019 | 459.91427 | 450.24683999999996 | 459.16972 | 495.20644000000004 | 413.76571 | 383.82031 | 363.8528 | U.S. Energy Information Administration |  |  |  |  | 292.69 | NO-ESTIMATION | NO-ESTIMATION | NO-ESTIMATION | NO-ESTIMATION | CAPACITY-FACTOR-V1
USA | United States of America | Barre Peaker |  | USA0056474 | 49.8 | 33.8073 | -117.9832 | Gas |  |  |  | 2007.0 | Southern California Edison Co | U.S. Energy Information Administration | http://www.eia.gov/electricity/data/browser/ | U.S. Energy Information Administration | 51623 | 2019 | 16.282 | 29.409 | 33.129 | 28.75 | 33.132 | 33.13 | 18.884 | U.S. Energy Information Administration |  |  |  |  | 175.61 | WIND-V1 | WIND-V1 | WIND-V1 | WIND-V1 | WIND-V1
USA | United States of America | Signal Hill West Unit |  | USA0057702 | 5.7 | 33.8112 | -118.1756 | Gas |  |  |  | 2004.0000000000002 | Signal Hill Petroleum Inc | U.S. Energy Information Administration | http://www.eia.gov/electricity/data/browser/ | U.S. Energy Information Administration |  | 2019 | 0.0 | 0.0 | 0.0 | 0.0 | 0.0 | 0.0 | 38.032 | U.S. Energy Information Administration |  |  |  |  | 20.1 | NO-ESTIMATION | NO-ESTIMATION | NO-ESTIMATION | NO-ESTIMATION | CAPACITY-FACTOR-V1
USA | United States of America | MPC Generating |  | USA0007764 | 386.1 | 33.8119 | -83.6953 | Gas | Oil |  |  | 2000.5198135198132 | SEPG Operating Services LLC MPC | U.S. Energy Information Administration | http://www.eia.gov/electricity/data/browser/ | U.S. Energy Information Administration |  | 2019 | 6.050999999999999 | 4.35 | 22.333999999999996 | 18.308999999999997 | 14.585 | 18.529000000000003 | 10.496 | U.S. Energy Information Administration |  |  |  |  | 1361.57 | NO-ESTIMATION | NO-ESTIMATION | NO-ESTIMATION | NO-ESTIMATION | CAPACITY-FACTOR-V1
USA | United States of America | Walton County Power LLC |  | USA0055128 | 494.1 | 33.8148 | -83.6954 | Gas |  |  |  | 2000.9999999999998 | SEPG Operating Services LLC Walton | U.S. Energy Information Administration | http://www.eia.gov/electricity/data/browser/ | U.S. Energy Information Administration |  | 2019 | 132.161 | 223.418 | 367.382 | 352.285 | 249.489 | 336.791 | 458.156 | U.S. Energy Information Administration |  |  |  |  | 1742.44 | NO-ESTIMATION | NO-ESTIMATION | NO-ESTIMATION | NO-ESTIMATION | CAPACITY-FACTOR-V1
USA | United States of America | BP Carson Refinery |  | USA0050540 | 13.5 | 33.8153 | -118.2358 | Gas |  |  |  | 1983.7777777777778 | Tesoro Carson Refinery | U.S. Energy Information Administration | http://www.eia.gov/electricity/data/browser/ | U.S. Energy Information Administration | 13446 | 2019 | 0.0 | 0.0 | 0.0 | 0.0 | 0.0 | 0.0 | 0 | U.S. Energy Information Administration |  |  |  |  | 47.6 | HYDRO-V1 | HYDRO-V1 | HYDRO-V1 | HYDRO-V1 | HYDRO-V1
USA | United States of America | Watson Cogeneration |  | USA0050216 | 405 | 33.8166 | -118.2448 | Gas | Oil |  |  | 1988.0 | ARCO Products Co-Watson | U.S. Energy Information Administration | http://www.eia.gov/electricity/data/browser/ | U.S. Energy Information Administration | 13450 | 2019 | 3111.9570360000002 | 3067.2989809999995 | 3024.774002 | 3047.6199640000004 | 3019.601024 | 2988.6959610000004 | 3036.844 | U.S. Energy Information Administration |  |  |  |  | 1428.23 | WIND-V1 | WIND-V1 | WIND-V1 | WIND-V1 | WIND-V1
USA | United States of America | Jack McDonough |  | USA0000710 | 2848.4 | 33.8239 | -84.4758 | Gas | Oil |  |  | 2010.796657772784 | Georgia Power Co | U.S. Energy Information Administration | http://www.eia.gov/electricity/data/browser/ | U.S. Energy Information Administration | 20986 | 2019 | 0.0 | 0.0 | 0.0 | 17319.558355999998 | 16328.873874 | 0.0 | 19071.85 | U.S. Energy Information Administration |  |  |  |  | 10044.87 | NO-ESTIMATION | NO-ESTIMATION | NO-ESTIMATION | WIND-V1 | WIND-V1
USA | United States of America | Municipal Cogen Plant |  | USA0050674 | 1.2 | 33.8247 | -116.5106 | Gas |  |  |  | 2015.0 | Palm Springs City of | U.S. Energy Information Administration | http://www.eia.gov/electricity/data/browser/ | U.S. Energy Information Administration |  | 2019 | 0.079 | 0.0 | 0.0 | 4.496 | 2.142 | 4.41 | 4.151 | U.S. Energy Information Administration |  |  |  |  | 4.23 | NO-ESTIMATION | NO-ESTIMATION | NO-ESTIMATION | NO-ESTIMATION | CAPACITY-FACTOR-V1
USA | United States of America | AT&T Anaheim |  | USA0061154 | 1.3 | 33.8364 | -117.9169 | Gas |  |  |  | 2016.0 | Bloom Energy | U.S. Energy Information Administration | http://www.eia.gov/electricity/data/browser/ | U.S. Energy Information Administration |  | 2019 |  |  |  | 2.728 | 10.401 | 10.145 | 9.424 | U.S. Energy Information Administration |  |  |  |  | 4.58 | SOLAR-V1 | SOLAR-V1 | SOLAR-V1 | SOLAR-V1 | SOLAR-V1
USA | United States of America | Doyle Energy Facility |  | USA0055244 | 409 | 33.8377 | -83.6996 | Gas |  |  |  | 2000.0 | Oglethorpe Power Corporation | U.S. Energy Information Administration | http://www.eia.gov/electricity/data/browser/ | U.S. Energy Information Administration | 46202 | 2019 | 9.698 | 11.054 | 36.842 | 133.232 | 33.939 | 62.756 | 98.761 | U.S. Energy Information Administration |  |  |  |  | 1442.33 | NO-ESTIMATION | NO-ESTIMATION | NO-ESTIMATION | NO-ESTIMATION | CAPACITY-FACTOR-V1
USA | United States of America | Honda Torrance |  | USA0058300 | 1.1 | 33.8381 | -118.3150 | Gas |  |  |  | 2013.0 | Bloom Energy | U.S. Energy Information Administration | http://www.eia.gov/electricity/data/browser/ | U.S. Energy Information Administration | 55352 | 2019 | 7.485390000000001 | 5.197 | 6.539 | 6.958 | 7.329 | 6.954 | 5.834 | U.S. Energy Information Administration |  |  |  |  | 3.87 | NO-ESTIMATION | NO-ESTIMATION | NO-ESTIMATION | NO-ESTIMATION | CAPACITY-FACTOR-V1
USA | United States of America | AES Redondo Beach LLC |  | USA0000356 | 821.4 | 33.8504 | -118.3950 | Gas |  |  |  | 1962.4302410518626 | AES Redondo Beach LLC | U.S. Energy Information Administration | http://www.eia.gov/electricity/data/browser/ | U.S. Energy Information Administration | 33159 | 2019 | 299.63800000000003 | 249.851 | 486.88800000000003 | 320.555 | 514.578 | 274.507 | 195.943 | U.S. Energy Information Administration |  |  |  |  | 2896.66 | HYDRO-V1 | HYDRO-V1 | HYDRO-V1 | HYDRO-V1 | HYDRO-V1
USA | United States of America | Verizon-Torrance |  | USA0059261 | 1 | 33.8506 | -118.3042 | Gas |  |  |  | 2014.0 | Bloom Energy | U.S. Energy Information Administration | http://www.eia.gov/electricity/data/browser/ | U.S. Energy Information Administration |  | 2019 | 0.0 | 7.408 | 6.26 | 6.87 | 7.881 | 6.993 | 6.637 | U.S. Energy Information Administration |  |  |  |  | 3.52 | NO-ESTIMATION | NO-ESTIMATION | NO-ESTIMATION | NO-ESTIMATION | CAPACITY-FACTOR-V1
USA | United States of America | Kaiser East La Palma Ave. Fuel Cell |  | USA0062698 | 2.2 | 33.8510 | -117.8453 | Gas |  |  |  | 2017.0 | 2016 ESA Project Company LLC | U.S. Energy Information Administration | http://www.eia.gov/electricity/data/browser/ | U.S. Energy Information Administration |  | 2019 | [5 empty] | 18.867 | 17.217 | U.S. Energy Information Administration |  |  |  |  | 7.75 | NO-ESTIMATION | NO-ESTIMATION | NO-ESTIMATION | SOLAR-V1 | SOLAR-V1
USA | United States of America | Canyon Power Plant |  | USA0057027 | 200 | 33.8581 | -117.8617 | Gas |  |  |  | 2011.0 | City of Anaheim - (CA) | U.S. Energy Information Administration | http://www.eia.gov/electricity/data/browser/ | U.S. Energy Information Administration |  | 2019 | 104.665 | 96.553 | 95.441 | 123.09400000000001 | 159.297 | 181.871 | 123.153 | U.S. Energy Information Administration |  |  |  |  | 705.29 | NO-ESTIMATION | NO-ESTIMATION | NO-ESTIMATION | SOLAR-V1 | SOLAR-V1
USA | United States of America | Fullerton Mill CHP |  | USA0058083 | 21 | 33.8617 | -117.8931 | Gas |  |  |  | 2002.0 | Kimberly-Clark Worldwide Inc | U.S. Energy Information Administration | http://www.eia.gov/electricity/data/browser/ | U.S. Energy Information Administration |  | 2019 | 172.534 | 75.765 | 79.09400000000001 | 67.642 | 78.24000000000001 | 75.513 | 60.838 | U.S. Energy Information Administration |  |  |  |  | 74.05 | NO-ESTIMATION | NO-ESTIMATION | NO-ESTIMATION | NO-ESTIMATION | CAPACITY-FACTOR-V1
USA | United States of America | Signal Hill Generating LLC |  | USA0050127 | 80 | 33.8625 | -98.5894 | Gas |  |  |  | 1987.0 | Signal Hill Generating LLC | U.S. Energy Information Administration | http://www.eia.gov/electricity/data/browser/ | U.S. Energy Information Administration |  | 2019 | 19.724 | 3.6870000000000003 | 5.303 | 4.122 | 0.0 | 18.556 | 14.676 | U.S. Energy Information Administration |  |  |  |  | 282.11 | NO-ESTIMATION | NO-ESTIMATION | NO-ESTIMATION | NO-ESTIMATION | NO-ESTIMATION
USA | United States of America | Antelope Station |  | USA0057865 | 167.4 | 33.8650 | -101.8433 | Gas |  |  |  | 2010.999999999999 | Golden Spread Electric Cooperative Inc | U.S. Energy Information Administration | http://www.eia.gov/electricity/data/browser/ | U.S. Energy Information Administration |  | 2019 | 44.358000000000004 | 200.592 | 143.57 | 82.406 | 92.551 | 272.308 | 367.178 | U.S. Energy Information Administration |  |  |  |  | 590.33 | NO-ESTIMATION | NO-ESTIMATION | NO-ESTIMATION | NO-ESTIMATION | CAPACITY-FACTOR-V1
USA | United States of America | Elk Station |  | USA0058835 | 606 | 33.8650 | -101.8433 | Gas |  |  |  | 2015.6666666666667 | Golden Spread Electric Cooperative Inc | U.S. Energy Information Administration | http://www.eia.gov/electricity/data/browser/ | U.S. Energy Information Administration |  | 2019 |  |  | 46.748 | 125.119 | 93.678 | 605.966 | 1104.875 | U.S. Energy Information Administration |  |  |  |  | 2137.05 | NO-ESTIMATION | NO-ESTIMATION | NO-ESTIMATION | NO-ESTIMATION | CAPACITY-FACTOR-V1
USA | United States of America | Columbia Energy Center (SC) |  | USA0055386 | 668.5 | 33.8697 | -81.0178 | Gas | Oil |  |  | 2004.0 | Dominion Energy South Carolina Inc | U.S. Energy Information Administration | http://www.eia.gov/electricity/data/browser/ | U.S. Energy Information Administration |  | 2019 | 0.0 | 578.782513 | 750.1592019999999 | 1296.640709 | 1676.278294 | 1915.3372519999998 | 3251.1 | U.S. Energy Information Administration |  |  |  |  | 2357.46 | NO-ESTIMATION | NO-ESTIMATION | NO-ESTIMATION | NO-ESTIMATION | SOLAR-V1
USA | United States of America | Carson Cogeneration |  | USA0010169 | 55.8 | 33.8759 | -118.2491 | Gas |  |  |  | 1990.0 | Carson Cogeneration Co | U.S. Energy Information Administration | http://www.eia.gov/electricity/data/browser/ | U.S. Energy Information Administration | 16934 | 2019 | 280.08847000000003 | 35.961 | 33.199 | 37.159000000000006 | 4.841 | 0.0 | 24.729 | U.S. Energy Information Administration |  |  |  |  | 196.77 | NO-ESTIMATION | NO-ESTIMATION | NO-ESTIMATION | NO-ESTIMATION | CAPACITY-FACTOR-V1
USA | United States of America | CSUF Trigeneration |  | USA0058169 | 8.5 | 33.8806 | -117.8866 | Gas | Solar |  |  | 2012.6823529411768 | California State University at Fullerton | U.S. Energy Information Administration | http://www.eia.gov/electricity/data/browser/ | U.S. Energy Information Administration |  | 2019 | 28.508580000000002 | 31.334 | 31.240000000000002 | 32.163000000000004 | 31.78338 | 34.223 | 33.948 | U.S. Energy Information Administration |  |  |  |  | 29.97 | SOLAR-V1 | SOLAR-V1 | SOLAR-V1 | SOLAR-V1 | SOLAR-V1
USA | United States of America | Clearwater Power Plant |  | USA0056356 | 49 | 33.8912 | -117.6085 | Gas |  |  |  | 2005.0 | City of Riverside - (CA) | U.S. Energy Information Administration | http://www.eia.gov/electricity/data/browser/ | U.S. Energy Information Administration |  | 2019 | 22.348 | 17.583 | 15.139000000000001 | 23.508 | 25.908 | 14.932 | 8.2528 | U.S. Energy Information Administration |  |  |  |  | 172.79 | HYDRO-V1 | HYDRO-V1 | HYDRO-V1 | HYDRO-V1 | HYDRO-V1
USA | United States of America | Paramount Refinery |  | USA0058058 | 6.7 | 33.9000 | -118.1514 | Gas |  |  |  | 2003.0 | Paramount Petroleum Corporation | U.S. Energy Information Administration | http://www.eia.gov/electricity/data/browser/ | U.S. Energy Information Administration | 56295 | 2019 | 0.0 | 0.0 | 0.0 |  |  |  |  | U.S. Energy Information Administration |  |  |  |  | 23.62 | NO-ESTIMATION | NO-ESTIMATION | NO-ESTIMATION | NO-ESTIMATION | CAPACITY-FACTOR-V1
USA | United States of America | El Segundo Cogen |  | USA0010213 | 180.1 | 33.9058 | -118.4031 | Gas |  |  |  | 1996.5657967795673 | Chevron USA Inc-El Segundo | U.S. Energy Information Administration | http://www.eia.gov/electricity/data/browser/ | U.S. Energy Information Administration | 18160 | 2019 | 1051.092 |  |  | 1392.04 | 1353.9869959999999 | 1265.325 | 1260.654 | U.S. Energy Information Administration |  |  |  |  | 635.12 | HYDRO-V1 | HYDRO-V1 | HYDRO-V1 | HYDRO-V1 | HYDRO-V1
USA | United States of America | Biola University Hybrid |  | USA0054296 | 2.5 | 33.9070 | -118.0131 | Gas | Storage |  |  | 1998.1599999999999 | Biola University | U.S. Energy Information Administration | http://www.eia.gov/electricity/data/browser/ | U.S. Energy Information Administration | 14552 | 2019 | 12.585 | 12.154 | 12.971 | 12.885 | 14.8 | 0.0 | 12.571 | U.S. Energy Information Administration |  |  |  |  | 8.81 | NO-ESTIMATION | NO-ESTIMATION | NO-ESTIMATION | WIND-V1 | WIND-V1
USA | United States of America | El Segundo Energy Center LLC |  | USA0057901 | 537.4 | 33.9106 | -118.4250 | Gas |  |  |  | 2013.0 | NRG El Segundo Operations Inc | U.S. Energy Information Administration | http://www.eia.gov/electricity/data/browser/ | U.S. Energy Information Administration | 33130 | 2019 | 575.9670000000001 | 1688.6770000000001 | 1959.8339999999998 | 1184.6870000000001 | 1292.165 | 1054.778 | 516.626 | U.S. Energy Information Administration |  |  |  |  | 1895.13 | NO-ESTIMATION | NO-ESTIMATION | NO-ESTIMATION | NO-ESTIMATION | NO-ESTIMATION
USA | United States of America | Indigo Energy Facility |  | USA0055541 | 149.7 | 33.9109 | -116.5530 | Gas |  |  |  | 2000.9999999999998 | Diamond Generating Corporation | U.S. Energy Information Administration | http://www.eia.gov/electricity/data/browser/ | U.S. Energy Information Administration | 47955 | 2019 | 83.432 | 67.975 | 64.43 | 34.464 | 69.697 | 33.376 | 34.089 | U.S. Energy Information Administration |  |  |  |  | 527.91 | NO-ESTIMATION | NO-ESTIMATION | NO-ESTIMATION | NO-ESTIMATION | CAPACITY-FACTOR-V1
USA | United States of America | Scattergood |  | USA0000404 | 876 | 33.9182 | -118.4276 | Gas | Biomass |  |  | 1994.1342465753428 | Los Angeles Department of Water & Power | U.S. Energy Information Administration | http://www.eia.gov/electricity/data/browser/ | U.S. Energy Information Administration | 25100 | 2019 | 1199.06296 | 1133.91201 | 1278.12002 | 1419.960001 | 2002.6700019999998 | 1786.84 | 1240.303 | U.S. Energy Information Administration |  |  |  |  | 3089.21 | NO-ESTIMATION | NO-ESTIMATION | NO-ESTIMATION | NO-ESTIMATION | SOLAR-V1
USA | United States of America | Equinix Douglas St. Fuel Cell |  | USA0062704 | 1.5 | 33.9212 | -118.3845 | Gas |  |  |  | 2017.0 | 2016 ESA Project Company LLC | U.S. Energy Information Administration | http://www.eia.gov/electricity/data/browser/ | U.S. Energy Information Administration |  | 2019 | [5 empty] | 8.411 | 7.407 | U.S. Energy Information Administration |  |  |  |  | 5.28 | SOLAR-V1 | SOLAR-V1 | SOLAR-V1 | SOLAR-V1 | SOLAR-V1
USA | United States of America | Equinix Maple Ave. Fuel Cell |  | USA0062705 | 2 | 33.9254 | -118.3946 | Gas |  |  |  | 2017.0 | 2016 ESA Project Company LLC | U.S. Energy Information Administration | http://www.eia.gov/electricity/data/browser/ | U.S. Energy Information Administration |  | 2019 | [5 empty] | 8.224 | 7.411 | U.S. Energy Information Administration |  |  |  |  | 7.05 | HYDRO-V1 | HYDRO-V1 | HYDRO-V1 | HYDRO-V1 | HYDRO-V1
USA | United States of America | Center Hybrid |  | USA0056475 | 59.8 | 33.9296 | -118.1046 | Gas | Storage |  |  | 2008.6722408026756 | Southern California Edison Co | U.S. Energy Information Administration | http://www.eia.gov/electricity/data/browser/ | U.S. Energy Information Administration |  | 2019 | 19.979 | 19.464 | 28.755 | 27.378 | 0.0 | 0.0 | 10.361 | U.S. Energy Information Administration |  |  |  |  | 210.88 | HYDRO-V1 | HYDRO-V1 | HYDRO-V1 | HYDRO-V1 | HYDRO-V1
USA | United States of America | Springs Generating Station |  | USA0056144 | 40 | 33.9308 | -117.2933 | Gas |  |  |  | 2002.0 | City of Riverside - (CA) | U.S. Energy Information Administration | http://www.eia.gov/electricity/data/browser/ | U.S. Energy Information Administration |  | 2019 | 1.504 | 1.124 | 0.47400000000000003 | 0.001 | 0.7010000000000001 | 0.465 | 0.792 | U.S. Energy Information Administration |  |  |  |  | 141.05 | WIND-V1 | WIND-V1 | WIND-V1 | WIND-V1 | WIND-V1
USA | United States of America | Blacksand Generating Facility |  | USA0056090 | 8 | 33.9328 | -117.8550 | Gas |  |  |  | 2000.45 | Bridge Energy LLC | U.S. Energy Information Administration | http://www.eia.gov/electricity/data/browser/ | U.S. Energy Information Administration |  | 2019 | 5.681 | 4.501 | 31.019000000000002 | 28.518 | 27.547 | 27.284 | 28.555 | U.S. Energy Information Administration |  |  |  |  | 28.21 | HYDRO-V1 | HYDRO-V1 | HYDRO-V1 | HYDRO-V1 | HYDRO-V1
USA | United States of America | Sentinel Energy Center LLC |  | USA0057482 | 800 | 33.9342 | -116.5714 | Gas |  |  |  | 2013.0 | CPV Sentinel LLC | U.S. Energy Information Administration | http://www.eia.gov/electricity/data/browser/ | U.S. Energy Information Administration | 56866 | 2019 | 309.195 | 490.52500000000003 | 656.854 | 449.31 | 489.236 | 485.658 | 576.703 | U.S. Energy Information Administration |  |  |  |  | 2821.19 | NO-ESTIMATION | NO-ESTIMATION | NO-ESTIMATION | NO-ESTIMATION | CAPACITY-FACTOR-V1
USA | United States of America | Archer Daniels Midland Southport |  | USA0054316 | 52.5 | 33.9397 | -77.9905 | Gas | Oil |  |  | 1992.9714285714285 | Archer Daniels Midland Co | U.S. Energy Information Administration | http://www.eia.gov/electricity/data/browser/ | U.S. Energy Information Administration |  | 2019 | 0.0 | 0.0 | 2.7199999999999998 | 1.3130000000000002 | 0.5 | 2.747 | 0 | U.S. Energy Information Administration |  |  |  |  | 185.14 | WIND-V1 | WIND-V1 | WIND-V1 | WIND-V1 | WIND-V1
USA | United States of America | Central Utilities Plant LAX 2 |  | USA0058258 | 9.2 | 33.9439 | -118.4042 | Gas |  |  |  | 2015.0000000000002 | LAX Airport | U.S. Energy Information Administration | http://www.eia.gov/electricity/data/browser/ | U.S. Energy Information Administration | 25080 | 2019 |  |  | 10.810379999999999 | 30.744560000000003 | 29.13148 | 30.61618 | 32.3978 | U.S. Energy Information Administration |  |  |  |  | 32.44 | NO-ESTIMATION | NO-ESTIMATION | NO-ESTIMATION | NO-ESTIMATION | CAPACITY-FACTOR-V1
USA | United States of America | Sewell Creek Energy |  | USA0007813 | 570 | 33.9486 | -85.2769 | Gas |  |  |  | 2000.0 | Oglethorpe Power Corporation | U.S. Energy Information Administration | http://www.eia.gov/electricity/data/browser/ | U.S. Energy Information Administration | 45872 | 2019 | 107.572 | 146.651 | 267.349 | 466.134 | 356.12 | 547.294 | 592.577 | U.S. Energy Information Administration |  |  |  |  | 2010.1 | NO-ESTIMATION | NO-ESTIMATION | NO-ESTIMATION | NO-ESTIMATION | CAPACITY-FACTOR-V1
USA | United States of America | Riverside Energy Resource Center |  | USA0056143 | 196 | 33.9636 | -117.4528 | Gas |  |  |  | 2008.4489795918366 | City of Riverside - (CA) | U.S. Energy Information Administration | http://www.eia.gov/electricity/data/browser/ | U.S. Energy Information Administration |  | 2019 | 49.71 | 49.084 | 50.739000000000004 | 69.845 | 94.539 | 86.351 | 79.777 | U.S. Energy Information Administration |  |  |  |  | 691.19 | NO-ESTIMATION | NO-ESTIMATION | NO-ESTIMATION | NO-ESTIMATION | CAPACITY-FACTOR-V1
USA | United States of America | Coit GT |  | USA0003281 | 39.2 | 33.9803 | -81.0407 | Gas | Oil |  |  | 1969.0 | Dominion Energy South Carolina Inc | U.S. Energy Information Administration | http://www.eia.gov/electricity/data/browser/ | U.S. Energy Information Administration | 32975 | 2019 | 1.5459999999999998 | 1.867 | 0.44799999999999995 | 0.37 | 0.8009999999999999 | 1.123 | 0.316 | U.S. Energy Information Administration |  |  |  |  | 138.23 | NO-ESTIMATION | NO-ESTIMATION | NO-ESTIMATION | NO-ESTIMATION | CAPACITY-FACTOR-V1
USA | United States of America | OLS Energy Chino |  | USA0050850 | 30.8 | 33.9896 | -117.6809 | Gas |  |  |  | 1988.0 | OLS Energy-Chino | U.S. Energy Information Administration | http://www.eia.gov/electricity/data/browser/ | U.S. Energy Information Administration | 33711 | 2019 | 233.357 | 229.402 | 224.297 | 225.984 | 208.895 | 24.709 | 2.36 | U.S. Energy Information Administration |  |  |  |  | 108.61 | SOLAR-V1 | SOLAR-V1 | SOLAR-V1 | SOLAR-V1 | SOLAR-V1
USA | United States of America | H. Gonzales |  | USA0056039 | 11.8 | 33.9986 | -118.2219 | Gas |  |  |  | 1987.0 | City of Vernon | U.S. Energy Information Administration | http://www.eia.gov/electricity/data/browser/ | U.S. Energy Information Administration | 64089 | 2019 | 0.15778 | 0.22540000000000002 | 0.10486 | 0.31164 | 2.2197 | 3.9944800000000003 | 3.5437 | U.S. Energy Information Administration |  |  |  |  | 41.61 | NO-ESTIMATION | NO-ESTIMATION | NO-ESTIMATION | NO-ESTIMATION | CAPACITY-FACTOR-V1
USA | United States of America | Malburg |  | USA0056041 | 130 | 33.9986 | -118.2219 | Gas | Biomass |  |  | 2005.0 | Colorado Energy Management LLC | U.S. Energy Information Administration | http://www.eia.gov/electricity/data/browser/ | U.S. Energy Information Administration | 35993 | 2019 | 791.831003 | 868.2139980000001 | 713.204998 | 729.120001 | 694.038 | 479.36300000000006 | 608.96 | U.S. Energy Information Administration |  |  |  |  | 458.44 | NO-ESTIMATION | NO-ESTIMATION | NO-ESTIMATION | NO-ESTIMATION | CAPACITY-FACTOR-V1
USA | United States of America | Mira Loma Peaker |  | USA0056473 | 49.8 | 34.0053 | -117.5604 | Gas |  |  |  | 2007.0 | Southern California Edison Co | U.S. Energy Information Administration | http://www.eia.gov/electricity/data/browser/ | U.S. Energy Information Administration |  | 2019 | 15.165000000000001 | 16.53 | 25.551000000000002 | 32.593 | 24.404 | 24.008 | 16.605 | U.S. Energy Information Administration |  |  |  |  | 175.61 | SOLAR-V1 | SOLAR-V1 | SOLAR-V1 | SOLAR-V1 | SOLAR-V1
USA | United States of America | Walnut Creek Energy Park |  | USA0057515 | 500 | 34.0087 | -117.9449 | Gas |  |  |  | 2013.0 | Walnut Creek LLC | U.S. Energy Information Administration | http://www.eia.gov/electricity/data/browser/ | U.S. Energy Information Administration | 35106 | 2019 | 316.129 | 489.374 | 439.71500000000003 | 445.55 | 347.16 | 382.02500000000003 | 456.237 | U.S. Energy Information Administration |  |  |  |  | 1763.24 | NO-ESTIMATION | NO-ESTIMATION | NO-ESTIMATION | NO-ESTIMATION | CAPACITY-FACTOR-V1
USA | United States of America | Gadsden |  | USA0000007 | 138 | 34.0128 | -85.9708 | Gas |  |  |  | 1949.0 | Alabama Power Co | U.S. Energy Information Administration | http://www.eia.gov/electricity/data/browser/ | U.S. Energy Information Administration | 12582 | 2019 | 182.00400000000002 | 216.750001 | 214.655003 | 0.0 | 0.0 | 188.877 | 169.977 | U.S. Energy Information Administration |  |  |  |  | 486.65 | NO-ESTIMATION | NO-ESTIMATION | NO-ESTIMATION | NO-ESTIMATION | WIND-V1
USA | United States of America | Saint Johns Health Center |  | USA0050610 | 1.2 | 34.0303 | -118.4784 | Gas |  |  |  | 1992.0000000000002 | Saint John's Health Center | U.S. Energy Information Administration | http://www.eia.gov/electricity/data/browser/ | U.S. Energy Information Administration | 33492 | 2019 | 0.0 |  | 2.001 | 0.013000000000000001 | 0.014 |  |  | U.S. Energy Information Administration |  |  |  |  | 4.23 | NO-ESTIMATION | WIND-V1 | WIND-V1 | WIND-V1 | WIND-V1
USA | United States of America | Agua Mansa Power Plant |  | USA0055951 | 60.5 | 34.0414 | -117.3603 | Gas |  |  |  | 2003.0 | E I Colton LLC | U.S. Energy Information Administration | http://www.eia.gov/electricity/data/browser/ | U.S. Energy Information Administration | 49568 | 2019 | 39.754 | 23.668 | 14.59 | 6.466 | 11.648 | 7.862 | 4.041 | U.S. Energy Information Administration |  |  |  |  | 213.35 | NO-ESTIMATION | WIND-V1 | WIND-V1 | WIND-V1 | WIND-V1
USA | United States of America | Dahlberg |  | USA0007709 | 919 | 34.0423 | -83.3977 | Gas | Oil |  |  | 2000.2 | Southern Power Co | U.S. Energy Information Administration | http://www.eia.gov/electricity/data/browser/ | U.S. Energy Information Administration | 45429 | 2019 | 127.676 | 338.571999 | 511.871001 | 598.501 | 326.51200400000005 | 410.888005 | 488.534 | U.S. Energy Information Administration |  |  |  |  | 3240.84 | NO-ESTIMATION | NO-ESTIMATION | NO-ESTIMATION | WIND-V1 | WIND-V1
USA | United States of America | New-Indy Ontario Mill |  | USA0010427 | 33 | 34.0454 | -117.5402 | Gas |  |  |  | 2019.0 | New-Indy Ontario LLC | U.S. Energy Information Administration | http://www.eia.gov/electricity/data/browser/ | U.S. Energy Information Administration |  | 2019 | 272.692 | 259.044 | 260.592 | 244.988 | 241.924 | 227.147 | 231.048 | U.S. Energy Information Administration |  |  |  |  | 116.37 | NO-ESTIMATION | NO-ESTIMATION | NO-ESTIMATION | NO-ESTIMATION | WIND-V1
USA | United States of America | Loma Linda University Cogen |  | USA0010206 | 13.1 | 34.0504 | -117.2484 | Gas | Oil |  |  | 1990.8244274809163 | Loma Linda University | U.S. Energy Information Administration | http://www.eia.gov/electricity/data/browser/ | U.S. Energy Information Administration | 24984 | 2019 | 0.0 | 0.0 | 0.0 | 0.0 | 0.0 | 0.0 | 58.388 | U.S. Energy Information Administration |  |  |  |  | 46.19 | HYDRO-V1 | HYDRO-V1 | HYDRO-V1 | HYDRO-V1 | HYDRO-V1
USA | United States of America | McMeekin |  | USA0003287 | 293.6 | 34.0556 | -81.2172 | Gas |  |  |  | 1958.5000000000002 | Dominion Energy South Carolina Inc | U.S. Energy Information Administration | http://www.eia.gov/electricity/data/browser/ | U.S. Energy Information Administration | 32981 | 2019 | 741.681999 | 1377.732955 | 939.694996 | 910.0740010000001 | 0.0 | 0.0 | 752.842 | U.S. Energy Information Administration |  |  |  |  | 1035.37 | HYDRO-V1 | HYDRO-V1 | HYDRO-V1 | HYDRO-V1 | HYDRO-V1
USA | United States of America | Civic Center |  | USA0010623 | 34.5 | 34.0564 | -118.2436 | Gas |  |  |  | 1989.0 | Los Angeles County | U.S. Energy Information Administration | http://www.eia.gov/electricity/data/browser/ | U.S. Energy Information Administration | 25077 | 2019 | 0.0 | 0.0 | 0.0 | 0.0 | 0.0 | 0.0 | 83.92 | U.S. Energy Information Administration |  |  |  |  | 121.66 | WIND-V1 | WIND-V1 | WIND-V1 | WIND-V1 | WIND-V1
USA | United States of America | Century Generating Facility |  | USA0055934 | 44.8 | 34.0606 | -117.3533 | Gas |  |  |  | 2000.9999999999998 | Colton Power LP | U.S. Energy Information Administration | http://www.eia.gov/electricity/data/browser/ | U.S. Energy Information Administration |  | 2019 | 1.867 | 1.02 | 1.572 | 1.06 | 1.5150000000000001 | 1.266 | 0.495 | U.S. Energy Information Administration |  |  |  |  | 157.98 | NO-ESTIMATION | NO-ESTIMATION | NO-ESTIMATION | NO-ESTIMATION | CAPACITY-FACTOR-V1
USA | United States of America | Drews Generating Facility |  | USA0055935 | 44.8 | 34.0609 | -117.3532 | Gas |  |  |  | 2000.9999999999998 | Colton Power LP | U.S. Energy Information Administration | http://www.eia.gov/electricity/data/browser/ | U.S. Energy Information Administration | 47957 | 2019 | 1.812 | 1.198 | 1.655 | 1.5150000000000001 | 1.276 | 0.777 | 0.414 | U.S. Energy Information Administration |  |  |  |  | 157.98 | NO-ESTIMATION | NO-ESTIMATION | NO-ESTIMATION | SOLAR-V1 | SOLAR-V1
USA | United States of America | UCLA So Campus Cogen Project |  | USA0052073 | 43 | 34.0692 | -118.4439 | Gas | Oil |  |  | 1993.0 | University of California-LA | U.S. Energy Information Administration | http://www.eia.gov/electricity/data/browser/ | U.S. Energy Information Administration | 29728 | 2019 | 0.0 | 0.0 | 0.0 | 0.0 | 0.0 | 0.0 | 280.7236 | U.S. Energy Information Administration |  |  |  |  | 151.63 | WIND-V1 | WIND-V1 | WIND-V1 | WIND-V1 | WIND-V1
USA | United States of America | Ratkovich Alhambra |  | USA0062458 | 1 | 34.0814 | -118.1519 | Gas |  |  |  | 2019.0 | Bloom Energy | U.S. Energy Information Administration | http://www.eia.gov/electricity/data/browser/ | U.S. Energy Information Administration |  | 2019 | [5 empty] | 0.23600000000000002 | 8.514 | U.S. Energy Information Administration |  |  |  |  | 3.52 | NO-ESTIMATION | NO-ESTIMATION | NO-ESTIMATION | NO-ESTIMATION | CAPACITY-FACTOR-V1
USA | United States of America | Mountainview Generating Station |  | USA0000358 | 1036.8 | 34.0818 | -117.2418 | Gas |  |  |  | 2006.0000000000002 | Southern California Edison Co | U.S. Energy Information Administration | http://www.eia.gov/electricity/data/browser/ | U.S. Energy Information Administration | 33162 | 2019 | 5518.342000000001 | 6172.6631 | 5750.4093 | 4890.772000000001 | 4040.5069000000003 | 2091.87485 | 3040.6881 | U.S. Energy Information Administration |  |  |  |  | 3656.27 | NO-ESTIMATION | NO-ESTIMATION | NO-ESTIMATION | NO-ESTIMATION | CAPACITY-FACTOR-V1
USA | United States of America | Disney Prospect |  | USA0062571 | 1 | 34.0834 | -118.4338 | Gas |  |  |  | 2017.0 | Bloom Energy | U.S. Energy Information Administration | http://www.eia.gov/electricity/data/browser/ | U.S. Energy Information Administration |  | 2019 | [5 empty] | 0.0 | 7.374 | U.S. Energy Information Administration |  |  |  |  | 3.52 | HYDRO-V1 | HYDRO-V1 | HYDRO-V1 | HYDRO-V1 | HYDRO-V1
USA | United States of America | Amazon San Bernardino |  | USA0059800 | 1.1 | 34.0884 | -117.2458 | Gas |  |  |  | 2014.0 | Bloom Energy | U.S. Energy Information Administration | http://www.eia.gov/electricity/data/browser/ | U.S. Energy Information Administration | 57248 | 2019 |  | 0.801 | 8.699 | 7.923 | 7.715 | 7.166 | 6.823 | U.S. Energy Information Administration |  |  |  |  | 3.87 | NO-ESTIMATION | NO-ESTIMATION | NO-ESTIMATION | NO-ESTIMATION | CAPACITY-FACTOR-V1
USA | United States of America | Grapeland Hybrid |  | USA0056472 | 59.8 | 34.0903 | -117.5343 | Gas | Storage |  |  | 2008.6722408026756 | Southern California Edison Co | U.S. Energy Information Administration | http://www.eia.gov/electricity/data/browser/ | U.S. Energy Information Administration |  | 2019 | 21.207 | 14.044 | 21.636 | 33.435 | 0.0 | 0.0 | 6.993 | U.S. Energy Information Administration |  |  |  |  | 210.88 | NO-ESTIMATION | NO-ESTIMATION | NO-ESTIMATION | NO-ESTIMATION | CAPACITY-FACTOR-V1
USA | United States of America | Starbucks - Evolution Fresh |  | USA0059804 | 1.1 | 34.0937 | -117.5510 | Gas |  |  |  | 2014.0 | Bloom Energy | U.S. Energy Information Administration | http://www.eia.gov/electricity/data/browser/ | U.S. Energy Information Administration |  | 2019 |  | 4.527 | 7.555 | 7.018 | 7.498 | 7.167 | 6.64 | U.S. Energy Information Administration |  |  |  |  | 3.87 | NO-ESTIMATION | NO-ESTIMATION | NO-ESTIMATION | NO-ESTIMATION | CAPACITY-FACTOR-V1
USA | United States of America | San Antonio Regional Hospital |  | USA0050234 | 2.7 | 34.1019 | -117.6381 | Gas |  |  |  | 1990.333333333333 | San Antonio Regional Hospital | U.S. Energy Information Administration | http://www.eia.gov/electricity/data/browser/ | U.S. Energy Information Administration |  | 2019 | 15.14394 | 10.63692 | 11.7943 | 13.911100000000001 | 13.26234 | 11.473840000000001 | 10.7555 | U.S. Energy Information Administration |  |  |  |  | 9.52 | NO-ESTIMATION | NO-ESTIMATION | NO-ESTIMATION | NO-ESTIMATION | CAPACITY-FACTOR-V1
USA | United States of America | MolsonCoors Irwindale Brewery |  | USA0058056 | 13.9 | 34.1217 | -117.9383 | Gas | Biomass | Solar |  | 2004.6978417266191 | MolsonCoors Irwindale Brewery | U.S. Energy Information Administration | http://www.eia.gov/electricity/data/browser/ | U.S. Energy Information Administration | 68769 | 2019 | 24.179000000000002 | 26.573 | 26.514000000000003 | 19.176000000000002 | 17.733 | 16.470100000000002 | 13.4312 | U.S. Energy Information Administration |  |  |  |  | 49.01 | NO-ESTIMATION | NO-ESTIMATION | NO-ESTIMATION | NO-ESTIMATION | CAPACITY-FACTOR-V1
USA | United States of America | Glenarm |  | USA0000422 | 265.6 | 34.1260 | -118.1494 | Gas |  |  |  | 2002.1859939759033 | City of Pasadena - (CA) | U.S. Energy Information Administration | http://www.eia.gov/electricity/data/browser/ | U.S. Energy Information Administration | 29735 | 2019 | 53.597 | 33.607 | 32.793 | 32.28436 | 0.0 | 107.23331999999999 | 64.9607 | U.S. Energy Information Administration |  |  |  |  | 936.63 | NO-ESTIMATION | NO-ESTIMATION | NO-ESTIMATION | NO-ESTIMATION | CAPACITY-FACTOR-V1
USA | United States of America | Ormond Beach |  | USA0000350 | 1612 | 34.1292 | -119.1689 | Gas |  |  |  | 1972.0 | GenOn California South LP | U.S. Energy Information Administration | http://www.eia.gov/electricity/data/browser/ | U.S. Energy Information Administration | 33152 | 2019 | 573.943 | 228.79500000000002 | 405.01300000000003 | 103.28 | 239.531 | 186.01500000000001 | 160.849 | U.S. Energy Information Administration |  |  |  |  | 5684.71 | HYDRO-V1 | HYDRO-V1 | HYDRO-V1 | HYDRO-V1 | HYDRO-V1
USA | United States of America | California Institute of Technology |  | USA0010262 | 13 | 34.1385 | -118.1256 | Gas |  |  |  | 2003.0 | California Institute-Technology | U.S. Energy Information Administration | http://www.eia.gov/electricity/data/browser/ | U.S. Energy Information Administration |  | 2019 | 74.95675 | 81.05902 | 81.68272999999999 | 80.571 | 90.296 | 90.06700000000001 | 88.134 | U.S. Energy Information Administration |  |  |  |  | 45.84 | NO-ESTIMATION | NO-ESTIMATION | NO-ESTIMATION | NO-ESTIMATION | CAPACITY-FACTOR-V1
USA | United States of America | Oxnard Paper Mill |  | USA0057585 | 29 | 34.1414 | -119.1831 | Gas |  |  |  | 1986.0 | New-Indy Oxnard LLC | U.S. Energy Information Administration | http://www.eia.gov/electricity/data/browser/ | U.S. Energy Information Administration |  | 2019 | 204.427 | 203.01500000000001 | 192.002 | 196.482 | 196.979 | 189.038 | 183.955 | U.S. Energy Information Administration |  |  |  |  | 102.26 | NO-ESTIMATION | NO-ESTIMATION | SOLAR-V1 | SOLAR-V1 | SOLAR-V1
USA | United States of America | CBS Studio Center |  | USA0058440 | 2.4 | 34.1450 | -118.3908 | Gas |  |  |  | 2013.0 | Crestmark Bank | U.S. Energy Information Administration | http://www.eia.gov/electricity/data/browser/ | U.S. Energy Information Administration | 66882 | 2019 | 4.366 | 10.297 | 9.354000000000001 | 9.496 | 9.242469999999999 | 8.608 | 8.7541 | U.S. Energy Information Administration |  |  |  |  | 8.46 | HYDRO-V1 | HYDRO-V1 | HYDRO-V1 | HYDRO-V1 | HYDRO-V1
USA | United States of America | ATT Ventura Blvd |  | USA0063606 | 1 | 34.1522 | -118.4561 | Gas |  |  |  | 2019.0 | Bloom Energy | U.S. Energy Information Administration | http://www.eia.gov/electricity/data/browser/ | U.S. Energy Information Administration |  | 2019 | [6 empty] | 6.577 | U.S. Energy Information Administration |  |  |  |  | 3.52 | HYDRO-V1 | HYDRO-V1 | HYDRO-V1 | HYDRO-V1 | HYDRO-V1
USA | United States of America | Grayson |  | USA0000377 | 300.9 | 34.1556 | -118.2782 | Gas | Waste |  |  | 1975.2412761714857 | City of Glendale - (CA) | U.S. Energy Information Administration | http://www.eia.gov/electricity/data/browser/ | U.S. Energy Information Administration | 21090 | 2019 | 161.997 | 159.274 | 169.42 | 144.647 | 145.166 | 140.78 | 80.469 | U.S. Energy Information Administration |  |  |  |  | 1061.12 | NO-ESTIMATION | SOLAR-V1 | SOLAR-V1 | SOLAR-V1 | SOLAR-V1
USA | United States of America | CSUCI Site Authority |  | USA0050851 | 31.1 | 34.1620 | -119.0479 | Gas |  |  |  | 1988.0 | CSUCI Site Authority | U.S. Energy Information Administration | http://www.eia.gov/electricity/data/browser/ | U.S. Energy Information Administration |  | 2019 | 207.577 | 173.70600000000002 | 160.83 | 170.798 | 174.44 | 47.506 | 2.412 | U.S. Energy Information Administration |  |  |  |  | 109.67 | HYDRO-V1 | HYDRO-V1 | HYDRO-V1 | HYDRO-V1 | HYDRO-V1
USA | United States of America | Plant X |  | USA0003485 | 434.4 | 34.1661 | -102.4114 | Gas | Oil |  |  | 1958.1620626151016 | Southwestern Public Service Co | U.S. Energy Information Administration | http://www.eia.gov/electricity/data/browser/ | U.S. Energy Information Administration | 33304 | 2019 | 1373.801982 | 1160.700041 | 778.114002 | 626.281005 | 452.898005 | 1221.176959 | 865.509 | U.S. Energy Information Administration |  |  |  |  | 1531.9 | HYDRO-V1 | HYDRO-V1 | HYDRO-V1 | HYDRO-V1 | HYDRO-V1
USA | United States of America | Olive |  | USA0006013 | 109.7 | 34.1764 | -118.3147 | Gas |  |  |  | 1961.7210574293526 | City of Burbank Water and Power | U.S. Energy Information Administration | http://www.eia.gov/electricity/data/browser/ | U.S. Energy Information Administration | 15132 | 2019 | 0.0 | 0.0 | 0.0 | 0.0 | 0.0 | 0.0 | 0 | U.S. Energy Information Administration |  |  |  |  | 386.85 | HYDRO-V1 | HYDRO-V1 | HYDRO-V1 | HYDRO-V1 | HYDRO-V1
USA | United States of America | Lake One |  | USA0007987 | 60.5 | 34.1772 | -118.3147 | Gas |  |  |  | 2002.0 | City of Burbank Water and Power | U.S. Energy Information Administration | http://www.eia.gov/electricity/data/browser/ | U.S. Energy Information Administration | 55943 | 2019 | 12.325000000000001 | 7.315 | 12.558 | 13.397 | 14.769 | 11.806000000000001 | 15.995 | U.S. Energy Information Administration |  |  |  |  | 213.35 | HYDRO-V1 | HYDRO-V1 | HYDRO-V1 | HYDRO-V1 | HYDRO-V1
USA | United States of America | Magnolia Power Project |  | USA0056046 | 387.6 | 34.1786 | -118.3153 | Gas |  |  |  | 2004.9999999999998 | City of Burbank Water and Power | U.S. Energy Information Administration | http://www.eia.gov/electricity/data/browser/ | U.S. Energy Information Administration | 15129 | 2019 | 1163.701 | 1702.201 | 1712.359 | 1628.469 | 1429.737 | 1531.1440000000002 | 1571.046 | U.S. Energy Information Administration |  |  |  |  | 1366.86 | HYDRO-V1 | HYDRO-V1 | HYDRO-V1 | HYDRO-V1 | HYDRO-V1
USA | United States of America | Houweling Nurseries |  | USA0058432 | 13.2 | 34.1797 | -119.0831 | Gas |  |  |  | 2012.3333333333335 | Houweling's Tomatoes | U.S. Energy Information Administration | http://www.eia.gov/electricity/data/browser/ | U.S. Energy Information Administration |  | 2019 | 37.541000000000004 | 69.489 | 77.313 | 70.863 | 74.44500000000001 | 53.349000000000004 | 50.579 | U.S. Energy Information Administration |  |  |  |  | 46.54 | NO-ESTIMATION | NO-ESTIMATION | NO-ESTIMATION | NO-ESTIMATION | CAPACITY-FACTOR-V1
USA | United States of America | Crossroads Energy Center |  | USA0055395 | 306.4 | 34.1830 | -90.5621 | Gas |  |  |  | 2002.0 | Clarksdale Public Utilities | U.S. Energy Information Administration | http://www.eia.gov/electricity/data/browser/ | U.S. Energy Information Administration | 49062 | 2019 | 42.938 | 70.44 | 19.867 | 23.137 | 12.278 | 64.074 | 126.117 | U.S. Energy Information Administration |  |  |  |  | 1080.51 | HYDRO-V1 | HYDRO-V1 | HYDRO-V1 | HYDRO-V1 | HYDRO-V1
USA | United States of America | L L Wilkins |  | USA0002059 | 55.2 | 34.1845 | -90.5627 | Gas |  |  |  | 1970.5978260869565 | Clarksdale Public Utilities | U.S. Energy Information Administration | http://www.eia.gov/electricity/data/browser/ | U.S. Energy Information Administration | 16668 | 2019 | 0.0 | 0.0 | 0.0 | 0.0 | 0.0 | 0.0 | 0.155 | U.S. Energy Information Administration |  |  |  |  | 194.66 | HYDRO-V1 | HYDRO-V1 | HYDRO-V1 | HYDRO-V1 | HYDRO-V1
USA | United States of America | Cal State Univ San Bernardino FC01 |  | USA0057544 | 1.4 | 34.1858 | -117.3242 | Gas |  |  |  | 2013.0 | Southern California Edison Co | U.S. Energy Information Administration | http://www.eia.gov/electricity/data/browser/ | U.S. Energy Information Administration | 14552 | 2019 | 4.571 | 8.911 | 5.914 | 6.71 | 7.859 | 8.469 | 9.071 | U.S. Energy Information Administration |  |  |  |  | 4.93 | HYDRO-V1 | HYDRO-V1 | HYDRO-V1 | HYDRO-V1 | HYDRO-V1
USA | United States of America | E F Oxnard Energy Facility |  | USA0010776 | 48.5 | 34.1958 | -119.1664 | Gas |  |  |  | 1990.0 | EF Oxnard LLC | U.S. Energy Information Administration | http://www.eia.gov/electricity/data/browser/ | U.S. Energy Information Administration |  | 2019 | 166.291 | 162.429 | 165.489 | 162.322 | 163.73 | 157.062 | 155.051 | U.S. Energy Information Administration |  |  |  |  | 171.03 | HYDRO-V1 | HYDRO-V1 | HYDRO-V1 | HYDRO-V1 | HYDRO-V1
USA | United States of America | Oxnard |  | USA0050464 | 68.7 | 34.1960 | -119.1667 | Gas |  |  |  | 1987.0436681222707 | Procter&Gamble Paper Products Co-Oxnard | U.S. Energy Information Administration | http://www.eia.gov/electricity/data/browser/ | U.S. Energy Information Administration | 32764 | 2019 | 554.827 | 536.005 | 548.167 | 502.206 | 503.526 | 557.802 | 536.189 | U.S. Energy Information Administration |  |  |  |  | 242.27 | WIND-V1 | WIND-V1 | WIND-V1 | WIND-V1 | WIND-V1
USA | United States of America | ATT Van Nyus |  | USA0062574 | 1 | 34.1963 | -118.4482 | Gas |  |  |  | 2017.0 | Bloom Energy | U.S. Energy Information Administration | http://www.eia.gov/electricity/data/browser/ | U.S. Energy Information Administration |  | 2019 | [5 empty] | 8.256 | 7.215 | U.S. Energy Information Administration |  |  |  |  | 3.52 | HYDRO-V1 | HYDRO-V1 | HYDRO-V1 | HYDRO-V1 | HYDRO-V1
USA | United States of America | McGrath Peaker |  | USA0056471 | 49.8 | 34.2056 | -119.2469 | Gas |  |  |  | 2012.0 | Southern California Edison Co | U.S. Energy Information Administration | http://www.eia.gov/electricity/data/browser/ | U.S. Energy Information Administration | 65214 | 2019 | 23.874 | 26.692 | 41.581 | 31.297 | 45.188 | 23.962 | 19.74 | U.S. Energy Information Administration |  |  |  |  | 175.61 | HYDRO-V1 | HYDRO-V1 | HYDRO-V1 | HYDRO-V1 | HYDRO-V1
USA | United States of America | Pine Bluff Energy Center |  | USA0055075 | 236 | 34.2181 | -91.9025 | Gas | Oil |  |  | 2001.0 | Pine Bluff Energy LLC | U.S. Energy Information Administration | http://www.eia.gov/electricity/data/browser/ | U.S. Energy Information Administration | 45873 | 2019 | 1491.837 | 0.0 | 0.0 | 0.0 | 0.0 | 0.0 | 1169.258 | U.S. Energy Information Administration |  |  |  |  | 832.25 | NO-ESTIMATION | NO-ESTIMATION | NO-ESTIMATION | NO-ESTIMATION | CAPACITY-FACTOR-V1
USA | United States of America | Camden South Carolina |  | USA0010795 | 19 | 34.2338 | -80.6558 | Gas | Oil |  |  | 1993.0 | Invista | U.S. Energy Information Administration | http://www.eia.gov/electricity/data/browser/ | U.S. Energy Information Administration |  | 2019 | 17.066451 | 11.850103 | 18.336927 | 0.0 | 0.0 | 0.0 | 0 | U.S. Energy Information Administration |  |  |  |  | 67 | HYDRO-V1 | HYDRO-V1 | HYDRO-V1 | HYDRO-V1 | HYDRO-V1
USA | United States of America | MCAGCC Cogen Plant |  | USA0058914 | 16.4 | 34.2372 | -116.0542 | Gas | Oil |  |  | 2009.1707317073174 | DOD USMC Marine Air Ground Combat | U.S. Energy Information Administration | http://www.eia.gov/electricity/data/browser/ | U.S. Energy Information Administration |  | 2019 | 0.0 | 0.0 | 0.0 |  | 0.0 | 0.0 | 82.33 | U.S. Energy Information Administration |  |  |  |  | 57.83 | WIND-V1 | WIND-V1 | WIND-V1 | WIND-V1 | WIND-V1
USA | United States of America | Valley (CA) |  | USA0000408 | 690.5 | 34.2450 | -118.3913 | Gas | Oil | Biomass |  | 2002.8247646632874 | Los Angeles Department of Water & Power | U.S. Energy Information Administration | http://www.eia.gov/electricity/data/browser/ | U.S. Energy Information Administration |  | 2019 | 926.9209999999999 | 0.0 | 0.0 | 0.0 | 0.0 | 1491.9780069999997 | 2241.784 | U.S. Energy Information Administration |  |  |  |  | 2435.04 | HYDRO-V1 | HYDRO-V1 | HYDRO-V1 | HYDRO-V1 | HYDRO-V1
USA | United States of America | Bear Valley Power Plant |  | USA0056346 | 8.4 | 34.2506 | -116.9025 | Gas |  |  |  | 2005.0 | Golden State Water Company | U.S. Energy Information Administration | http://www.eia.gov/electricity/data/browser/ | U.S. Energy Information Administration | 52891 | 2019 | 0.058 | 0.0 | 0.048 | -0.036000000000000004 | 0.17400000000000002 | 0.056 | 0.385 | U.S. Energy Information Administration |  |  |  |  | 29.62 | NO-ESTIMATION | SOLAR-V1 | SOLAR-V1 | SOLAR-V1 | SOLAR-V1
USA | United States of America | Parr GT |  | USA0003291 | 83.8 | 34.2642 | -81.3308 | Gas | Oil |  |  | 1970.532219570406 | Dominion Energy South Carolina Inc | U.S. Energy Information Administration | http://www.eia.gov/electricity/data/browser/ | U.S. Energy Information Administration | 32986 | 2019 | 3.561 | 5.303000000000001 | 2.311 | 7.332000000000001 | 3.3090000000000006 | 7.2749999999999995 | 2.386 | U.S. Energy Information Administration |  |  |  |  | 295.52 | NO-ESTIMATION | NO-ESTIMATION | NO-ESTIMATION | NO-ESTIMATION | CAPACITY-FACTOR-V1
USA | United States of America | L V Sutton Combined Cycle |  | USA0058697 | 851 | 34.2831 | -77.9853 | Gas | Oil |  |  | 2013.5687426556992 | Duke Energy Progress - (NC) | U.S. Energy Information Administration | http://www.eia.gov/electricity/data/browser/ | U.S. Energy Information Administration | 15625 | 2019 | 0.0 | 3866.3199910000003 | 4372.561014 | 4718.980982 | 4670.661059 | 0.0 | 4620.495 | U.S. Energy Information Administration |  |  |  |  | 3001.04 | NO-ESTIMATION | NO-ESTIMATION | NO-ESTIMATION | NO-ESTIMATION | CAPACITY-FACTOR-V1
USA | United States of America | Hot Spring Generating Facility |  | USA0055418 | 714.8 | 34.2976 | -92.8683 | Gas |  |  |  | 2002.0000000000002 | Entergy Arkansas LLC | U.S. Energy Information Administration | http://www.eia.gov/electricity/data/browser/ | U.S. Energy Information Administration | 47437 | 2019 | 1723.0300000000002 | 1266.981 | 2498.565 | 2964.241 | 3448.6240000000003 | 3433.63 | 2937.705 | U.S. Energy Information Administration |  |  |  |  | 2520.73 | NO-ESTIMATION | NO-ESTIMATION | NO-ESTIMATION | NO-ESTIMATION | CAPACITY-FACTOR-V1
USA | United States of America | Olive View Medical Center |  | USA0010884 | 5.6 | 34.3262 | -118.4448 | Gas | Oil |  |  | 1987.0 | Los Angeles County | U.S. Energy Information Administration | http://www.eia.gov/electricity/data/browser/ | U.S. Energy Information Administration | 28878 | 2019 | 0.0 | 0.0 | 0.0 | 0.0 | 0.0 | 0.0 | 14.2792 | U.S. Energy Information Administration |  |  |  |  | 19.74 | NO-ESTIMATION | NO-ESTIMATION | NO-ESTIMATION | NO-ESTIMATION | CAPACITY-FACTOR-V1
USA | United States of America | Batesville Generation Facility |  | USA0055063 | 891 | 34.3356 | -89.9275 | Gas |  |  |  | 2000.0 | Cooperative Energy | U.S. Energy Information Administration | http://www.eia.gov/electricity/data/browser/ | U.S. Energy Information Administration | 25197 | 2019 | 1901.9009999999998 | 2323.056 | 3761.639 | 4321.799 | 3310.1850000000004 | 3662.717 | 4134.003 | U.S. Energy Information Administration |  |  |  |  | 3142.1 | NO-ESTIMATION | NO-ESTIMATION | WIND-V1 | WIND-V1 | WIND-V1
USA | United States of America | Hartwell Energy Facility |  | USA0054538 | 360 | 34.3396 | -82.8199 | Gas | Oil |  |  | 1994.0 | Oglethorpe Power Corporation | U.S. Energy Information Administration | http://www.eia.gov/electricity/data/browser/ | U.S. Energy Information Administration | 13127 | 2019 | 0.0 | 30.863000000000003 | 38.138999999999996 | 39.983000000000004 | 91.936 | 183.73900000000003 | 357.12 | U.S. Energy Information Administration |  |  |  |  | 1269.53 | HYDRO-V1 | HYDRO-V1 | HYDRO-V1 | HYDRO-V1 | HYDRO-V1
USA | United States of America | John S Rainey |  | USA0007834 | 1102 | 34.3477 | -82.7745 | Gas | Oil |  |  | 2001.9854809437386 | South Carolina Public Service Authority | U.S. Energy Information Administration | http://www.eia.gov/electricity/data/browser/ | U.S. Energy Information Administration | 45545 | 2019 | 4317.745 | 0.0 | 0.0 | 0.0 | 0.0 | 0.0 | 5582.042 | U.S. Energy Information Administration |  |  |  |  | 3886.19 | NO-ESTIMATION | NO-ESTIMATION | NO-ESTIMATION | NO-ESTIMATION | CAPACITY-FACTOR-V1
USA | United States of America | CES Placerita Power Plant |  | USA0010677 | 90 | 34.3801 | -118.4999 | Gas |  |  |  | 1988.0 | CES Placerita Inc | U.S. Energy Information Administration | http://www.eia.gov/electricity/data/browser/ | U.S. Energy Information Administration | 12452 | 2019 | [12 empty] | 317.38 | HYDRO-V1 | HYDRO-V1 | HYDRO-V1 | HYDRO-V1 | HYDRO-V1
USA | United States of America | Berry Placerita Cogen |  | USA0052096 | 42.8 | 34.3841 | -118.4949 | Gas |  |  |  | 1990.0000000000002 | Berry Petroleum Co | U.S. Energy Information Administration | http://www.eia.gov/electricity/data/browser/ | U.S. Energy Information Administration | 13453 | 2019 | 314.422 | 319.333 | 313.19 | 304.058 | 292.164 | 295.809 | 266.165 | U.S. Energy Information Administration |  |  |  |  | 150.93 | WIND-V1 | WIND-V1 | WIND-V1 | WIND-V1 | WIND-V1
USA | United States of America | Darlington County |  | USA0003250 | 845.4 | 34.4185 | -80.1657 | Gas | Oil |  |  | 1982.6761296427728 | Duke Energy Progress - (NC) | U.S. Energy Information Administration | http://www.eia.gov/electricity/data/browser/ | U.S. Energy Information Administration | 15612 | 2019 | 61.003 | 111.08100000000002 | 110.832 | 114.39100100000002 | 77.056 | 230.819003 | 21.08 | U.S. Energy Information Administration |  |  |  |  | 2981.29 | NO-ESTIMATION | NO-ESTIMATION | NO-ESTIMATION | NO-ESTIMATION | CAPACITY-FACTOR-V1
USA | United States of America | Magnet Cove |  | USA0055714 | 746 | 34.4297 | -92.8317 | Gas |  |  |  | 2005.3243967828419 | Arkansas Electric Coop Corp | U.S. Energy Information Administration | http://www.eia.gov/electricity/data/browser/ | U.S. Energy Information Administration | 49572 | 2019 | 1098.071 | 131.859 | 712.909 | 2046.9940000000001 | 1380.835 | 1834.885 | 1705.578 | U.S. Energy Information Administration |  |  |  |  | 2630.76 | WIND-V1 | WIND-V1 | WIND-V1 | WIND-V1 | WIND-V1
USA | United States of America | Ellwood |  | USA0008076 | 58 | 34.4314 | -119.9001 | Gas |  |  |  | 1974.0 | GenOn California South LP | U.S. Energy Information Administration | http://www.eia.gov/electricity/data/browser/ | U.S. Energy Information Administration | 33126 | 2019 | 1.073 | 1.075 | 6.446 | 3.939 | 9.176 | 6.212 | 3.533 | U.S. Energy Information Administration |  |  |  |  | 204.53 | NO-ESTIMATION | NO-ESTIMATION | NO-ESTIMATION | NO-ESTIMATION | SOLAR-V1
USA | United States of America | Lake Catherine |  | USA0000170 | 552.5 | 34.4341 | -92.9049 | Gas |  |  |  | 1970.0 | Entergy Arkansas LLC | U.S. Energy Information Administration | http://www.eia.gov/electricity/data/browser/ | U.S. Energy Information Administration | 13527 | 2019 | 477.839 | 90.653 | 159.62800000000001 | 332.156 | 93.59 | 289.084 | 127.495 | U.S. Energy Information Administration |  |  |  |  | 1948.38 | NO-ESTIMATION | NO-ESTIMATION | NO-ESTIMATION | NO-ESTIMATION | CAPACITY-FACTOR-V1
USA | United States of America | ExxonMobil Santa Ynez Facility |  | USA0050270 | 49.3 | 34.4648 | -120.0444 | Gas |  |  |  | 1993.0 | Exxon Mobil Production Co | U.S. Energy Information Administration | http://www.eia.gov/electricity/data/browser/ | U.S. Energy Information Administration | 63090 | 2019 | 361.536 | 395.04200000000003 | 150.16 |  |  |  |  | U.S. Energy Information Administration |  |  |  |  | 173.85 | NO-ESTIMATION | NO-ESTIMATION | NO-ESTIMATION | NO-ESTIMATION | CAPACITY-FACTOR-V1
USA | United States of America | Gaviota Oil Plant |  | USA0050623 | 14 | 34.4751 | -120.2051 | Gas |  |  |  | 1988.0 | Freeport McMoRan Oil & Gas | U.S. Energy Information Administration | http://www.eia.gov/electricity/data/browser/ | U.S. Energy Information Administration | 30354 | 2019 | 6.388 | 5.989 | 2.832 | 0.0 | 0.0 | 0.0 | 0 | U.S. Energy Information Administration |  |  |  |  | 49.37 | HYDRO-V1 | HYDRO-V1 | HYDRO-V1 | HYDRO-V1 | HYDRO-V1
USA | United States of America | Comanche (OK) |  | USA0008059 | 294 | 34.5431 | -98.3244 | Gas | Oil |  |  | 1973.547619047619 | Public Service Co of Oklahoma | U.S. Energy Information Administration | http://www.eia.gov/electricity/data/browser/ | U.S. Energy Information Administration | 30903 | 2019 | 742.569 | 0.0 | 363.326 | 95.049 |  | 196.644 | 276.01 | U.S. Energy Information Administration |  |  |  |  | 1036.78 | HYDRO-V1 | HYDRO-V1 | HYDRO-V1 | HYDRO-V1 | HYDRO-V1
USA | United States of America | Harry L. Oswald |  | USA0055221 | 599.5 | 34.5923 | -92.2166 | Gas |  |  |  | 2002.0 | Arkansas Electric Coop Corp | U.S. Energy Information Administration | http://www.eia.gov/electricity/data/browser/ | U.S. Energy Information Administration | 46816 | 2019 | 317.735 | 159.24200000000002 | 349.389 | 519.479 | 310.375 | 522.54 | 368.94 | U.S. Energy Information Administration |  |  |  |  | 2114.13 | NO-ESTIMATION | NO-ESTIMATION | NO-ESTIMATION | NO-ESTIMATION | CAPACITY-FACTOR-V1
USA | United States of America | High Desert Power Plant |  | USA0055518 | 852 | 34.5953 | -117.3647 | Gas |  |  |  | 2003.0 | MRP Generation Holdings LLC | U.S. Energy Information Administration | http://www.eia.gov/electricity/data/browser/ | U.S. Energy Information Administration | 38653 | 2019 | 4591.241 | 3964.94 | 3542.24 | 3089.8410000000003 | 2168.001 | 3019.302 | 3337.426 | U.S. Energy Information Administration |  |  |  |  | 3004.57 | NO-ESTIMATION | NO-ESTIMATION | NO-ESTIMATION | NO-ESTIMATION | CAPACITY-FACTOR-V1
USA | United States of America | W S Lee |  | USA0003264 | 1117.9 | 34.6022 | -82.4350 | Gas | Oil |  |  | 2008.324000357814 | Duke Energy Carolinas LLC | U.S. Energy Information Administration | http://www.eia.gov/electricity/data/browser/ | U.S. Energy Information Administration |  | 2019 | 59.739999999999995 | 344.728 | 0.0 | 284.118001 | 127.393 | 3657.3350000000005 | 5272.034 | U.S. Energy Information Administration |  |  |  |  | 3942.26 | NO-ESTIMATION | NO-ESTIMATION | NO-ESTIMATION | NO-ESTIMATION | CAPACITY-FACTOR-V1
USA | United States of America | Valencia Energy Facility |  | USA0055802 | 159.5 | 34.6115 | -106.7322 | Gas |  |  |  | 2008.0 | Valencia Power LLC | U.S. Energy Information Administration | http://www.eia.gov/electricity/data/browser/ | U.S. Energy Information Administration |  | 2019 | 78.106 | 64.342 | 105.161 | 60.911 | 76.524 | 101.531 | 80.233 | U.S. Energy Information Administration |  |  |  |  | 562.47 | SOLAR-V1 | SOLAR-V1 | SOLAR-V1 | SOLAR-V1 | SOLAR-V1
USA | United States of America | La Luz Energy Center |  | USA0058284 | 42.3 | 34.6161 | -106.8150 | Gas |  |  |  | 2015.9999999999998 | Public Service Co of NM | U.S. Energy Information Administration | http://www.eia.gov/electricity/data/browser/ | U.S. Energy Information Administration |  | 2019 |  |  | 0.246 | 22.133 | 10.484 | 242.058 | 19.46 | U.S. Energy Information Administration |  |  |  |  | 149.17 | NO-ESTIMATION | NO-ESTIMATION | NO-ESTIMATION | NO-ESTIMATION | CAPACITY-FACTOR-V1
USA | United States of America | Decatur Energy Center |  | USA0055292 | 902.4 | 34.6292 | -87.0214 | Gas |  |  |  | 2002.2335992907801 | Decatur Energy Center LLC | U.S. Energy Information Administration | http://www.eia.gov/electricity/data/browser/ | U.S. Energy Information Administration | 49138 | 2019 | 1097.0320000000002 | 991.6690000000001 | 1486.854 | 2600.458 | 2079.102 | 2702.9 | 2144.807 | U.S. Energy Information Administration |  |  |  |  | 3182.3 | WIND-V1 | WIND-V1 | WIND-V1 | WIND-V1 | WIND-V1
USA | United States of America | Morgan Energy Center |  | USA0055293 | 900 | 34.6397 | -87.0639 | Gas |  |  |  | 2003.2333333333333 | Morgan Energy Center LLC | U.S. Energy Information Administration | http://www.eia.gov/electricity/data/browser/ | U.S. Energy Information Administration | 46313 | 2019 | 3707.531 | 3837.308 | 4955.877 | 4115.273 | 3931.225 | 4532.851000000001 | 3121.34 | U.S. Energy Information Administration |  |  |  |  | 3173.84 | NO-ESTIMATION | NO-ESTIMATION | NO-ESTIMATION | NO-ESTIMATION | CAPACITY-FACTOR-V1
USA | United States of America | Duke Energy CHP at Clemson University |  | USA0063063 | 13.4 | 34.6779 | -82.8231 | Gas |  |  |  | 2020.0 | Duke Energy Carolinas LLC | U.S. Energy Information Administration | http://www.eia.gov/electricity/data/browser/ | U.S. Energy Information Administration |  | 2019 | [6 empty] | 0 | U.S. Energy Information Administration |  |  |  |  | 47.25 | NO-ESTIMATION | NO-ESTIMATION | NO-ESTIMATION | NO-ESTIMATION | CAPACITY-FACTOR-V1
USA | United States of America | Central Energy Facility |  | USA0058400 | 5.5 | 34.6794 | -82.8403 | Gas |  |  |  | 2000.0 | Clemson University - Main Campus | U.S. Energy Information Administration | http://www.eia.gov/electricity/data/browser/ | U.S. Energy Information Administration |  | 2019 | 4.87 | 3.258 | 1.5738800000000002 | 0.539 | 0.231 | 0.129 | 0.238 | U.S. Energy Information Administration |  |  |  |  | 19.39 | NO-ESTIMATION | NO-ESTIMATION | NO-ESTIMATION | NO-ESTIMATION | CAPACITY-FACTOR-V1
USA | United States of America | Kiamichi Energy Facility |  | USA0055501 | 1370 | 34.6831 | -95.9349 | Gas |  |  |  | 2003.0 | Kiowa Power Partners LLC | U.S. Energy Information Administration | http://www.eia.gov/electricity/data/browser/ | U.S. Energy Information Administration |  | 2019 | 2503.742 | 2819.111 | 2758.166 | 1695.44 | 3144.1580000000004 | 5485.625 | 5500.881 | U.S. Energy Information Administration |  |  |  |  | 4831.29 | NO-ESTIMATION | NO-ESTIMATION | NO-ESTIMATION | NO-ESTIMATION | SOLAR-V1
USA | United States of America | Thomas A Smith Energy Facility |  | USA0055382 | 1192 | 34.7094 | -84.9175 | Gas |  |  |  | 2002.0 | Oglethorpe Power Corporation | U.S. Energy Information Administration | http://www.eia.gov/electricity/data/browser/ | U.S. Energy Information Administration | 47599 | 2019 | 2211.736 | 1903.6650000000002 | 4072.517 | 6401.308 | 6427.2 | 5342.648 | 6325.926 | U.S. Energy Information Administration |  |  |  |  | 4203.58 | NO-ESTIMATION | NO-ESTIMATION | NO-ESTIMATION | NO-ESTIMATION | CAPACITY-FACTOR-V1
USA | United States of America | Colbert |  | USA0000047 | 476 | 34.7439 | -87.8486 | Gas | Oil |  |  | 1972.0 | Tennessee Valley Authority | U.S. Energy Information Administration | http://www.eia.gov/electricity/data/browser/ | U.S. Energy Information Administration | 34339 | 2019 | 3218.7699650000004 | 3594.7810310000004 | 2690.553993 | 0.0 | 0.0 | 0.0 | 1.67 | U.S. Energy Information Administration |  |  |  |  | 1678.61 | NO-ESTIMATION | NO-ESTIMATION | SOLAR-V1 | SOLAR-V1 | SOLAR-V1
USA | United States of America | Magnolia Power Plant |  | USA0055451 | 1003.5 | 34.8350 | -89.2026 | Gas |  |  |  | 2003.0 | Tennessee Valley Authority | U.S. Energy Information Administration | http://www.eia.gov/electricity/data/browser/ | U.S. Energy Information Administration |  | 2019 | 4418.171 | 4079.143 | 4945.105 | 5731.838 | 5144.767 | 5554.67 | 3768.367 | U.S. Energy Information Administration |  |  |  |  | 3538.83 | NO-ESTIMATION | NO-ESTIMATION | NO-ESTIMATION | NO-ESTIMATION | NO-ESTIMATION
USA | United States of America | Sherwood H Smith Jr Energy Complex |  | USA0007805 | 2244.8 | 34.8392 | -79.7406 | Gas | Oil |  |  | 2004.2647451888809 | Duke Energy Progress - (NC) | U.S. Energy Information Administration | http://www.eia.gov/electricity/data/browser/ | U.S. Energy Information Administration | 45681 | 2019 | 9080.386004 | 7684.214021999999 | 10412.581035 | 10658.239950000001 | 10229.472962 | 11895.680934999998 | 9392.554 | U.S. Energy Information Administration |  |  |  |  | 7916.27 | NO-ESTIMATION | NO-ESTIMATION | NO-ESTIMATION | NO-ESTIMATION | CAPACITY-FACTOR-V1
USA | United States of America | Hamlet Generating Facility |  | USA0056292 | 343.8 | 34.8423 | -79.7361 | Gas | Oil |  |  | 2008.8333333333333 | North Carolina El Member Corp | U.S. Energy Information Administration | http://www.eia.gov/electricity/data/browser/ | U.S. Energy Information Administration | 53566 | 2019 | 35.097 | 48.86900000000001 | 63.49 | 0.0 | 30.063 | 167.24500500000002 | 89.773 | U.S. Energy Information Administration |  |  |  |  | 1212.4 | NO-ESTIMATION | NO-ESTIMATION | NO-ESTIMATION | NO-ESTIMATION | SOLAR-V1
USA | United States of America | South Point Energy Center |  | USA0055177 | 708 | 34.8678 | -114.5317 | Gas |  |  |  | 2001.0 | South Point Energy Center LLC | U.S. Energy Information Administration | http://www.eia.gov/electricity/data/browser/ | U.S. Energy Information Administration |  | 2019 | 1934.275 | 1106.8120000000001 | 1750.652 | 100.404 | 0.0 | 261.151 | 1886.216 | U.S. Energy Information Administration |  |  |  |  | 2496.75 | NO-ESTIMATION | NO-ESTIMATION | SOLAR-V1 | SOLAR-V1 | SOLAR-V1
USA | United States of America | Mangum |  | USA0002991 | 6.7 | 34.8836 | -99.5022 | Gas | Oil |  |  | 1960.5223880597016 | City of Mangum - (OK) | U.S. Energy Information Administration | http://www.eia.gov/electricity/data/browser/ | U.S. Energy Information Administration | 25485 | 2019 | 0.049 | 0.010000000000000002 | 0.026 | 0.014 | 0.0 | 0.023 | 0.038 | U.S. Energy Information Administration |  |  |  |  | 23.62 | NO-ESTIMATION | NO-ESTIMATION | NO-ESTIMATION | NO-ESTIMATION | CAPACITY-FACTOR-V1
USA | United States of America | Pastoria Energy Facility LLC |  | USA0055656 | 779 | 34.9556 | -118.8440 | Gas |  |  |  | 2005.0 | Calpine Corp - Pastoria Energy Center | U.S. Energy Information Administration | http://www.eia.gov/electricity/data/browser/ | U.S. Energy Information Administration | 46235 | 2019 | 4992.677 | 5097.286 | 4784.662 | 4365.684 | 3875.8410000000003 | 4325.91 | 4060.797 | U.S. Energy Information Administration |  |  |  |  | 2747.14 | NO-ESTIMATION | NO-ESTIMATION | NO-ESTIMATION | NO-ESTIMATION | CAPACITY-FACTOR-V1
USA | United States of America | Seminole |  | USA0002956 | 1701 | 34.9665 | -96.7258 | Gas |  |  |  | 1973.0 | Oklahoma Gas & Electric Co | U.S. Energy Information Administration | http://www.eia.gov/electricity/data/browser/ | U.S. Energy Information Administration | 28847 | 2019 | 3107.5240000000003 | 0.0 | 0.0 | 0.0 | 0.0 | 0.0 | 1944.06 | U.S. Energy Information Administration |  |  |  |  | 5998.56 | NO-ESTIMATION | NO-ESTIMATION | NO-ESTIMATION | NO-ESTIMATION | NO-ESTIMATION
USA | United States of America | Anson County Generation Facility |  | USA0056249 | 343.8 | 34.9687 | -79.9217 | Gas | Oil |  |  | 2006.9999999999998 | North Carolina El Member Corp | U.S. Energy Information Administration | http://www.eia.gov/electricity/data/browser/ | U.S. Energy Information Administration | 53272 | 2019 | 98.912 | 117.73599800000001 | 164.527005 | 253.42700300000004 | 187.928996 | 394.528003 | 101.891 | U.S. Energy Information Administration |  |  |  |  | 1212.4 | NO-ESTIMATION | NO-ESTIMATION | NO-ESTIMATION | NO-ESTIMATION | NO-ESTIMATION
USA | United States of America | Monroe Generating Station |  | USA0057505 | 30 | 34.9858 | -80.5060 | Gas | Oil |  |  | 2010.0 | North Carolina Mun Power Agny #1 | U.S. Energy Information Administration | http://www.eia.gov/electricity/data/browser/ | U.S. Energy Information Administration | 69466 | 2019 | 3.5220000000000002 | 0.467 | 0.8700000000000001 | 0.453 | 1.623 | 5.138 | 1.224 | U.S. Energy Information Administration |  |  |  |  | 105.79 | SOLAR-V1 | SOLAR-V1 | SOLAR-V1 | SOLAR-V1 | SOLAR-V1
USA | United States of America | TVA Southaven Combined Cycle |  | USA0055269 | 903.9 | 34.9939 | -90.0378 | Gas |  |  |  | 2003.0 | Tennessee Valley Authority | U.S. Energy Information Administration | http://www.eia.gov/electricity/data/browser/ | U.S. Energy Information Administration |  | 2019 | 2952.097 | 2197.86 | 3798.27 | 4909.8240000000005 | 3800.973 | 4013.0860000000002 | 3433.556 | U.S. Energy Information Administration |  |  |  |  | 3187.59 | NO-ESTIMATION | NO-ESTIMATION | NO-ESTIMATION | NO-ESTIMATION | CAPACITY-FACTOR-V1
USA | United States of America | Southside Water Reclamation Plant |  | USA0010339 | 6.6 | 35.0161 | -106.6697 | Gas | Biomass |  |  | 1997.0000000000005 | Albuquerque City of | U.S. Energy Information Administration | http://www.eia.gov/electricity/data/browser/ | U.S. Energy Information Administration | 16401 | 2019 | 32.31452 | 34.70866 | 32.14694 | 36.51186 | 34.595960000000005 | 34.20396 | 29.7655 | U.S. Energy Information Administration |  |  |  |  | 23.27 | NO-ESTIMATION | NO-ESTIMATION | NO-ESTIMATION | SOLAR-V1 | SOLAR-V1
USA | United States of America | Rio Bravo |  | USA0055039 | 150 | 35.0260 | -106.6440 | Gas | Oil |  |  | 2000.0 | Public Service Co of NM | U.S. Energy Information Administration | http://www.eia.gov/electricity/data/browser/ | U.S. Energy Information Administration |  | 2019 | 22.409 | 18.434 | 73.41 | 111.841 | 82.287 | 242.657997 | 269.483 | U.S. Energy Information Administration |  |  |  |  | 528.97 | NO-ESTIMATION | NO-ESTIMATION | NO-ESTIMATION | NO-ESTIMATION | CAPACITY-FACTOR-V1
USA | United States of America | US Borax |  | USA0050115 | 48.2 | 35.0329 | -117.7010 | Gas |  |  |  | 1984.0 | U S Borax Inc | U.S. Energy Information Administration | http://www.eia.gov/electricity/data/browser/ | U.S. Energy Information Administration |  | 2019 | 323.635 | 332.407 | 324.305 | 336.5 | 301.656 | 282.302 | 296.532 | U.S. Energy Information Administration |  |  |  |  | 169.97 | NO-ESTIMATION | NO-ESTIMATION | NO-ESTIMATION | NO-ESTIMATION | CAPACITY-FACTOR-V1
USA | United States of America | Black Mountain Generating Station |  | USA0056482 | 121 | 35.0361 | -114.1594 | Gas |  |  |  | 2008.0 | UNS Electric Inc | U.S. Energy Information Administration | http://www.eia.gov/electricity/data/browser/ | U.S. Energy Information Administration | 56946 | 2019 | 51.906 | 52.057 | 49.558 | 56.868 | 54.129 | 79.795 | 98.009 | U.S. Energy Information Administration |  |  |  |  | 426.7 | NO-ESTIMATION | NO-ESTIMATION | NO-ESTIMATION | NO-ESTIMATION | CAPACITY-FACTOR-V1
USA | United States of America | Santa Maria EPG |  | USA0056284 | 5.5 | 35.0408 | -120.6367 | Gas |  |  |  | 1996.0 | Phillips 66 Company | U.S. Energy Information Administration | http://www.eia.gov/electricity/data/browser/ | U.S. Energy Information Administration | 64871 | 2019 | 23.238000000000003 | 25.329000000000004 | 18.413 | 16.039 | 8.919 | 1.274 | 4.301 | U.S. Energy Information Administration |  |  |  |  | 19.39 | NO-ESTIMATION | NO-ESTIMATION | NO-ESTIMATION | NO-ESTIMATION | CAPACITY-FACTOR-V1
USA | United States of America | Griffith Energy LLC |  | USA0055124 | 655 | 35.0540 | -114.1333 | Gas |  |  |  | 2002.0 | Griffith Energy LLC | U.S. Energy Information Administration | http://www.eia.gov/electricity/data/browser/ | U.S. Energy Information Administration | 45191 | 2019 | 2110.812 | 2411.226 | 2088.59432 | 2086.732 | 1940.236 | 2071.721 | 2981.217 | U.S. Energy Information Administration |  |  |  |  | 2309.85 | NO-ESTIMATION | NO-ESTIMATION | NO-ESTIMATION | NO-ESTIMATION | CAPACITY-FACTOR-V1
USA | United States of America | Cherokee County Cogen |  | USA0055043 | 101.2 | 35.0727 | -81.6130 | Gas |  |  |  | 1998.0 | Cherokee County Cogen Partners LLC | U.S. Energy Information Administration | http://www.eia.gov/electricity/data/browser/ | U.S. Energy Information Administration |  | 2019 | 0.0 | 333.9322 | 511.02025000000003 | 596.938 | 607.5934500000001 | 523.89409 | 565.6768 | U.S. Energy Information Administration |  |  |  |  | 356.88 | NO-ESTIMATION | NO-ESTIMATION | NO-ESTIMATION | NO-ESTIMATION | CAPACITY-FACTOR-V1
USA | United States of America | Allen |  | USA0003393 | 1791.7 | 35.0741 | -90.1487 | Gas | Oil |  |  | 2001.8481888709032 | Tennessee Valley Authority | U.S. Energy Information Administration | http://www.eia.gov/electricity/data/browser/ | U.S. Energy Information Administration | 34370 | 2019 | 4293.5429779999995 | 4204.161024 | 3132.3809730000003 | 3480.6600129999997 | 3301.607003 | 3038.160998 | 5842.65 | U.S. Energy Information Administration |  |  |  |  | 6318.42 | NO-ESTIMATION | NO-ESTIMATION | NO-ESTIMATION | NO-ESTIMATION | CAPACITY-FACTOR-V1
USA | United States of America | Broad River Energy Center |  | USA0055166 | 985 | 35.0786 | -81.5750 | Gas | Oil |  |  | 2000.4 | Broad River Energy LLC | U.S. Energy Information Administration | http://www.eia.gov/electricity/data/browser/ | U.S. Energy Information Administration | 45646 | 2019 | 0.0 | 388.805 | 688.671 | 1256.982041 | 402.64699800000005 | 2084.8510140000003 | 425.156 | U.S. Energy Information Administration |  |  |  |  | 3473.59 | NO-ESTIMATION | NO-ESTIMATION | NO-ESTIMATION | NO-ESTIMATION | CAPACITY-FACTOR-V1
USA | United States of America | WFEC GenCo LLC |  | USA0055655 | 90 | 35.0833 | -98.2264 | Gas |  |  |  | 2001.0 | Western Farmers Elec Coop Inc | U.S. Energy Information Administration | http://www.eia.gov/electricity/data/browser/ | U.S. Energy Information Administration |  | 2019 | 1.383 | 31.692 | 90.617 | 185.352 | 146.078 | 209.742 | 134.862 | U.S. Energy Information Administration |  |  |  |  | 317.38 | NO-ESTIMATION | NO-ESTIMATION | NO-ESTIMATION | NO-ESTIMATION | CAPACITY-FACTOR-V1
USA | United States of America | Ford Utilities Center |  | USA0050906 | 14.8 | 35.0841 | -106.6252 | Gas | Cogeneration |  |  | 2009.5202702702702 | University of New Mexico | U.S. Energy Information Administration | http://www.eia.gov/electricity/data/browser/ | U.S. Energy Information Administration |  | 2019 | 47.768 | 74.101 | 84.171 | 78.769 | 77.884 | 72.269 | 69.932 | U.S. Energy Information Administration |  |  |  |  | 52.19 | NO-ESTIMATION | NO-ESTIMATION | NO-ESTIMATION | NO-ESTIMATION | CAPACITY-FACTOR-V1
USA | United States of America | Anadarko Plant |  | USA0003006 | 534.9 | 35.0847 | -98.2300 | Gas |  |  |  | 1982.2342493924095 | Western Farmers Elec Coop Inc | U.S. Energy Information Administration | http://www.eia.gov/electricity/data/browser/ | U.S. Energy Information Administration |  | 2019 | 0.0 | 0.0 | 942.54 | 1434.0620000000001 | 995.6680000000001 | 1538.3760000000002 | 863.951 | U.S. Energy Information Administration |  |  |  |  | 1886.32 | NO-ESTIMATION | NO-ESTIMATION | NO-ESTIMATION | NO-ESTIMATION | NO-ESTIMATION
USA | United States of America | Berry Cogen Tanne Hills 18 |  | USA0050622 | 17.6 | 35.0898 | -119.4409 | Gas |  |  |  | 1987.0 | Berry Petroleum Co | U.S. Energy Information Administration | http://www.eia.gov/electricity/data/browser/ | U.S. Energy Information Administration | 34167 | 2019 | 98.518 | 131.267 | 132.65200000000002 | 135.14600000000002 | 80.132 | 89.956 | 78.487 | U.S. Energy Information Administration |  |  |  |  | 62.06 | NO-ESTIMATION | NO-ESTIMATION | NO-ESTIMATION | NO-ESTIMATION | CAPACITY-FACTOR-V1
USA | United States of America | Berry Cogen |  | USA0050170 | 38.7 | 35.0930 | -119.4436 | Gas |  |  |  | 1987.0 | Berry Petroleum Co | U.S. Energy Information Administration | http://www.eia.gov/electricity/data/browser/ | U.S. Energy Information Administration | 35447 | 2019 | 302.898 | 305.209 | 288.722 | 310.119 | 251.702 | 293.027 | 292.321 | U.S. Energy Information Administration |  |  |  |  | 136.47 | NO-ESTIMATION | NO-ESTIMATION | NO-ESTIMATION | NO-ESTIMATION | CAPACITY-FACTOR-V1
USA | United States of America | SunSelect1 |  | USA0061754 | 6.6 | 35.0967 | -118.6022 | Gas |  |  |  | 2018.0 | SunSelect Produce (California) Inc | U.S. Energy Information Administration | http://www.eia.gov/electricity/data/browser/ | U.S. Energy Information Administration |  | 2019 | [5 empty] | 8.16 | 25.683 | U.S. Energy Information Administration |  |  |  |  | 23.27 | NO-ESTIMATION | NO-ESTIMATION | NO-ESTIMATION | NO-ESTIMATION | CAPACITY-FACTOR-V1
USA | United States of America | Chalk Cliff Limited |  | USA0050003 | 46 | 35.0968 | -119.4299 | Gas |  |  |  | 1990.0 | WCAC Operating Company | U.S. Energy Information Administration | http://www.eia.gov/electricity/data/browser/ | U.S. Energy Information Administration | 18350 | 2019 | 147.677 | 148.67600000000002 | 61.324 | 3.411 | 20.877 | 15.3 | 9.995 | U.S. Energy Information Administration |  |  |  |  | 162.21 | NO-ESTIMATION | NO-ESTIMATION | NO-ESTIMATION | NO-ESTIMATION | CAPACITY-FACTOR-V1
USA | United States of America | Butler-Warner Generation Plant |  | USA0001016 | 303.4 | 35.0986 | -78.8294 | Gas | Oil |  |  | 1980.2669742913642 | Fayetteville Public Works Commission | U.S. Energy Information Administration | http://www.eia.gov/electricity/data/browser/ | U.S. Energy Information Administration | 20033 | 2019 | -2.6530000000000005 | 14.375999999999998 | 20.867000000000004 | 5.5440000000000005 | 10.296000000000001 | 67.26299999999999 | 9.092 | U.S. Energy Information Administration |  |  |  |  | 1069.93 | NO-ESTIMATION | NO-ESTIMATION | NO-ESTIMATION | NO-ESTIMATION | CAPACITY-FACTOR-V1
USA | United States of America | Southwestern |  | USA0002964 | 658 | 35.1009 | -98.3524 | Gas | Oil |  |  | 1974.2021276595744 | Public Service Co of Oklahoma | U.S. Energy Information Administration | http://www.eia.gov/electricity/data/browser/ | U.S. Energy Information Administration | 30913 | 2019 | 470.023 | 352.41700000000003 | 0.0 | 0.0 | 0.0 | 610.31 | 627.292 | U.S. Energy Information Administration |  |  |  |  | 2320.43 | NO-ESTIMATION | NO-ESTIMATION | NO-ESTIMATION | NO-ESTIMATION | CAPACITY-FACTOR-V1
USA | United States of America | Taft 26C Cogen |  | USA0052085 | 12.4 | 35.1133 | -119.4706 | Gas |  |  |  | 1981.9999999999998 | Chevron USA Inc | U.S. Energy Information Administration | http://www.eia.gov/electricity/data/browser/ | U.S. Energy Information Administration |  | 2019 | 86.456 | 86.084 | 79.931 | 78.97800000000001 | 77.167 | 77.245 | 79.317 | U.S. Energy Information Administration |  |  |  |  | 43.72 | NO-ESTIMATION | NO-ESTIMATION | NO-ESTIMATION | NO-ESTIMATION | CAPACITY-FACTOR-V1
USA | United States of America | Mill Creek (SC) |  | USA0007981 | 799.2 | 35.1597 | -81.4306 | Gas | Oil |  |  | 2003.0 | Duke Energy Carolinas LLC | U.S. Energy Information Administration | http://www.eia.gov/electricity/data/browser/ | U.S. Energy Information Administration |  | 2019 | 0.0 | 25.150000000000002 | 83.36500000000001 | 0.0 | 46.843 | 201.193998 | 73.101 | U.S. Energy Information Administration |  |  |  |  | 2818.37 | NO-ESTIMATION | NO-ESTIMATION | NO-ESTIMATION | NO-ESTIMATION | CAPACITY-FACTOR-V1
USA | United States of America | Cleveland Cnty Generating Facility |  | USA0057029 | 736 | 35.1705 | -81.4166 | Gas | Oil |  |  | 2013.0 | Southern Power Co | U.S. Energy Information Administration | http://www.eia.gov/electricity/data/browser/ | U.S. Energy Information Administration |  | 2019 | 279.547003 | 736.583002 | 1022.786042 | 799.4820020000001 | 859.068 | 771.683001 | 981.695 | U.S. Energy Information Administration |  |  |  |  | 2595.5 | NO-ESTIMATION | NO-ESTIMATION | NO-ESTIMATION | NO-ESTIMATION | CAPACITY-FACTOR-V1
USA | United States of America | Reeves |  | USA0002450 | 154 | 35.1710 | -106.6019 | Gas |  |  |  | 1960.857142857143 | Public Service Co of NM | U.S. Energy Information Administration | http://www.eia.gov/electricity/data/browser/ | U.S. Energy Information Administration | 30897 | 2019 | 0.0 | 0.0 | 0.0 | 0.0 | 0.0 | 0.0 | 187.436 | U.S. Energy Information Administration |  |  |  |  | 543.08 | NO-ESTIMATION | NO-ESTIMATION | NO-ESTIMATION | NO-ESTIMATION | CAPACITY-FACTOR-V1
USA | United States of America | Thomas M Knott Cogen Facility |  | USA0058190 | 1.4 | 35.1844 | -120.6183 | Gas |  |  |  | 2003.0 | Sentinel Peak Resources California LLC | U.S. Energy Information Administration | http://www.eia.gov/electricity/data/browser/ | U.S. Energy Information Administration |  | 2019 | 0.0 | 0.0 | [5 empty] | U.S. Energy Information Administration |  |  |  |  | 4.93 | NO-ESTIMATION | NO-ESTIMATION | NO-ESTIMATION | NO-ESTIMATION | CAPACITY-FACTOR-V1
USA | United States of America | Mid-Set Cogeneration |  | USA0010501 | 39.1 | 35.1946 | -119.5710 | Gas |  |  |  | 1989.0000000000002 | Mid Set Cogeneration Co | U.S. Energy Information Administration | http://www.eia.gov/electricity/data/browser/ | U.S. Energy Information Administration | 19055 | 2019 | 294.634 | 301.13100000000003 | 287.059 | 270.558 | 0.0 | 0.0 | 0 | U.S. Energy Information Administration |  |  |  |  | 137.88 | NO-ESTIMATION | NO-ESTIMATION | NO-ESTIMATION | NO-ESTIMATION | CAPACITY-FACTOR-V1
USA | United States of America | Kings Mountain Energy Center |  | USA0059325 | 543.9 | 35.2025 | -81.3631 | Gas |  |  |  | 2018.0 | NTE Carolinas LLC | U.S. Energy Information Administration | http://www.eia.gov/electricity/data/browser/ | U.S. Energy Information Administration |  | 2019 | [5 empty] | 1286.325 | 2976.809 | U.S. Energy Information Administration |  |  |  |  | 1918.06 | NO-ESTIMATION | NO-ESTIMATION | NO-ESTIMATION | NO-ESTIMATION | CAPACITY-FACTOR-V1
USA | United States of America | University of Oklahoma |  | USA0050307 | 18.6 | 35.2089 | -97.4424 | Gas | Oil |  |  | 1968.4032258064517 | University of Oklahoma | U.S. Energy Information Administration | http://www.eia.gov/electricity/data/browser/ | U.S. Energy Information Administration |  | 2019 |  | 0.0 | 0.021 | 0.0 | 0.0 | 0.0 | 0.014 | U.S. Energy Information Administration |  |  |  |  | 65.59 | NO-ESTIMATION | NO-ESTIMATION | NO-ESTIMATION | NO-ESTIMATION | CAPACITY-FACTOR-V1
USA | United States of America | Sunrise Power LLC |  | USA0055182 | 605.4 | 35.2097 | -119.5850 | Gas |  |  |  | 2001.8919722497521 | Sunrise Power Co LLC | U.S. Energy Information Administration | http://www.eia.gov/electricity/data/browser/ | U.S. Energy Information Administration | 45654 | 2019 | 1233.4569999999999 | 2860.5950000000003 | 2729.5860000000002 | 3517.9500000000003 | 2920.02 | 2671.368 | 2188.614 | U.S. Energy Information Administration |  |  |  |  | 2134.94 | NO-ESTIMATION | NO-ESTIMATION | NO-ESTIMATION | NO-ESTIMATION | CAPACITY-FACTOR-V1
USA | United States of America | Dome Project |  | USA0054449 | 6 | 35.2208 | -119.5831 | Gas |  |  |  | 1988.0 | Sentinel Peak Resources California LLC | U.S. Energy Information Administration | http://www.eia.gov/electricity/data/browser/ | U.S. Energy Information Administration | 35476 | 2019 | 40.073 | 46.674 | 46.223 | 49.238 | 48.054 | 37.921 | 47.785 | U.S. Energy Information Administration |  |  |  |  | 21.15 | NO-ESTIMATION | NO-ESTIMATION | NO-ESTIMATION | NO-ESTIMATION | CAPACITY-FACTOR-V1
USA | United States of America | Midway Sunset Cogen |  | USA0052169 | 234 | 35.2269 | -119.6294 | Gas |  |  |  | 1989.0 | Midway-Sunset Cogeneration Co | U.S. Energy Information Administration | http://www.eia.gov/electricity/data/browser/ | U.S. Energy Information Administration | 19054 | 2019 | 1341.23 | 1174.07 | 1049.474 | 910.688 | 826.514 | 850.0690000000001 | 806.368 | U.S. Energy Information Administration |  |  |  |  | 825.19 | NO-ESTIMATION | NO-ESTIMATION | NO-ESTIMATION | NO-ESTIMATION | CAPACITY-FACTOR-V1
USA | United States of America | Carl Bailey |  | USA0000202 | 120 | 35.2601 | -91.3634 | Gas | Oil |  |  | 1966.0 | Arkansas Electric Coop Corp | U.S. Energy Information Administration | http://www.eia.gov/electricity/data/browser/ | U.S. Energy Information Administration | 13510 | 2019 | 11.996000000000002 | 3.132 | 32.02 | 16.219 | 20.037 | 14.199 | 15.894 | U.S. Energy Information Administration |  |  |  |  | 423.17 | NO-ESTIMATION | NO-ESTIMATION | NO-ESTIMATION | NO-ESTIMATION | CAPACITY-FACTOR-V1
USA | United States of America | North Midway Cogen |  | USA0052078 | 10.5 | 35.2761 | -119.5986 | Gas |  |  |  | 1986.0 | Chevron USA Inc | U.S. Energy Information Administration | http://www.eia.gov/electricity/data/browser/ | U.S. Energy Information Administration | 34427 | 2019 | [12 empty] | 37.02 | NO-ESTIMATION | NO-ESTIMATION | NO-ESTIMATION | NO-ESTIMATION | CAPACITY-FACTOR-V1
USA | United States of America | Elk Hills Power LLC |  | USA0055400 | 623 | 35.2803 | -119.4707 | Gas |  |  |  | 2003.0 | Elk Hills Power LLC | U.S. Energy Information Administration | http://www.eia.gov/electricity/data/browser/ | U.S. Energy Information Administration | 45876 | 2019 | 3913.6189999999997 | 3924.1490000000003 | 3961.5950000000003 | 3442.8469999999998 | 3805.9440000000004 | 3797.5510000000004 | 3845.666 | U.S. Energy Information Administration |  |  |  |  | 2197 | NO-ESTIMATION | SOLAR-V1 | SOLAR-V1 | SOLAR-V1 | SOLAR-V1
USA | United States of America | Nichols |  | USA0003484 | 474.7 | 35.2834 | -101.7464 | Gas |  |  |  | 1964.649673477986 | Southwestern Public Service Co | U.S. Energy Information Administration | http://www.eia.gov/electricity/data/browser/ | U.S. Energy Information Administration | 33302 | 2019 | 761.357 | 476.76 | 419.40500000000003 | 449.404 | 396.83 | 869.806 | 1164.272 | U.S. Energy Information Administration |  |  |  |  | 1674.02 | NO-ESTIMATION | NO-ESTIMATION | NO-ESTIMATION | NO-ESTIMATION | CAPACITY-FACTOR-V1
USA | United States of America | Kern Oil & Refining Co |  | USA0058100 | 4.5 | 35.2956 | -118.9183 | Gas |  |  |  | 2002.0 | Kern Oil & Refining Co | U.S. Energy Information Administration | http://www.eia.gov/electricity/data/browser/ | U.S. Energy Information Administration |  | 2019 | 29.61 | 28.273 | 31.245 | 32.124 | 35.198 | 31.436 | 35.923 | U.S. Energy Information Administration |  |  |  |  | 15.86 | NO-ESTIMATION | NO-ESTIMATION | NO-ESTIMATION | NO-ESTIMATION | CAPACITY-FACTOR-V1
USA | United States of America | La Paloma Generating Plant |  | USA0055151 | 1200 | 35.2956 | -119.5919 | Gas |  |  |  | 2003.0 | CXA La Paloma LLC | U.S. Energy Information Administration | http://www.eia.gov/electricity/data/browser/ | U.S. Energy Information Administration | 46009 | 2019 | 6570.936 | 6558.024 | 5342.223 | 4236.1720000000005 | 2969.29 | 1059.098 | 1036.441 | U.S. Energy Information Administration |  |  |  |  | 4231.79 | NO-ESTIMATION | NO-ESTIMATION | NO-ESTIMATION | NO-ESTIMATION | CAPACITY-FACTOR-V1
USA | United States of America | McClain Energy Facility |  | USA0055457 | 551.3 | 35.2977 | -97.5898 | Gas |  |  |  | 2000.9999999999998 | Oklahoma Gas & Electric Co | U.S. Energy Information Administration | http://www.eia.gov/electricity/data/browser/ | U.S. Energy Information Administration | 46484 | 2019 | 3308.5870000000004 | 2469.139 | 3927.152 | 3611.2650000000003 | 3713.104 | 3529.681 | 2956.466 | U.S. Energy Information Administration |  |  |  |  | 1944.15 | NO-ESTIMATION | NO-ESTIMATION | SOLAR-V1 | SOLAR-V1 | SOLAR-V1
USA | United States of America | Berry NMW Cogens |  | USA0062176 | 9.6 | 35.3076 | -119.6116 | Gas |  |  |  | 2017.0000000000002 | Berry Petroleum Co | U.S. Energy Information Administration | http://www.eia.gov/electricity/data/browser/ | U.S. Energy Information Administration |  | 2019 | [5 empty] | 39.305 | 48.229 | U.S. Energy Information Administration |  |  |  |  | 33.85 | WIND-V1 | WIND-V1 | WIND-V1 | WIND-V1 | WIND-V1
USA | United States of America | McKittrick Cogen |  | USA0052076 | 12 | 35.3161 | -119.6597 | Gas |  |  |  | 2012.0 | Chevron USA Inc | U.S. Energy Information Administration | http://www.eia.gov/electricity/data/browser/ | U.S. Energy Information Administration | 18359 | 2019 | 47.769 | 83.411 | 80.558 | 83.181 | 76.69200000000001 | 79.176 | 74.921 | U.S. Energy Information Administration |  |  |  |  | 42.31 | NO-ESTIMATION | NO-ESTIMATION | NO-ESTIMATION | WIND-V1 | WIND-V1
USA | United States of America | McKittrick Limited |  | USA0050612 | 46 | 35.3195 | -119.6620 | Gas |  |  |  | 1991.0 | WCAC Operating Company | U.S. Energy Information Administration | http://www.eia.gov/electricity/data/browser/ | U.S. Energy Information Administration | 18359 | 2019 | 144.058 | 137.679 | 62.611000000000004 | 7.248 | 22.591 | 21.742 | 15.387 | U.S. Energy Information Administration |  |  |  |  | 162.21 | NO-ESTIMATION | NO-ESTIMATION | NO-ESTIMATION | NO-ESTIMATION | CAPACITY-FACTOR-V1
USA | United States of America | Weleetka |  | USA0002966 | 110 | 35.3233 | -96.1352 | Gas | Oil |  |  | 1975.0454545454545 | Public Service Co of Oklahoma | U.S. Energy Information Administration | http://www.eia.gov/electricity/data/browser/ | U.S. Energy Information Administration | 30918 | 2019 | 0.0 | 0.0 | 0.0 | 0.0 | 0.0 | 0.0 | 1.508 | U.S. Energy Information Administration |  |  |  |  | 387.91 | HYDRO-V1 | HYDRO-V1 | HYDRO-V1 | HYDRO-V1 | HYDRO-V1
USA | United States of America | Cymric 6Z Cogen |  | USA0052082 | 6.8 | 35.3461 | -119.6434 | Gas |  |  |  | 1986.0 | Chevron USA Inc | U.S. Energy Information Administration | http://www.eia.gov/electricity/data/browser/ | U.S. Energy Information Administration | 46358 | 2019 | 44.496 | 44.116 | 45.332 | 45.643 | 43.267 | 45.207 | 43.041 | U.S. Energy Information Administration |  |  |  |  | 23.98 | NO-ESTIMATION | NO-ESTIMATION | NO-ESTIMATION | NO-ESTIMATION | CAPACITY-FACTOR-V1
USA | United States of America | Welport Lease Project |  | USA0054447 | 5 | 35.3544 | -119.6617 | Gas |  |  |  | 1990.0 | Sentinel Peak Resources California LLC | U.S. Energy Information Administration | http://www.eia.gov/electricity/data/browser/ | U.S. Energy Information Administration | 35476 | 2019 | 36.267 | 36.477000000000004 | 34.495 | 31.916 | 30.537 | 26.303 | 36.284 | U.S. Energy Information Administration |  |  |  |  | 17.63 | NO-ESTIMATION | NO-ESTIMATION | NO-ESTIMATION | NO-ESTIMATION | CAPACITY-FACTOR-V1
USA | United States of America | Cymric 36W Cogen |  | USA0052104 | 12.4 | 35.3633 | -119.6756 | Gas |  |  |  | 1981.9999999999998 | Chevron USA Inc | U.S. Energy Information Administration | http://www.eia.gov/electricity/data/browser/ | U.S. Energy Information Administration | 16200 | 2019 | 77.824 | 80.547 | 75.515 | 75.396 | 75.19 | 75.19 | 72.204 | U.S. Energy Information Administration |  |  |  |  | 43.72 | NO-ESTIMATION | NO-ESTIMATION | NO-ESTIMATION | SOLAR-V1 | SOLAR-V1
USA | United States of America | Cymric 31X Cogen |  | USA0052081 | 6.8 | 35.3639 | -119.6592 | Gas |  |  |  | 1988.0 | Chevron USA Inc | U.S. Energy Information Administration | http://www.eia.gov/electricity/data/browser/ | U.S. Energy Information Administration |  | 2019 | 41.579 | 42.602000000000004 | 43.588 | 45.824 | 45.069 | 44.634 | 44.826 | U.S. Energy Information Administration |  |  |  |  | 23.98 | NO-ESTIMATION | NO-ESTIMATION | NO-ESTIMATION | NO-ESTIMATION | CAPACITY-FACTOR-V1
USA | United States of America | Lee Combined Cycle Plant |  | USA0058215 | 1068 | 35.3736 | -78.0894 | Gas | Oil |  |  | 2013.0 | Duke Energy Progress - (NC) | U.S. Energy Information Administration | http://www.eia.gov/electricity/data/browser/ | U.S. Energy Information Administration |  | 2019 | 6547.809001 | 5730.72206 | 6472.776014 | 6402.249974 | 7293.047990000001 | 0.0 | 6648.487 | U.S. Energy Information Administration |  |  |  |  | 3766.29 | SOLAR-V1 | SOLAR-V1 | SOLAR-V1 | SOLAR-V1 | SOLAR-V1
USA | United States of America | Wayne County |  | USA0007538 | 979.7 | 35.3758 | -78.0981 | Gas | Oil |  |  | 2001.8271919975505 | Duke Energy Progress - (NC) | U.S. Energy Information Administration | http://www.eia.gov/electricity/data/browser/ | U.S. Energy Information Administration |  | 2019 | 37.893 | 78.67 | 330.464004 | 556.235998 | 129.482001 | 458.014 | 140.236 | U.S. Energy Information Administration |  |  |  |  | 3454.9 | NO-ESTIMATION | NO-ESTIMATION | NO-ESTIMATION | NO-ESTIMATION | CAPACITY-FACTOR-V1
USA | United States of America | Algodones |  | USA0002475 | 45 | 35.3844 | -106.4642 | Gas | Oil |  |  | 1955.6666666666667 | Public Service Co of NM | U.S. Energy Information Administration | http://www.eia.gov/electricity/data/browser/ | U.S. Energy Information Administration | 30271 | 2019 | [12 empty] | 158.69 | NO-ESTIMATION | NO-ESTIMATION | NO-ESTIMATION | NO-ESTIMATION | CAPACITY-FACTOR-V1
USA | United States of America | Frito-Lay Cogen Plant |  | USA0010110 | 6 | 35.3951 | -119.3216 | Gas |  |  |  | 1986.0 | Frito-Lay Inc | U.S. Energy Information Administration | http://www.eia.gov/electricity/data/browser/ | U.S. Energy Information Administration |  | 2019 | 26.611 | 24.5 | 27.851 | 27.041 | 28.175 | 26.593 | 24.03 | U.S. Energy Information Administration |  |  |  |  | 21.15 | NO-ESTIMATION | NO-ESTIMATION | NO-ESTIMATION | SOLAR-V1 | SOLAR-V1
USA | United States of America | Tinker |  | USA0063628 | 82 | 35.4147 | -97.3734 | Gas | Oil |  |  | 1971.0 | Oklahoma Gas & Electric Co | U.S. Energy Information Administration | http://www.eia.gov/electricity/data/browser/ | U.S. Energy Information Administration |  | 2019 | [6 empty] | 8.406 | U.S. Energy Information Administration |  |  |  |  | 289.17 | NO-ESTIMATION | NO-ESTIMATION | NO-ESTIMATION | NO-ESTIMATION | CAPACITY-FACTOR-V1
USA | United States of America | Bear Mountain Limited |  | USA0010649 | 46 | 35.4192 | -118.9266 | Gas |  |  |  | 1995.0 | WCAC Operating Company | U.S. Energy Information Administration | http://www.eia.gov/electricity/data/browser/ | U.S. Energy Information Administration | 18346 | 2019 | 221.922 | 337.057 | 142.897 | 8.073 | 33.818 | 35.766 | 32.865 | U.S. Energy Information Administration |  |  |  |  | 162.21 | SOLAR-V1 | SOLAR-V1 | SOLAR-V1 | SOLAR-V1 | SOLAR-V1
USA | United States of America | Southeast Kern River Cogen |  | USA0050751 | 30.8 | 35.4206 | -118.9644 | Gas |  |  |  | 1989.0 | Chevron USA Inc | U.S. Energy Information Administration | http://www.eia.gov/electricity/data/browser/ | U.S. Energy Information Administration |  | 2019 | 158.905 | 150.08 | 138.447 | 137.714 | 125.35600000000001 | 121.221 | 108.945 | U.S. Energy Information Administration |  |  |  |  | 108.61 | NO-ESTIMATION | NO-ESTIMATION | NO-ESTIMATION | NO-ESTIMATION | CAPACITY-FACTOR-V1
USA | United States of America | Lincoln Combustion |  | USA0007277 | 1753.6 | 35.4317 | -81.0347 | Gas | Oil |  |  | 1995.3750000000007 | Duke Energy Carolinas LLC | U.S. Energy Information Administration | http://www.eia.gov/electricity/data/browser/ | U.S. Energy Information Administration | 18726 | 2019 | 58.433 | 70.386 | 48.617999999999995 | 46.112 | 17.603 | 82.48400000000001 | 24.505 | U.S. Energy Information Administration |  |  |  |  | 6184.06 | NO-ESTIMATION | NO-ESTIMATION | NO-ESTIMATION | NO-ESTIMATION | CAPACITY-FACTOR-V1
USA | United States of America | South Belridge Cogeneration Facility |  | USA0050752 | 94.2 | 35.4386 | -119.7075 | Gas |  |  |  | 1986.3333333333333 | AERA Energy LLC | U.S. Energy Information Administration | http://www.eia.gov/electricity/data/browser/ | U.S. Energy Information Administration | 32539 | 2019 | 401.866 | 352.857 | 370.178 | 428.921 | 450.628 | 439.356 | 436.511 | U.S. Energy Information Administration |  |  |  |  | 332.19 | HYDRO-V1 | HYDRO-V1 | HYDRO-V1 | HYDRO-V1 | HYDRO-V1
USA | United States of America | Frontier |  | USA0050558 | 122.4 | 35.4397 | -97.6250 | Gas |  |  |  | 1988.9999999999998 | Oklahoma Gas & Electric Co | U.S. Energy Information Administration | http://www.eia.gov/electricity/data/browser/ | U.S. Energy Information Administration | 20791 | 2019 | 189.67499999999998 | 95.443 | 58.303000000000004 | 160.261 | 116.063 | 111.939 | 236.278 | U.S. Energy Information Administration |  |  |  |  | 431.64 | NO-ESTIMATION | NO-ESTIMATION | NO-ESTIMATION | NO-ESTIMATION | CAPACITY-FACTOR-V1
USA | United States of America | Western Power & Steam Inc |  | USA0054410 | 27.7 | 35.4405 | -119.0129 | Gas |  |  |  | 1990.0 | Western Power & Steam Inc | U.S. Energy Information Administration | http://www.eia.gov/electricity/data/browser/ | U.S. Energy Information Administration |  | 2019 | 205.17246000000003 | 205.84900000000002 | 0.0 | 157.57500000000002 | 160.752 | 148.922 | 162.032 | U.S. Energy Information Administration |  |  |  |  | 97.68 | WIND-V1 | WIND-V1 | WIND-V1 | WIND-V1 | WIND-V1
USA | United States of America | Kern River Eastridge Cogen |  | USA0052107 | 48.8 | 35.4406 | -118.9617 | Gas |  |  |  | 1988.0 | Chevron USA Inc | U.S. Energy Information Administration | http://www.eia.gov/electricity/data/browser/ | U.S. Energy Information Administration | 16204 | 2019 | 334.14 | 336.031 | 334.906 | 240.943 | 218.552 | 212.906 | 258.489 | U.S. Energy Information Administration |  |  |  |  | 172.09 | HYDRO-V1 | HYDRO-V1 | HYDRO-V1 | HYDRO-V1 | HYDRO-V1
USA | United States of America | Kern River Cogeneration |  | USA0010496 | 300 | 35.4515 | -118.9849 | Gas |  |  |  | 1985.0 | Kern River Cogeneration Co | U.S. Energy Information Administration | http://www.eia.gov/electricity/data/browser/ | U.S. Energy Information Administration |  | 2019 | 1284.981 | 743.921 | 719.295 | 691.722 | 702.884 | 729.451 | 631.135 | U.S. Energy Information Administration |  |  |  |  | 1057.94 | NO-ESTIMATION | NO-ESTIMATION | NO-ESTIMATION | NO-ESTIMATION | CAPACITY-FACTOR-V1
USA | United States of America | Sycamore Cogeneration |  | USA0050134 | 300 | 35.4526 | -118.9853 | Gas |  |  |  | 1988.0 | Sycamore Cogeneration Co | U.S. Energy Information Administration | http://www.eia.gov/electricity/data/browser/ | U.S. Energy Information Administration | 34421 | 2019 | 1434.781 | 1336.535 | 1302.645 | 1362.44 | 1239.201 | 1368.124 | 573.204 | U.S. Energy Information Administration |  |  |  |  | 1057.94 | WIND-V1 | WIND-V1 | WIND-V1 | WIND-V1 | WIND-V1
USA | United States of America | Thomas Fitzhugh |  | USA0000201 | 185 | 35.4624 | -93.8049 | Gas | Oil |  |  | 1990.2432432432433 | Arkansas Electric Coop Corp | U.S. Energy Information Administration | http://www.eia.gov/electricity/data/browser/ | U.S. Energy Information Administration | 13513 | 2019 | 0.0 | 0.0 | 76.419 | 0.0 | 0.0 | 0.0 | 254.918 | U.S. Energy Information Administration |  |  |  |  | 652.4 | NO-ESTIMATION | NO-ESTIMATION | NO-ESTIMATION | NO-ESTIMATION | CAPACITY-FACTOR-V1
USA | United States of America | Mustang |  | USA0002953 | 464.5 | 35.4699 | -97.6750 | Gas | Solar |  |  | 2017.415500538213 | Oklahoma Gas & Electric Co | U.S. Energy Information Administration | http://www.eia.gov/electricity/data/browser/ | U.S. Energy Information Administration | 28842 | 2019 | 0.0 | 0.0 | 0.0 | 369.966 | 166.63 | 9.522 | 13.103 | U.S. Energy Information Administration |  |  |  |  | 1638.05 | NO-ESTIMATION | NO-ESTIMATION | NO-ESTIMATION | NO-ESTIMATION | CAPACITY-FACTOR-V1
USA | United States of America | Asheville |  | USA0002706 | 1131.1 | 35.4731 | -82.5417 | Gas | Coal | Oil |  | 1993.128547431704 | Duke Energy Progress - (NC) | U.S. Energy Information Administration | http://www.eia.gov/electricity/data/browser/ | U.S. Energy Information Administration | 15605 | 2019 | 1357.8740070000001 | 1588.9279709999998 | 1590.539041 | 1517.187977 | 1315.519992 | 1744.768028 | 1314.004 | U.S. Energy Information Administration |  |  |  |  | 3988.81 | NO-ESTIMATION | NO-ESTIMATION | NO-ESTIMATION | NO-ESTIMATION | CAPACITY-FACTOR-V1
USA | United States of America | Elk Hills Cogen |  | USA0055950 | 46.6 | 35.4791 | -119.7375 | Gas |  |  |  | 1994.0000000000002 | California Resources Elk Hills LLC | U.S. Energy Information Administration | http://www.eia.gov/electricity/data/browser/ | U.S. Energy Information Administration | 14248 | 2019 | 126.013 | 171.324 | 66.389 | 53.543 | 10.977 | 0.0 | 0 | U.S. Energy Information Administration |  |  |  |  | 164.33 | NO-ESTIMATION | NO-ESTIMATION | NO-ESTIMATION | NO-ESTIMATION | CAPACITY-FACTOR-V1
USA | United States of America | Live Oak Limited |  | USA0054768 | 46 | 35.4837 | -119.0298 | Gas |  |  |  | 1992.0 | WCAC Operating Company | U.S. Energy Information Administration | http://www.eia.gov/electricity/data/browser/ | U.S. Energy Information Administration |  | 2019 | 337.463 | 241.696 | 131.728 | 10.434000000000001 | 24.019000000000002 | 22.188 | 14.749 | U.S. Energy Information Administration |  |  |  |  | 162.21 | NO-ESTIMATION | NO-ESTIMATION | NO-ESTIMATION | NO-ESTIMATION | CAPACITY-FACTOR-V1
USA | United States of America | Badger Creek Limited |  | USA0010650 | 46 | 35.4837 | -119.0299 | Gas |  |  |  | 1991.0 | WCAC Operating Company | U.S. Energy Information Administration | http://www.eia.gov/electricity/data/browser/ | U.S. Energy Information Administration | 18347 | 2019 | 247.299 | 233.439 | 122.14 | 3.339 | 15.982000000000001 | 7.556 | 14.125 | U.S. Energy Information Administration |  |  |  |  | 162.21 | HYDRO-V1 | HYDRO-V1 | HYDRO-V1 | HYDRO-V1 | HYDRO-V1
USA | United States of America | Double C Generation Limited Partnership |  | USA0050493 | 49.8 | 35.5005 | -119.0460 | Gas |  |  |  | 1989.0 | WCAC Operating Company | U.S. Energy Information Administration | http://www.eia.gov/electricity/data/browser/ | U.S. Energy Information Administration | 18352 | 2019 | 8.456 | 29.782 | 51.535000000000004 | 10.466000000000001 | 23.639 | 26.465 | 16.414 | U.S. Energy Information Administration |  |  |  |  | 175.61 | NO-ESTIMATION | NO-ESTIMATION | NO-ESTIMATION | NO-ESTIMATION | CAPACITY-FACTOR-V1
USA | United States of America | Horseshoe Lake |  | USA0002951 | 947 | 35.5087 | -97.1797 | Gas | Oil |  |  | 1969.8014783526928 | Oklahoma Gas & Electric Co | U.S. Energy Information Administration | http://www.eia.gov/electricity/data/browser/ | U.S. Energy Information Administration | 28840 | 2019 | 746.3480000000001 | 866.6700000000001 | 0.0 | 0.0 | 0.0 | 0.0 | 1037.567 | U.S. Energy Information Administration |  |  |  |  | 3339.59 | NO-ESTIMATION | NO-ESTIMATION | NO-ESTIMATION | NO-ESTIMATION | CAPACITY-FACTOR-V1
USA | United States of America | High Sierra Limited |  | USA0050495 | 49.8 | 35.5090 | -119.0305 | Gas |  |  |  | 1989.0 | WCAC Operating Company | U.S. Energy Information Administration | http://www.eia.gov/electricity/data/browser/ | U.S. Energy Information Administration | 18354 | 2019 | 8.734 | 29.04 | 52.766 | 10.653 | 24.537 | 28.059 | 16.792 | U.S. Energy Information Administration |  |  |  |  | 175.61 | HYDRO-V1 | HYDRO-V1 | HYDRO-V1 | HYDRO-V1 | HYDRO-V1
USA | United States of America | Kern Front Limited |  | USA0050494 | 49.8 | 35.5165 | -119.0401 | Gas |  |  |  | 1989.0 | WCAC Operating Company | U.S. Energy Information Administration | http://www.eia.gov/electricity/data/browser/ | U.S. Energy Information Administration | 18356 | 2019 | 7.698 | 28.863 | 42.864000000000004 | 38.562 | 49.29 | 18.945 | 13.686 | U.S. Energy Information Administration |  |  |  |  | 175.61 | NO-ESTIMATION | NO-ESTIMATION | NO-ESTIMATION | NO-ESTIMATION | CAPACITY-FACTOR-V1
USA | United States of America | Brownsville Peaking Power |  | USA0055081 | 460 | 35.5438 | -89.1980 | Gas | Oil |  |  | 1999.0 | Tennessee Valley Authority | U.S. Energy Information Administration | http://www.eia.gov/electricity/data/browser/ | U.S. Energy Information Administration | 45236 | 2019 | 77.72200000000001 | 152.4 | 243.625 | 498.836 | 316.517 | 579.165 | 489.287 | U.S. Energy Information Administration |  |  |  |  | 1622.18 | NO-ESTIMATION | NO-ESTIMATION | NO-ESTIMATION | SOLAR-V1 | SOLAR-V1
USA | United States of America | Higgins Generating Station |  | USA0055687 | 688.4 | 35.6139 | -115.3561 | Gas |  |  |  | 2004.0000000000002 | Nevada Power Co | U.S. Energy Information Administration | http://www.eia.gov/electricity/data/browser/ | U.S. Energy Information Administration |  | 2019 | 1997.7400000000002 | 2017.933 | 2604.7110000000002 | 3512.565 | 2589.601 | 2180.351 | 2240.346 | U.S. Energy Information Administration |  |  |  |  | 2427.63 | NO-ESTIMATION | NO-ESTIMATION | NO-ESTIMATION | NO-ESTIMATION | CAPACITY-FACTOR-V1
USA | United States of America | Roll Lost Hills |  | USA0058298 | 1.1 | 35.6531 | -119.8897 | Gas |  |  |  | 2013.0 | Bloom Energy | U.S. Energy Information Administration | http://www.eia.gov/electricity/data/browser/ | U.S. Energy Information Administration | 68296 | 2019 | 6.4350000000000005 | 2.957 | 1.732 | 7.462 | 6.902 | 6.4990000000000006 | 4.961 | U.S. Energy Information Administration |  |  |  |  | 3.87 | NO-ESTIMATION | WIND-V1 | WIND-V1 | WIND-V1 | WIND-V1
USA | United States of America | Lagoon Creek |  | USA0007845 | 1625.2 | 35.6578 | -89.3964 | Gas | Oil |  |  | 2004.5591927147425 | Tennessee Valley Authority | U.S. Energy Information Administration | http://www.eia.gov/electricity/data/browser/ | U.S. Energy Information Administration | 46819 | 2019 | 2479.502045 | 2396.239965 | 3648.055004 | 3906.402996 | 3422.485001 | 3624.058997 | 3574.04 | U.S. Energy Information Administration |  |  |  |  | 5731.26 | WIND-V1 | WIND-V1 | WIND-V1 | WIND-V1 | WIND-V1
USA | United States of America | Borger Plant |  | USA0050067 | 37.5 | 35.6647 | -101.4354 | Gas |  |  |  | 1985.0 | Sid Richardson Carbon Ltd | U.S. Energy Information Administration | http://www.eia.gov/electricity/data/browser/ | U.S. Energy Information Administration | 32611 | 2019 | 51.42552 | 71.17278 | 85.92454000000001 | 57.172000000000004 | 71.44599999999998 | 74.579 | 72.068 | U.S. Energy Information Administration |  |  |  |  | 132.24 | WIND-V1 | WIND-V1 | WIND-V1 | WIND-V1 | WIND-V1
USA | United States of America | Lost Hills Cogeneration Plant |  | USA0052077 | 10.5 | 35.6661 | -119.7669 | Gas |  |  |  | 1985.0 | AERA Energy LLC | U.S. Energy Information Administration | http://www.eia.gov/electricity/data/browser/ | U.S. Energy Information Administration | 34425 | 2019 | 32.531 | 43.932 | 37.459 | 36.543 | 38.69 | 36.954 | 43.631 | U.S. Energy Information Administration |  |  |  |  | 37.02 | NO-ESTIMATION | NO-ESTIMATION | NO-ESTIMATION | NO-ESTIMATION | CAPACITY-FACTOR-V1
USA | United States of America | Engineered Carbons Borger Cogen |  | USA0010072 | 20 | 35.6670 | -101.4320 | Gas |  |  |  | 1982.0 | Orion Engineered Carbons | U.S. Energy Information Administration | http://www.eia.gov/electricity/data/browser/ | U.S. Energy Information Administration |  | 2019 | 97.15299999999999 | 97.87499999999999 | 91.37700000000001 | 82.369 | 58.322 | 65.718 | 94.481 | U.S. Energy Information Administration |  |  |  |  | 70.52 | NO-ESTIMATION | NO-ESTIMATION | NO-ESTIMATION | NO-ESTIMATION | CAPACITY-FACTOR-V1
USA | United States of America | Redbud Power Plant |  | USA0055463 | 1433.6 | 35.6856 | -97.2264 | Gas |  |  |  | 2004.0000000000005 | Oklahoma Gas & Electric Co | U.S. Energy Information Administration | http://www.eia.gov/electricity/data/browser/ | U.S. Energy Information Administration | 49179 | 2019 | 5078.842000000001 | 5950.275 | 7882.658 | 7294.373 | 5225.805 | 5434.734 | 6534.326 | U.S. Energy Information Administration |  |  |  |  | 5055.58 | NO-ESTIMATION | NO-ESTIMATION | NO-ESTIMATION | NO-ESTIMATION | CAPACITY-FACTOR-V1
USA | United States of America | Woodall Gas Plant |  | USA0057952 | 3 | 35.6908 | -100.2403 | Gas |  |  |  | 2012.0 | Energy Transfer Field Services LLC | U.S. Energy Information Administration | http://www.eia.gov/electricity/data/browser/ | U.S. Energy Information Administration |  | 2019 | 22.24796 | 23.70032 | 23.157400000000003 | 24.39612 | 23.7748 | 24.64112 | 25.2556 | U.S. Energy Information Administration |  |  |  |  | 10.57 | NO-ESTIMATION | NO-ESTIMATION | NO-ESTIMATION | NO-ESTIMATION | CAPACITY-FACTOR-V1
USA | United States of America | Black Hawk Station |  | USA0055064 | 243.9 | 35.6957 | -101.3600 | Gas |  |  |  | 2001.8782287822876 | Borger Energy Associates LP | U.S. Energy Information Administration | http://www.eia.gov/electricity/data/browser/ | U.S. Energy Information Administration |  | 2019 | 1549.73004 | 1526.5139900000001 | 1617.3849599999999 | 1593.87901 | 1533.80999 | 1478.6789899999999 | 1434.277 | U.S. Energy Information Administration |  |  |  |  | 860.11 | NO-ESTIMATION | NO-ESTIMATION | NO-ESTIMATION | NO-ESTIMATION | CAPACITY-FACTOR-V1
USA | United States of America | Westend Facility |  | USA0010685 | 20 | 35.7075 | -117.3956 | Gas |  |  |  | 1969.0 | Searles Valley Minerals Operations Inc. | U.S. Energy Information Administration | http://www.eia.gov/electricity/data/browser/ | U.S. Energy Information Administration | 28054 | 2019 | [12 empty] | 70.52 | NO-ESTIMATION | NO-ESTIMATION | NO-ESTIMATION | NO-ESTIMATION | CAPACITY-FACTOR-V1
USA | United States of America | Buck |  | USA0002720 | 697.9 | 35.7133 | -80.3767 | Gas | Oil |  |  | 2011.0 | Duke Energy Carolinas LLC | U.S. Energy Information Administration | http://www.eia.gov/electricity/data/browser/ | U.S. Energy Information Administration | 18703 | 2019 | 0.0 | 0.0 | 0.0 | 0.0 | 0.0 | 0.0 | 4392.284 | U.S. Energy Information Administration |  |  |  |  | 2461.14 | NO-ESTIMATION | NO-ESTIMATION | NO-ESTIMATION | NO-ESTIMATION | CAPACITY-FACTOR-V1
USA | United States of America | Rowan |  | USA0007826 | 1192 | 35.7314 | -80.6019 | Gas | Oil |  |  | 2001.9963087248323 | Southern Power Co | U.S. Energy Information Administration | http://www.eia.gov/electricity/data/browser/ | U.S. Energy Information Administration | 45257 | 2019 | 0.0 | 2704.08302 | 2793.353014 | 0.0 | 4104.4069660000005 | 0.0 | 4669.857 | U.S. Energy Information Administration |  |  |  |  | 4203.58 | NO-ESTIMATION | NO-ESTIMATION | NO-ESTIMATION | NO-ESTIMATION | CAPACITY-FACTOR-V1
USA | United States of America | Muskogee Mill |  | USA0010362 | 114 | 35.7322 | -95.2939 | Gas | Coal |  |  | 1980.561403508772 | Georgia-Pacific Consumer Operations LLC | U.S. Energy Information Administration | http://www.eia.gov/electricity/data/browser/ | U.S. Energy Information Administration | 65228 | 2019 | 393.926998 | 397.329996 | 404.315003 | 402.82100499999996 | 392.15700300000003 | 415.534999 | 373.242 | U.S. Energy Information Administration |  |  |  |  | 402.02 | NO-ESTIMATION | NO-ESTIMATION | NO-ESTIMATION | NO-ESTIMATION | CAPACITY-FACTOR-V1
USA | United States of America | Roll Delano |  | USA0058297 | 1.1 | 35.7342 | -119.2367 | Gas |  |  |  | 2012.0 | Bloom Energy | U.S. Energy Information Administration | http://www.eia.gov/electricity/data/browser/ | U.S. Energy Information Administration | 68295 | 2019 | 5.64795 | 6.474 | 4.923 | 6.409 | 2.242 | 8.434000000000001 | 3.851 | U.S. Energy Information Administration |  |  |  |  | 3.87 | NO-ESTIMATION | NO-ESTIMATION | NO-ESTIMATION | WIND-V1 | WIND-V1
USA | United States of America | Tate & Lyle Loudon Plant |  | USA0063632 | 61.4 | 35.7351 | -84.3193 | Gas |  |  |  | 2016.0 | Tate and Lyle Ingredients LLC | U.S. Energy Information Administration | http://www.eia.gov/electricity/data/browser/ | U.S. Energy Information Administration |  | 2019 | [6 empty] | 404.3088 | U.S. Energy Information Administration |  |  |  |  | 216.52 | HYDRO-V1 | HYDRO-V1 | HYDRO-V1 | HYDRO-V1 | HYDRO-V1
USA | United States of America | Roll Delano 2 |  | USA0058296 | 1 | 35.7397 | -119.2381 | Gas |  |  |  | 2012.0 | Bloom Energy | U.S. Energy Information Administration | http://www.eia.gov/electricity/data/browser/ | U.S. Energy Information Administration | 68295 | 2019 | 6.86367 | 5.421 | 3.14 | 6.234 | 8.026 | 8.434000000000001 | 7.616 | U.S. Energy Information Administration |  |  |  |  | 3.52 | SOLAR-V1 | SOLAR-V1 | SOLAR-V1 | SOLAR-V1 | SOLAR-V1
USA | United States of America | Spring Creek Energy Center |  | USA0055651 | 338 | 35.7422 | -97.6550 | Gas |  |  |  | 2001.0 | Evergy Kansas Central Inc | U.S. Energy Information Administration | http://www.eia.gov/electricity/data/browser/ | U.S. Energy Information Administration | 45917 | 2019 | 7.4350000000000005 | 23.434 | 10.624 | 25.662 | 9.143 | 201.285 | 171.223 | U.S. Energy Information Administration |  |  |  |  | 1191.95 | NO-ESTIMATION | NO-ESTIMATION | NO-ESTIMATION | NO-ESTIMATION | CAPACITY-FACTOR-V1
USA | United States of America | Muskogee |  | USA0002952 | 1716 | 35.7614 | -95.2873 | Gas | Coal |  |  | 1980.0 | Oklahoma Gas & Electric Co | U.S. Energy Information Administration | http://www.eia.gov/electricity/data/browser/ | U.S. Energy Information Administration | 28841 | 2019 | 6890.97699 | 8085.106953 | 4626.2400099999995 | 6273.998965 | 6517.451011000001 | 3857.293964 | 1551.059 | U.S. Energy Information Administration |  |  |  |  | 6051.46 | NO-ESTIMATION | NO-ESTIMATION | NO-ESTIMATION | NO-ESTIMATION | CAPACITY-FACTOR-V1
USA | United States of America | NCSU CCUP Cogeneration Plant |  | USA0061675 | 6.6 | 35.7756 | -78.6737 | Gas | Oil |  |  | 2019.0 | NC State University Energy Systems | U.S. Energy Information Administration | http://www.eia.gov/electricity/data/browser/ | U.S. Energy Information Administration |  | 2019 | [6 empty] | 35.308 | U.S. Energy Information Administration |  |  |  |  | 23.27 | NO-ESTIMATION | NO-ESTIMATION | NO-ESTIMATION | NO-ESTIMATION | CAPACITY-FACTOR-V1
USA | United States of America | NCSU Cates Cogeneration Plant |  | USA0061676 | 11.2 | 35.7840 | -78.6747 | Gas | Oil |  |  | 2012.0 | NC State University Energy Systems | U.S. Energy Information Administration | http://www.eia.gov/electricity/data/browser/ | U.S. Energy Information Administration |  | 2019 |  |  |  |  | 79.82000000000001 | 79.93566000000001 | 77.497 | U.S. Energy Information Administration |  |  |  |  | 39.49 | NO-ESTIMATION | NO-ESTIMATION | NO-ESTIMATION | NO-ESTIMATION | CAPACITY-FACTOR-V1
USA | United States of America | Desert Star Energy Center |  | USA0055077 | 536 | 35.7889 | -114.9942 | Gas |  |  |  | 2000.0 | Desert Star Energy Center SDG&E | U.S. Energy Information Administration | http://www.eia.gov/electricity/data/browser/ | U.S. Energy Information Administration | 40832 | 2019 | 2763.077 | 1539.121 | 2184.488 | 1223.034 | 1051.947 | 1659.922 | 1314.502 | U.S. Energy Information Administration |  |  |  |  | 1890.2 | NO-ESTIMATION | NO-ESTIMATION | NO-ESTIMATION | NO-ESTIMATION | CAPACITY-FACTOR-V1
USA | United States of America | Delano Energy Center |  | USA0058122 | 48.5 | 35.7909 | -119.2945 | Gas |  |  |  | 2013.0 | Wellhead Energy LLC | U.S. Energy Information Administration | http://www.eia.gov/electricity/data/browser/ | U.S. Energy Information Administration |  | 2019 | 29.91 | 25.080000000000002 | 18.274 | 11.715 | 18.716 | 5.455 | 6.71 | U.S. Energy Information Administration |  |  |  |  | 171.03 | NO-ESTIMATION | NO-ESTIMATION | NO-ESTIMATION | NO-ESTIMATION | CAPACITY-FACTOR-V1
USA | United States of America | Jonesboro City Water & Light Plant |  | USA0056505 | 224.3 | 35.8486 | -90.7254 | Gas | Oil |  |  | 2002.4511814534105 | City Water and Light Plant | U.S. Energy Information Administration | http://www.eia.gov/electricity/data/browser/ | U.S. Energy Information Administration |  | 2019 | 0.0 | 0.0 | 72.32400000000001 | 67.723 | 51.609 | 49.98 | 27.266 | U.S. Energy Information Administration |  |  |  |  | 790.99 | NO-ESTIMATION | NO-ESTIMATION | NO-ESTIMATION | NO-ESTIMATION | CAPACITY-FACTOR-V1
USA | United States of America | MTSU Power Co-Gen Plant |  | USA0058179 | 5 | 35.8514 | -86.3650 | Gas |  |  |  | 1997.0 | Middle Tennessee State University | U.S. Energy Information Administration | http://www.eia.gov/electricity/data/browser/ | U.S. Energy Information Administration |  | 2019 | 43.28170000000001 | 34.278 | 33.611000000000004 | 0.0 | 30.24748 | 36.335 | 33.154 | U.S. Energy Information Administration |  |  |  |  | 17.63 | NO-ESTIMATION | NO-ESTIMATION | NO-ESTIMATION | NO-ESTIMATION | CAPACITY-FACTOR-V1
USA | United States of America | Kingfisher |  | USA0002986 | 9.1 | 35.8575 | -97.9277 | Gas | Oil |  |  | 1963.5494505494505 | City of Kingfisher - (OK) | U.S. Energy Information Administration | http://www.eia.gov/electricity/data/browser/ | U.S. Energy Information Administration | 24113 | 2019 | 0.15200000000000002 | 0.047 | 0.011 | 0.057 | 0.055 | 0.042 | 0.086 | U.S. Energy Information Administration |  |  |  |  | 32.09 | NO-ESTIMATION | NO-ESTIMATION | NO-ESTIMATION | NO-ESTIMATION | CAPACITY-FACTOR-V1
USA | United States of America | Dell Power Station |  | USA0055340 | 679.1 | 35.8619 | -90.0253 | Gas | Oil |  |  | 2007.0000000000002 | Associated Electric Coop Inc | U.S. Energy Information Administration | http://www.eia.gov/electricity/data/browser/ | U.S. Energy Information Administration | 47211 | 2019 | 0.0 | 156.765996 | 0.0 | 735.514993 | 353.883004 | 0.0 | 3229.128 | U.S. Energy Information Administration |  |  |  |  | 2394.84 | NO-ESTIMATION | NO-ESTIMATION | NO-ESTIMATION | NO-ESTIMATION | CAPACITY-FACTOR-V1
USA | United States of America | Sargent Canyon Cogeneration |  | USA0050864 | 38.2 | 35.9359 | -120.8408 | Gas |  |  |  | 1991.0000000000002 | Sargent Canyon Cogeneration Co | U.S. Energy Information Administration | http://www.eia.gov/electricity/data/browser/ | U.S. Energy Information Administration | 19056 | 2019 | 278.982 | 284.311 | 273.148 | 296.315 | 0.0 | 0.0 | 0 | U.S. Energy Information Administration |  |  |  |  | 134.71 | HYDRO-V1 | HYDRO-V1 | HYDRO-V1 | HYDRO-V1 | HYDRO-V1
USA | United States of America | University of Tennessee Steam Plant |  | USA0055036 | 5 | 35.9492 | -83.9261 | Gas |  |  |  | 1996.0 | University of Tennessee | U.S. Energy Information Administration | http://www.eia.gov/electricity/data/browser/ | U.S. Energy Information Administration |  | 2019 | 35.041000000000004 | 32.413000000000004 | 25.804000000000002 | 33.362 | 34.756 | 34.835 | 31.62 | U.S. Energy Information Administration |  |  |  |  | 17.63 | NO-ESTIMATION | NO-ESTIMATION | NO-ESTIMATION | NO-ESTIMATION | NO-ESTIMATION
USA | United States of America | Salinas River Cogeneration |  | USA0050865 | 38.9 | 35.9515 | -120.8679 | Gas |  |  |  | 1991.0 | Salinas River Cogeneration Co | U.S. Energy Information Administration | http://www.eia.gov/electricity/data/browser/ | U.S. Energy Information Administration | 19057 | 2019 | 278.86 | 275.815 | 264.85200000000003 | 295.73900000000003 | 93.679 | 301.448 | 297.702 | U.S. Energy Information Administration |  |  |  |  | 137.18 | NO-ESTIMATION | NO-ESTIMATION | NO-ESTIMATION | NO-ESTIMATION | CAPACITY-FACTOR-V1
USA | United States of America | Aera San Ardo Cogen Facility |  | USA0055184 | 6.2 | 35.9533 | -120.8600 | Gas |  |  |  | 1988.9999999999998 | Aera Energy LLC-San Ardo | U.S. Energy Information Administration | http://www.eia.gov/electricity/data/browser/ | U.S. Energy Information Administration | 46322 | 2019 | 49.075 | 50.072 | 41.263 | 48.917 | 47.553000000000004 | 49.041000000000004 | 47.904 | U.S. Energy Information Administration |  |  |  |  | 21.86 | NO-ESTIMATION | NO-ESTIMATION | NO-ESTIMATION | NO-ESTIMATION | CAPACITY-FACTOR-V1
USA | United States of America | Elkins Generating Center |  | USA0056489 | 66 | 35.9714 | -94.0014 | Gas |  |  |  | 2011.0 | Arkansas Electric Coop Corp | U.S. Energy Information Administration | http://www.eia.gov/electricity/data/browser/ | U.S. Energy Information Administration | 56698 | 2019 | 0.927 | 0.47300000000000003 | 2.0300000000000002 | 7.805000000000001 | 19.146 | 5.359 | 13.825 | U.S. Energy Information Administration |  |  |  |  | 232.74 | NO-ESTIMATION | NO-ESTIMATION | NO-ESTIMATION | NO-ESTIMATION | CAPACITY-FACTOR-V1
USA | United States of America | Green Country Energy LLC |  | USA0055146 | 903.9 | 35.9833 | -95.9346 | Gas |  |  |  | 2001.9999999999998 | Green Country OP Services LLC | U.S. Energy Information Administration | http://www.eia.gov/electricity/data/browser/ | U.S. Energy Information Administration | 45415 | 2019 | 3164.514 | 3127.419 | 3734.504 | 3928.376 | 4928.961 | 4985.809 | 4725.797 | U.S. Energy Information Administration |  |  |  |  | 3187.59 | NO-ESTIMATION | NO-ESTIMATION | NO-ESTIMATION | NO-ESTIMATION | NO-ESTIMATION
USA | United States of America | Riverside (OK) |  | USA0004940 | 1121.7 | 35.9978 | -95.9567 | Gas | Oil |  |  | 1980.0920032094143 | Public Service Co of Oklahoma | U.S. Energy Information Administration | http://www.eia.gov/electricity/data/browser/ | U.S. Energy Information Administration | 30911 | 2019 | 1029.587022 | 290.414 | 70.878 | 325.48900000000003 | 294.638 | 604.262 | 593.199 | U.S. Energy Information Administration |  |  |  |  | 3955.67 | NO-ESTIMATION | NO-ESTIMATION | NO-ESTIMATION | NO-ESTIMATION | CAPACITY-FACTOR-V1
USA | United States of America | Oneta Energy Center |  | USA0055225 | 1214 | 36.0119 | -95.6967 | Gas |  |  |  | 2002.5 | Oneta Power LLC | U.S. Energy Information Administration | http://www.eia.gov/electricity/data/browser/ | U.S. Energy Information Administration | 45648 | 2019 | 2307.866 | 2979.529 | 5468.246999999999 | 6149.113 | 4247.424 | 4976.693 | 5358.288 | U.S. Energy Information Administration |  |  |  |  | 4281.16 | HYDRO-V1 | HYDRO-V1 | HYDRO-V1 | HYDRO-V1 | HYDRO-V1
USA | United States of America | Paragould Reciprocating |  | USA0008015 | 19.2 | 36.0242 | -90.5094 | Gas |  |  |  | 2001.0 | Paragould Light & Water Comm | U.S. Energy Information Administration | http://www.eia.gov/electricity/data/browser/ | U.S. Energy Information Administration | 29666 | 2019 | 0.5760000000000001 | 0.524 | 0.426 | 0.354 | 0.341 | 0.512 | 0.473 | U.S. Energy Information Administration |  |  |  |  | 67.7 | HYDRO-V1 | HYDRO-V1 | HYDRO-V1 | HYDRO-V1 | HYDRO-V1
USA | United States of America | Paragould Turbine |  | USA0007283 | 13.9 | 36.0243 | -90.5092 | Gas | Oil |  |  | 1990.021582733813 | Paragould Light & Water Comm | U.S. Energy Information Administration | http://www.eia.gov/electricity/data/browser/ | U.S. Energy Information Administration | 29666 | 2019 | 0.101 | 0.037 | 0.056 | 0.041 | 0.03 | 0.047 | 0.084 | U.S. Energy Information Administration |  |  |  |  | 49.01 | NO-ESTIMATION | NO-ESTIMATION | NO-ESTIMATION | NO-ESTIMATION | SOLAR-V1
USA | United States of America | Johnsonville |  | USA0003406 | 1426 | 36.0278 | -87.9861 | Gas | Oil |  |  | 1980.9256661991585 | Tennessee Valley Authority | U.S. Energy Information Administration | http://www.eia.gov/electricity/data/browser/ | U.S. Energy Information Administration | 34353 | 2019 | 2122.0580120000004 | 2137.668028 | 2115.257009 | 1679.7329550000002 | 1365.8499930000003 | 0.0 | 140.219 | U.S. Energy Information Administration |  |  |  |  | 5028.78 | NO-ESTIMATION | WIND-V1 | WIND-V1 | WIND-V1 | WIND-V1
USA | United States of America | Saguaro Power |  | USA0054271 | 127.2 | 36.0417 | -115.0117 | Gas | Oil |  |  | 1991.0 | Saguaro Power Co | U.S. Energy Information Administration | http://www.eia.gov/electricity/data/browser/ | U.S. Energy Information Administration | 19058 | 2019 | 741.9629930000001 | 758.707001 | 722.035484 | 754.186006 | 0.0 | 0.0 | 756.676 | U.S. Energy Information Administration |  |  |  |  | 448.57 | NO-ESTIMATION | SOLAR-V1 | SOLAR-V1 | SOLAR-V1 | SOLAR-V1
USA | United States of America | UA Central Utility Plant |  | USA0060536 | 5.6 | 36.0663 | -94.1723 | Gas |  |  |  | 2015.9999999999998 | University Of Arkansas | U.S. Energy Information Administration | http://www.eia.gov/electricity/data/browser/ | U.S. Energy Information Administration |  | 2019 |  |  |  | 37.742 | 36.754 | 37.894 | 42.074 | U.S. Energy Information Administration |  |  |  |  | 19.74 | NO-ESTIMATION | NO-ESTIMATION | NO-ESTIMATION | NO-ESTIMATION | CAPACITY-FACTOR-V1
USA | United States of America | Clark (NVE) |  | USA0002322 | 1375.6 | 36.0875 | -115.0507 | Gas |  |  |  | 1996.4257051468453 | Nevada Power Co | U.S. Energy Information Administration | http://www.eia.gov/electricity/data/browser/ | U.S. Energy Information Administration | 27370 | 2019 | 654.423 | 518.4870000000001 | 899.1210000000001 | 907.5430000000001 | 843.904 | 881.892 | 669.989 | U.S. Energy Information Administration |  |  |  |  | 4851.04 | WIND-V1 | WIND-V1 | WIND-V1 | WIND-V1 | WIND-V1
USA | United States of America | CityCenter Central Plant Cogen Units |  | USA0057348 | 8.6 | 36.1039 | -115.1794 | Gas |  |  |  | 2010.0 | CityCenter Land LLC | U.S. Energy Information Administration | http://www.eia.gov/electricity/data/browser/ | U.S. Energy Information Administration |  | 2019 | 66.69488000000001 | 64.263 | 69.233 | 65.397 | 60.408 | 62.2503 | 63.1296 | U.S. Energy Information Administration |  |  |  |  | 30.32 | SOLAR-V1 | SOLAR-V1 | SOLAR-V1 | SOLAR-V1 | SOLAR-V1
USA | United States of America | Tulsa |  | USA0002965 | 348.2 | 36.1165 | -95.9910 | Gas | Oil |  |  | 1957.235496840896 | Public Service Co of Oklahoma | U.S. Energy Information Administration | http://www.eia.gov/electricity/data/browser/ | U.S. Energy Information Administration | 30917 | 2019 | 0.0 | 0.0 | 0.0 | 0.0 | 0.0 | 0.0 | 333.257 | U.S. Energy Information Administration |  |  |  |  | 1227.92 | NO-ESTIMATION | NO-ESTIMATION | NO-ESTIMATION | NO-ESTIMATION | CAPACITY-FACTOR-V1
USA | United States of America | Sun Peak Generating Station |  | USA0054854 | 222 | 36.1375 | -115.0339 | Gas | Oil |  |  | 1991.0 | Nevada Power Co | U.S. Energy Information Administration | http://www.eia.gov/electricity/data/browser/ | U.S. Energy Information Administration | 19039 | 2019 | 0.0 | 0.0 | 0.0 | 0.0 | 0.0 | 0.0 | 53.892 | U.S. Energy Information Administration |  |  |  |  | 782.88 | NO-ESTIMATION | NO-ESTIMATION | NO-ESTIMATION | NO-ESTIMATION | CAPACITY-FACTOR-V1
USA | United States of America | Vanderbilt University Power Plant |  | USA0052048 | 18.7 | 36.1459 | -86.8038 | Gas |  |  |  | 2012.058823529412 | Vanderbilt University | U.S. Energy Information Administration | http://www.eia.gov/electricity/data/browser/ | U.S. Energy Information Administration |  | 2019 | 86.23606099999999 | 28.408 | 0.0 | 0.0 | 0.0 | 0.0 | 110.565 | U.S. Energy Information Administration |  |  |  |  | 65.94 | NO-ESTIMATION | NO-ESTIMATION | NO-ESTIMATION | NO-ESTIMATION | CAPACITY-FACTOR-V1
USA | United States of America | Coalinga 25D Cogen |  | USA0052086 | 13.6 | 36.1556 | -120.3972 | Gas |  |  |  | 1987.0 | Chevron USA Inc | U.S. Energy Information Administration | http://www.eia.gov/electricity/data/browser/ | U.S. Energy Information Administration | 19049 | 2019 | 62.451 | 58.956 | 64.946 | 73.836 | 74.815 | 71.419 | 69.003 | U.S. Energy Information Administration |  |  |  |  | 47.96 | NO-ESTIMATION | NO-ESTIMATION | NO-ESTIMATION | NO-ESTIMATION | CAPACITY-FACTOR-V1
USA | United States of America | Stillwater Energy Center |  | USA0059647 | 56.4 | 36.1619 | -97.0369 | Gas |  |  |  | 2016.0 | Stillwater Utilities Authority | U.S. Energy Information Administration | http://www.eia.gov/electricity/data/browser/ | U.S. Energy Information Administration | 70834 | 2019 |  |  |  | 32.831 | 47.454 | 34.473 | 44.132 | U.S. Energy Information Administration |  |  |  |  | 198.89 | NO-ESTIMATION | NO-ESTIMATION | NO-ESTIMATION | NO-ESTIMATION | CAPACITY-FACTOR-V1
USA | United States of America | Coalinga Cogeneration Facility |  | USA0050750 | 6.8 | 36.1703 | -120.3641 | Gas |  |  |  | 1988.0 | Aera Energy LLC-Coalinga | U.S. Energy Information Administration | http://www.eia.gov/electricity/data/browser/ | U.S. Energy Information Administration | 19049 | 2019 | 53.073 | 54.888 | 54.588 | 51.620000000000005 | 53.888 | 48.672000000000004 | 49.604 | U.S. Energy Information Administration |  |  |  |  | 23.98 | HYDRO-V1 | HYDRO-V1 | HYDRO-V1 | HYDRO-V1 | HYDRO-V1
USA | United States of America | Coalinga Cogeneration |  | USA0050131 | 38.4 | 36.1807 | -120.3885 | Gas |  |  |  | 1991.0 | Coalinga Cogeneration Co | U.S. Energy Information Administration | http://www.eia.gov/electricity/data/browser/ | U.S. Energy Information Administration | 19049 | 2019 | 253.056 | 277.827 | 288.997 | 256.666 | 0.0 | 0.0 | 0 | U.S. Energy Information Administration |  |  |  |  | 135.41 | WIND-V1 | WIND-V1 | WIND-V1 | WIND-V1 | WIND-V1
USA | United States of America | Central CA Fuel Cell 1 |  | USA0063439 | 2.8 | 36.1835 | -119.3743 | Gas |  |  |  | 2018.0 | Clearway Energy Inc | U.S. Energy Information Administration | http://www.eia.gov/electricity/data/browser/ | U.S. Energy Information Administration |  | 2019 | [6 empty] | 17.721 | U.S. Energy Information Administration |  |  |  |  | 9.87 | NO-ESTIMATION | NO-ESTIMATION | NO-ESTIMATION | NO-ESTIMATION | CAPACITY-FACTOR-V1
USA | United States of America | Harry D Mattison Gas Plant |  | USA0056328 | 349 | 36.1855 | -94.2841 | Gas |  |  |  | 2007.4957020057307 | Southwestern Electric Power Co | U.S. Energy Information Administration | http://www.eia.gov/electricity/data/browser/ | U.S. Energy Information Administration | 55800 | 2019 | 48.757 | 28.552 | 24.491 | 117.273 | 43.289 | 48.955 | 155.985 | U.S. Energy Information Administration |  |  |  |  | 1230.74 | NO-ESTIMATION | NO-ESTIMATION | NO-ESTIMATION | NO-ESTIMATION | CAPACITY-FACTOR-V1
USA | United States of America | GREC |  | USA0000165 | 1734.3 | 36.1903 | -95.2894 | Gas | Coal |  |  | 1995.1769590036326 | Grand River Dam Authority | U.S. Energy Information Administration | http://www.eia.gov/electricity/data/browser/ | U.S. Energy Information Administration |  | 2019 | 0.0 | 0.0 | 0.0 | 0.0 | 765.222002 | 2682.3029960000003 | 2205.674 | U.S. Energy Information Administration |  |  |  |  | 6116 | NO-ESTIMATION | NO-ESTIMATION | NO-ESTIMATION | NO-ESTIMATION | CAPACITY-FACTOR-V1
USA | United States of America | Coalinga 6C Cogen |  | USA0052083 | 6.8 | 36.2097 | -120.3828 | Gas |  |  |  | 1989.0 | Chevron USA Inc | U.S. Energy Information Administration | http://www.eia.gov/electricity/data/browser/ | U.S. Energy Information Administration | 19049 | 2019 | [12 empty] | 23.98 | HYDRO-V1 | HYDRO-V1 | HYDRO-V1 | HYDRO-V1 | HYDRO-V1
USA | United States of America | Opryland USA |  | USA0055037 | 4.5 | 36.2114 | -86.6944 | Gas |  |  |  | 1995.0 | Gaylord Entertainment Co | U.S. Energy Information Administration | http://www.eia.gov/electricity/data/browser/ | U.S. Energy Information Administration | 29071 | 2019 | 31.39 | 35.996379999999995 | 36.418 | 32.305 | 33.041000000000004 | 33.299 | 32.653 | U.S. Energy Information Administration |  |  |  |  | 15.86 | NO-ESTIMATION | NO-ESTIMATION | NO-ESTIMATION | NO-ESTIMATION | CAPACITY-FACTOR-V1
USA | United States of America | Chouteau |  | USA0007757 | 1069.6 | 36.2221 | -95.2771 | Gas |  |  |  | 2005.5 | Associated Electric Coop Inc | U.S. Energy Information Administration | http://www.eia.gov/electricity/data/browser/ | U.S. Energy Information Administration | 45194 | 2019 | 2614.7780000000002 | 2341.002 | 3712.479 | 4325.328 | 2737.937 | 5684.867 | 6763.842 | U.S. Energy Information Administration |  |  |  |  | 3771.93 | NO-ESTIMATION | NO-ESTIMATION | NO-ESTIMATION | NO-ESTIMATION | NO-ESTIMATION
USA | United States of America | King City Peaking |  | USA0055811 | 47.3 | 36.2248 | -121.1246 | Gas |  |  |  | 2002.0 | Calpine Corp-King City | U.S. Energy Information Administration | http://www.eia.gov/electricity/data/browser/ | U.S. Energy Information Administration | 53508 | 2019 | 6.447 | 4.897 | 6.9990000000000006 | 4.391 | 7.789000000000001 | 8.584 | 6.056 | U.S. Energy Information Administration |  |  |  |  | 166.8 | WIND-V1 | WIND-V1 | WIND-V1 | WIND-V1 | WIND-V1
USA | United States of America | King City Power Plant |  | USA0010294 | 133.2 | 36.2250 | -121.1278 | Gas |  |  |  | 1989.0 | Calpine King City Cogen LLC | U.S. Energy Information Administration | http://www.eia.gov/electricity/data/browser/ | U.S. Energy Information Administration | 15384 | 2019 | 409.74199999999996 | 511.78700000000003 | 441.613 | 419.188 | 383.375 | 374.693 | 161.447 | U.S. Energy Information Administration |  |  |  |  | 469.72 | NO-ESTIMATION | NO-ESTIMATION | NO-ESTIMATION | NO-ESTIMATION | WIND-V1
USA | United States of America | Nevada Cogen Associates 2 Black Mountain |  | USA0054349 | 96.3 | 36.2253 | -114.8783 | Gas |  |  |  | 1992.7694704049845 | Nevada Cogeneration Assoc # 2 | U.S. Energy Information Administration | http://www.eia.gov/electricity/data/browser/ | U.S. Energy Information Administration | 34418 | 2019 | 690.8 | 723.401 | 724.509 | 728.059 | 727.8530000000001 | 714.401 | 706.855 | U.S. Energy Information Administration |  |  |  |  | 339.6 | SOLAR-V1 | SOLAR-V1 | SOLAR-V1 | SOLAR-V1 | SOLAR-V1
USA | United States of America | Las Vegas Generating Station |  | USA0010761 | 358.9 | 36.2319 | -115.1222 | Gas |  |  |  | 2001.4628030091947 | Nevada Power Co | U.S. Energy Information Administration | http://www.eia.gov/electricity/data/browser/ | U.S. Energy Information Administration | 35326 | 2019 | 43.393 | 0.0 | 433.522 | 366.345 | 338.23900000000003 | 346.071 | 196.104 | U.S. Energy Information Administration |  |  |  |  | 1265.65 | NO-ESTIMATION | NO-ESTIMATION | NO-ESTIMATION | NO-ESTIMATION | SOLAR-V1
USA | United States of America | Kennett |  | USA0002139 | 31.4 | 36.2338 | -90.0521 | Gas | Oil |  |  | 1982.8343949044588 | City of Kennett - (MO) | U.S. Energy Information Administration | http://www.eia.gov/electricity/data/browser/ | U.S. Energy Information Administration | 23974 | 2019 | 0.7220000000000001 | 1.322 | -0.039 | 2.8080000000000003 | 2.054 | 2.556 | 1.949 | U.S. Energy Information Administration |  |  |  |  | 110.73 | NO-ESTIMATION | NO-ESTIMATION | NO-ESTIMATION | NO-ESTIMATION | CAPACITY-FACTOR-V1
USA | United States of America | Henrietta Peaker |  | USA0055807 | 98 | 36.2397 | -119.9044 | Gas |  |  |  | 2002.0 | MRP San Joaquin Energy LLC. | U.S. Energy Information Administration | http://www.eia.gov/electricity/data/browser/ | U.S. Energy Information Administration | 49560 | 2019 | 54.088 | 98.22800000000001 | 98.827 | 32.522 | 38.508 | 32.903 | 30.535 | U.S. Energy Information Administration |  |  |  |  | 345.59 | NO-ESTIMATION | NO-ESTIMATION | NO-ESTIMATION | NO-ESTIMATION | CAPACITY-FACTOR-V1
USA | United States of America | Gleason Generating Facility |  | USA0055251 | 567.8 | 36.2454 | -88.6120 | Gas | Oil |  |  | 2000.0000000000002 | Tennessee Valley Authority | U.S. Energy Information Administration | http://www.eia.gov/electricity/data/browser/ | U.S. Energy Information Administration | 49362 | 2019 | 3.23 | 3.515 | 40.082 | 468.396 | 297.373 | 547.375 | 461.137 | U.S. Energy Information Administration |  |  |  |  | 2002.34 | NO-ESTIMATION | NO-ESTIMATION | NO-ESTIMATION | NO-ESTIMATION | CAPACITY-FACTOR-V1
USA | United States of America | Hanford Energy Park Peaker |  | USA0055698 | 92.2 | 36.2701 | -119.6481 | Gas |  |  |  | 2001.0 | MRP San Joaquin Energy LLC. | U.S. Energy Information Administration | http://www.eia.gov/electricity/data/browser/ | U.S. Energy Information Administration | 21624 | 2019 | 124.22500000000001 | 162.226 | 98.35000000000001 | 25.634 | 19.577 | 15.605 | 10.679 | U.S. Energy Information Administration |  |  |  |  | 325.14 | NO-ESTIMATION | NO-ESTIMATION | NO-ESTIMATION | NO-ESTIMATION | CAPACITY-FACTOR-V1
USA | United States of America | Kaweah Delta District Hospital |  | USA0010042 | 3.5 | 36.3275 | -119.2947 | Gas |  |  |  | 2008.0 | Kaweah Delta Hospital | U.S. Energy Information Administration | http://www.eia.gov/electricity/data/browser/ | U.S. Energy Information Administration | 23886 | 2019 | 0.0 | 0.0 | 0.0 | 20.23308 | 18.68468 | 19.06002 | 19.3922 | U.S. Energy Information Administration |  |  |  |  | 12.34 | NO-ESTIMATION | NO-ESTIMATION | NO-ESTIMATION | NO-ESTIMATION | CAPACITY-FACTOR-V1
USA | United States of America | Rockingham County CT Station |  | USA0055116 | 977.5 | 36.3297 | -79.8297 | Gas | Oil |  |  | 2000.0 | Duke Energy Carolinas LLC | U.S. Energy Information Administration | http://www.eia.gov/electricity/data/browser/ | U.S. Energy Information Administration | 41386 | 2019 | 0.0 | 244.552997 | 806.8550039999999 | 1290.4669979999999 | 678.1709999999999 | 2325.2349660000004 | 959.484 | U.S. Energy Information Administration |  |  |  |  | 3447.14 | NO-ESTIMATION | NO-ESTIMATION | NO-ESTIMATION | SOLAR-V1 | SOLAR-V1
USA | United States of America | Nevada Cogen Assoc#1 GarnetVly |  | USA0054350 | 94.8 | 36.3432 | -114.9207 | Gas |  |  |  | 1992.0000000000002 | Nevada Cogeneration Assoc # 1 | U.S. Energy Information Administration | http://www.eia.gov/electricity/data/browser/ | U.S. Energy Information Administration |  | 2019 | 721.106 | 726.789 | 722.921 | 725.553 | 690.609 | 722.802 | 709.63 | U.S. Energy Information Administration |  |  |  |  | 334.31 | NO-ESTIMATION | NO-ESTIMATION | NO-ESTIMATION | NO-ESTIMATION | CAPACITY-FACTOR-V1
USA | United States of America | John Sevier |  | USA0003405 | 996.9 | 36.3767 | -82.9639 | Gas |  |  |  | 2011.9999999999998 | Tennessee Valley Authority | U.S. Energy Information Administration | http://www.eia.gov/electricity/data/browser/ | U.S. Energy Information Administration | 34355 | 2019 | 2137.658016 | 3333.750997 | 4769.048 | 5429.704 | 5199.092000000001 | 4786.9490000000005 | 4954.09 | U.S. Energy Information Administration |  |  |  |  | 3515.56 | NO-ESTIMATION | NO-ESTIMATION | NO-ESTIMATION | NO-ESTIMATION | SOLAR-V1
USA | United States of America | Chuck Lenzie Generating Station |  | USA0055322 | 1465.6 | 36.3837 | -114.9218 | Gas |  |  |  | 2005.9999999999998 | Nevada Power Co | U.S. Energy Information Administration | http://www.eia.gov/electricity/data/browser/ | U.S. Energy Information Administration | 47950 | 2019 | 6554.439 | 6075.067000000001 | 7245.522999999999 | 6344.882 | 6281.742 | 6668.436 | 6578.979 | U.S. Energy Information Administration |  |  |  |  | 5168.43 | NO-ESTIMATION | NO-ESTIMATION | SOLAR-V1 | SOLAR-V1 | SOLAR-V1
USA | United States of America | Silverhawk |  | USA0055841 | 664.7 | 36.4078 | -114.9606 | Gas |  |  |  | 2004.0 | Nevada Power Co | U.S. Energy Information Administration | http://www.eia.gov/electricity/data/browser/ | U.S. Energy Information Administration | 47875 | 2019 | 2297.1310000000003 | 1047.368 | 2566.599 | 2704.702 | 2233.044 | 1550.076 | 1795.018 | U.S. Energy Information Administration |  |  |  |  | 2344.06 | HYDRO-V1 | HYDRO-V1 | HYDRO-V1 | HYDRO-V1 | HYDRO-V1
USA | United States of America | Apex Generating Station |  | USA0055514 | 600.6 | 36.4160 | -114.9609 | Gas |  |  |  | 2003.0 | Los Angeles Department of Water & Power | U.S. Energy Information Administration | http://www.eia.gov/electricity/data/browser/ | U.S. Energy Information Administration | 48296 | 2019 | 430.266 | 1653.509 | 2647.857 | 3423.755 | 3137.102 | 2301.347 | 2109.062 | U.S. Energy Information Administration |  |  |  |  | 2118.01 | HYDRO-V1 | HYDRO-V1 | HYDRO-V1 | HYDRO-V1 | HYDRO-V1
USA | United States of America | Harry Allen |  | USA0007082 | 745 | 36.4306 | -114.9024 | Gas |  |  |  | 2008.2496644295302 | Nevada Power Co | U.S. Energy Information Administration | http://www.eia.gov/electricity/data/browser/ | U.S. Energy Information Administration | 27372 | 2019 | 3320.3650000000002 | 3166.225 | 3826.9889999999996 | 3565.578 | 3338.8999999999996 | 3666.2150000000006 | 3378.358 | U.S. Energy Information Administration |  |  |  |  | 2627.23 | NO-ESTIMATION | NO-ESTIMATION | NO-ESTIMATION | NO-ESTIMATION | NO-ESTIMATION
USA | United States of America | Northeastern |  | USA0002963 | 1477.5 | 36.4317 | -95.7008 | Gas | Coal | Oil |  | 1979.6896785109984 | Public Service Co of Oklahoma | U.S. Energy Information Administration | http://www.eia.gov/electricity/data/browser/ | U.S. Energy Information Administration | 50598 | 2019 | 9353.65905 | 0.0 | 8097.40597 | 4774.1289799999995 | 3951.3699800000004 | 4997.75704 | 4639.0381 | U.S. Energy Information Administration |  |  |  |  | 5210.39 | SOLAR-V1 | SOLAR-V1 | SOLAR-V1 | SOLAR-V1 | SOLAR-V1
USA | United States of America | Mooreland |  | USA0003008 | 305 | 36.4372 | -99.2254 | Gas |  |  |  | 1970.5081967213114 | Western Farmers Elec Coop Inc | U.S. Energy Information Administration | http://www.eia.gov/electricity/data/browser/ | U.S. Energy Information Administration | 36677 | 2019 | 234.15800000000002 | 272.662 | 403.01800000000003 | 569.017 | 415.805 | 97.138 | 80.339 | U.S. Energy Information Administration |  |  |  |  | 1075.58 | NO-ESTIMATION | NO-ESTIMATION | NO-ESTIMATION | NO-ESTIMATION | CAPACITY-FACTOR-V1
USA | United States of America | Dan River |  | USA0002723 | 697.9 | 36.4862 | -79.7208 | Gas |  |  |  | 2013.0 | Duke Energy Carolinas LLC | U.S. Energy Information Administration | http://www.eia.gov/electricity/data/browser/ | U.S. Energy Information Administration | 18715 | 2019 | 0.0 | 0.0 | 0.0 | 0.0 | 0.0 | 0.0 | 4394.833 | U.S. Energy Information Administration |  |  |  |  | 2461.14 | NO-ESTIMATION | NO-ESTIMATION | NO-ESTIMATION | NO-ESTIMATION | CAPACITY-FACTOR-V1
USA | United States of America | Kingsburg Cogen |  | USA0010405 | 36.2 | 36.5397 | -119.5794 | Gas |  |  |  | 1991.0000000000002 | KES Kingsburg LP | U.S. Energy Information Administration | http://www.eia.gov/electricity/data/browser/ | U.S. Energy Information Administration | 23941 | 2019 | 29.024 | 70.505 | 55.691 | 25.975 | 14.631 | 4.964 | 3.466 | U.S. Energy Information Administration |  |  |  |  | 127.65 | HYDRO-V1 | HYDRO-V1 | HYDRO-V1 | HYDRO-V1 | HYDRO-V1
USA | United States of America | St Francis Energy Facility |  | USA0007604 | 506.6 | 36.5852 | -90.1779 | Gas |  |  |  | 2000.0 | Associated Electric Coop Inc | U.S. Energy Information Administration | http://www.eia.gov/electricity/data/browser/ | U.S. Energy Information Administration | 38106 | 2019 | 602.6560000000001 | 0.0 | 457.571 | 774.2090000000001 | 409.64300000000003 | 778.242 | 1002.087 | U.S. Energy Information Administration |  |  |  |  | 1786.52 | NO-ESTIMATION | NO-ESTIMATION | NO-ESTIMATION | NO-ESTIMATION | CAPACITY-FACTOR-V1
USA | United States of America | Fresno Cogen Partners |  | USA0010156 | 82.6 | 36.6170 | -120.0998 | Gas |  |  |  | 2001.495157384988 | Wellhead Energy LLC | U.S. Energy Information Administration | http://www.eia.gov/electricity/data/browser/ | U.S. Energy Information Administration | 12489 | 2019 | 0.0 | 28.616 | 17.77 | 8.484 | 23.722 | 5.8870000000000005 | 7.827 | U.S. Energy Information Administration |  |  |  |  | 291.28 | WIND-V1 | WIND-V1 | WIND-V1 | WIND-V1 | WIND-V1
USA | United States of America | Waynoka Gas Processing Plant |  | USA0059782 | 3.9 | 36.6510 | -98.7656 | Gas |  |  |  | 2006.0 | Targa Pipeline Mid-Continent West OK LLC | U.S. Energy Information Administration | http://www.eia.gov/electricity/data/browser/ | U.S. Energy Information Administration |  | 2019 |  | 22.01276 | 13.66414 | 19.52062 | 18.32306 | 19.351740000000003 | 19.5549 | U.S. Energy Information Administration |  |  |  |  | 13.75 | NO-ESTIMATION | NO-ESTIMATION | NO-ESTIMATION | NO-ESTIMATION | CAPACITY-FACTOR-V1
USA | United States of America | Panoche Energy Center |  | USA0056803 | 432 | 36.6514 | -120.5833 | Gas |  |  |  | 2009.0 | Panoche Energy Center LLC | U.S. Energy Information Administration | http://www.eia.gov/electricity/data/browser/ | U.S. Energy Information Administration | 55598 | 2019 | 344.842 | 723.554 | 876.606 | 366.164 | 530.573 | 615.796 | 632.832 | U.S. Energy Information Administration |  |  |  |  | 1523.44 | NO-ESTIMATION | NO-ESTIMATION | NO-ESTIMATION | NO-ESTIMATION | CAPACITY-FACTOR-V1
USA | United States of America | CalPeak Power Panoche Peaker Plant |  | USA0055508 | 60.5 | 36.6529 | -120.5806 | Gas |  |  |  | 2002.0 | CalPeak Power LLC | U.S. Energy Information Administration | http://www.eia.gov/electricity/data/browser/ | U.S. Energy Information Administration | 51615 | 2019 | 7.871 | 13.997 | 38.454 | 17.941 | 15.571 | 14.215 | 6.627 | U.S. Energy Information Administration |  |  |  |  | 213.35 | NO-ESTIMATION | NO-ESTIMATION | NO-ESTIMATION | NO-ESTIMATION | CAPACITY-FACTOR-V1
USA | United States of America | Panoche Peaker |  | USA0055874 | 49.9 | 36.6535 | -120.5783 | Gas |  |  |  | 1973.0 | Wellhead Energy LLC | U.S. Energy Information Administration | http://www.eia.gov/electricity/data/browser/ | U.S. Energy Information Administration | 55598 | 2019 | 4.23 | 4.452 | 9.926 | 8.135 | 13.245000000000001 | 11.298 | 2.307 | U.S. Energy Information Administration |  |  |  |  | 175.97 | NO-ESTIMATION | NO-ESTIMATION | WIND-V1 | WIND-V1 | WIND-V1
USA | United States of America | Midway Peaking LLC |  | USA0056639 | 139.8 | 36.6541 | -120.5797 | Gas |  |  |  | 2009.0 | CalPeak Power LLC | U.S. Energy Information Administration | http://www.eia.gov/electricity/data/browser/ | U.S. Energy Information Administration |  | 2019 | 40.874 | 40.932 | 85.56400000000001 | 41.395 | 66.714 | 49.354 | 51.141 | U.S. Energy Information Administration |  |  |  |  | 493 | NO-ESTIMATION | NO-ESTIMATION | NO-ESTIMATION | NO-ESTIMATION | CAPACITY-FACTOR-V1
USA | United States of America | TLR000 Hansen Fuel Cell |  | USA0063717 | 3 | 36.6568 | -121.6243 | Gas |  |  |  | 2018.6666666666667 | 2016 ESA Project Company LLC | U.S. Energy Information Administration | http://www.eia.gov/electricity/data/browser/ | U.S. Energy Information Administration |  | 2019 | [6 empty] | 13.439 | U.S. Energy Information Administration |  |  |  |  | 10.57 | NO-ESTIMATION | NO-ESTIMATION | NO-ESTIMATION | NO-ESTIMATION | CAPACITY-FACTOR-V1
USA | United States of America | Taylor Farms Salinas |  | USA0058303 | 1.1 | 36.6575 | -121.6233 | Gas |  |  |  | 2012.0 | Bloom Energy | U.S. Energy Information Administration | http://www.eia.gov/electricity/data/browser/ | U.S. Energy Information Administration | 68288 | 2019 | 6.83793 | 6.697 | 6.048 | 6.91 | 7.640000000000001 | 5.838 | 4.196 | U.S. Energy Information Administration |  |  |  |  | 3.87 | HYDRO-V1 | HYDRO-V1 | HYDRO-V1 | HYDRO-V1 | HYDRO-V1
USA | United States of America | Wolf Hills Energy |  | USA0055285 | 285 | 36.6644 | -82.1044 | Gas |  |  |  | 2001.0 | Middle River Power II LLC | U.S. Energy Information Administration | http://www.eia.gov/electricity/data/browser/ | U.S. Energy Information Administration | 46337 | 2019 | 45.513 | 50.519 | 103.96300000000001 | 100.688 | 108.396 | 109.393 | 115.294 | U.S. Energy Information Administration |  |  |  |  | 1005.05 | NO-ESTIMATION | NO-ESTIMATION | NO-ESTIMATION | NO-ESTIMATION | CAPACITY-FACTOR-V1
USA | United States of America | Malaga Power LLC |  | USA0056239 | 121 | 36.6697 | -119.7404 | Gas |  |  |  | 2005.0 | CalPeak Power LLC | U.S. Energy Information Administration | http://www.eia.gov/electricity/data/browser/ | U.S. Energy Information Administration | 50697 | 2019 | 177.029 | 259.701 | 101.495 | 29.062 | 20.495 | 27.66 | 16.3233 | U.S. Energy Information Administration |  |  |  |  | 426.7 | NO-ESTIMATION | NO-ESTIMATION | NO-ESTIMATION | NO-ESTIMATION | CAPACITY-FACTOR-V1
USA | United States of America | International Paper Franklin Mill |  | USA0052152 | 82.5 | 36.6803 | -76.9128 | Gas | Biomass |  |  | 1988.2484848484848 | International Paper | U.S. Energy Information Administration | http://www.eia.gov/electricity/data/browser/ | U.S. Energy Information Administration |  | 2019 | 0.0 | 0.0 | 0.0 | 0.0 | 0.0 | 0.0 | 276.641 | U.S. Energy Information Administration |  |  |  |  | 290.93 | NO-ESTIMATION | NO-ESTIMATION | NO-ESTIMATION | NO-ESTIMATION | CAPACITY-FACTOR-V1
USA | United States of America | Algonquin Power Sanger LLC |  | USA0057564 | 61.5 | 36.6842 | -119.5522 | Gas |  |  |  | 2008.8130081300812 | Algonquin Power Sanger LLC | U.S. Energy Information Administration | http://www.eia.gov/electricity/data/browser/ | U.S. Energy Information Administration | 32073 | 2019 | 138.89000000000001 | 135.389 | 130.858 | 120.258 | 88.624 | 176.139 | 74.663 | U.S. Energy Information Administration |  |  |  |  | 216.87 | NO-ESTIMATION | NO-ESTIMATION | NO-ESTIMATION | NO-ESTIMATION | CAPACITY-FACTOR-V1
USA | United States of America | Bluffview |  | USA0055977 | 67 | 36.7166 | -108.2153 | Gas |  |  |  | 2005.0 | City of Farmington - (NM) | U.S. Energy Information Administration | http://www.eia.gov/electricity/data/browser/ | U.S. Energy Information Administration | 51689 | 2019 | 350.58000000000004 | 328.679 | 332.409 | 422.72200000000004 | 417.712 | 371.595 | 398.748 | U.S. Energy Information Administration |  |  |  |  | 236.27 | NO-ESTIMATION | NO-ESTIMATION | NO-ESTIMATION | NO-ESTIMATION | CAPACITY-FACTOR-V1
USA | United States of America | Greensville County Power Station |  | USA0059913 | 1773.3 | 36.7182 | -77.6496 | Gas |  |  |  | 2019.0 | Virginia Electric & Power Co | U.S. Energy Information Administration | http://www.eia.gov/electricity/data/browser/ | U.S. Energy Information Administration |  | 2019 | [5 empty] | 0.0 | 9859.878 | U.S. Energy Information Administration |  |  |  |  | 6253.53 | NO-ESTIMATION | NO-ESTIMATION | NO-ESTIMATION | NO-ESTIMATION | CAPACITY-FACTOR-V1
USA | United States of America | Ponca |  | USA0000762 | 48 | 36.7198 | -97.0858 | Gas |  |  |  | 1977.0 | Oklahoma Municipal Power Authority | U.S. Energy Information Administration | http://www.eia.gov/electricity/data/browser/ | U.S. Energy Information Administration | 28856 | 2019 | 0.153 | 0.0 | 0.0 | 0.14400000000000002 | 0.026000000000000002 | 0.0 | 0 | U.S. Energy Information Administration |  |  |  |  | 169.27 | HYDRO-V1 | HYDRO-V1 | HYDRO-V1 | HYDRO-V1 | HYDRO-V1
USA | United States of America | Ponca City |  | USA0007546 | 134.3 | 36.7198 | -97.0858 | Gas | Oil |  |  | 1994.3283693224123 | Oklahoma Municipal Power Authority | U.S. Energy Information Administration | http://www.eia.gov/electricity/data/browser/ | U.S. Energy Information Administration | 52000 | 2019 | 0.0 | 0.0 | 0.0 | 0.0 | 0.0 | 0.0 | 67.616 | U.S. Energy Information Administration |  |  |  |  | 473.6 | NO-ESTIMATION | NO-ESTIMATION | NO-ESTIMATION | NO-ESTIMATION | CAPACITY-FACTOR-V1
USA | United States of America | Animas |  | USA0002465 | 18.8 | 36.7251 | -108.1920 | Gas | Hydro |  |  | 1993.2872340425533 | City of Farmington - (NM) | U.S. Energy Information Administration | http://www.eia.gov/electricity/data/browser/ | U.S. Energy Information Administration | 20000 | 2019 | 145.51500000000001 | 137.532 | 49.414 | 24.01 | 11.923000000000002 | 34.004000000000005 | 1.421 | U.S. Energy Information Administration |  |  |  |  | 66.29 | HYDRO-V1 | HYDRO-V1 | HYDRO-V1 | HYDRO-V1 | HYDRO-V1
USA | United States of America | City of West Plains Power Station |  | USA0059664 | 47.4 | 36.7486 | -91.8686 | Gas | Oil |  |  | 1999.9999999999998 | City of West Plains - (MO) | U.S. Energy Information Administration | http://www.eia.gov/electricity/data/browser/ | U.S. Energy Information Administration |  | 2019 |  | 0.015000000000000001 | 0.0 | 0.858 | 0.47900000000000004 | 0.477 | 1.629 | U.S. Energy Information Administration |  |  |  |  | 167.15 | NO-ESTIMATION | NO-ESTIMATION | NO-ESTIMATION | NO-ESTIMATION | CAPACITY-FACTOR-V1
USA | United States of America | Poplar Bluff Generating Station |  | USA0007392 | 34.1 | 36.7597 | -90.3903 | Gas | Oil |  |  | 1991.3255131964809 | City of Poplar Bluff - (MO) | U.S. Energy Information Administration | http://www.eia.gov/electricity/data/browser/ | U.S. Energy Information Administration | 30407 | 2019 | 0.599 | 0.673 | 0.6659999999999999 | 0.6849999999999999 | 0.516 | 1.812 | 0.314 | U.S. Energy Information Administration |  |  |  |  | 120.25 | NO-ESTIMATION | NO-ESTIMATION | NO-ESTIMATION | NO-ESTIMATION | CAPACITY-FACTOR-V1
USA | United States of America | Brunswick County Power Station |  | USA0058260 | 1472.2 | 36.7650 | -77.7139 | Gas |  |  |  | 2016.0 | Virginia Electric & Power Co | U.S. Energy Information Administration | http://www.eia.gov/electricity/data/browser/ | U.S. Energy Information Administration | 48550 | 2019 |  |  |  | 5895.472 | 0.0 | 0.0 | 8333.358 | U.S. Energy Information Administration |  |  |  |  | 5191.7 | WIND-V1 | WIND-V1 | WIND-V1 | WIND-V1 | WIND-V1
USA | United States of America | Elizabeth River Power Station |  | USA0052087 | 388.8 | 36.7750 | -76.3083 | Gas | Oil |  |  | 1992.0000000000002 | Virginia Electric & Power Co | U.S. Energy Information Administration | http://www.eia.gov/electricity/data/browser/ | U.S. Energy Information Administration | 36770 | 2019 | 44.705 | 33.339 | 134.612998 | 148.98000399999998 | 95.50399999999999 | 252.114998 | 97.913 | U.S. Energy Information Administration |  |  |  |  | 1371.1 | WIND-V1 | WIND-V1 | WIND-V1 | WIND-V1 | WIND-V1
USA | United States of America | Dynegy Moss Landing Power Plant Hybrid |  | USA0000260 | 1398 | 36.8048 | -121.7822 | Gas |  |  |  | 2002.0 | Dynegy -Moss Landing LLC | U.S. Energy Information Administration | http://www.eia.gov/electricity/data/browser/ | U.S. Energy Information Administration | 29407 | 2019 | 0.0 | 4152.5650000000005 | 3909.727 | 2584.9359999999997 | 2344.638 | 4178.7819 | 5220.833 | U.S. Energy Information Administration |  |  |  |  | 4930.04 | WIND-V1 | WIND-V1 | WIND-V1 | WIND-V1 | WIND-V1
USA | United States of America | Charles D. Lamb Energy Center |  | USA0058325 | 122 | 36.8139 | -97.1253 | Gas |  |  |  | 2015.0 | Oklahoma Municipal Power Authority | U.S. Energy Information Administration | http://www.eia.gov/electricity/data/browser/ | U.S. Energy Information Administration | 65733 | 2019 |  |  | 33.281 | 38.027 | 46.766 | 146.651 | 110.115 | U.S. Energy Information Administration |  |  |  |  | 430.23 | WIND-V1 | WIND-V1 | WIND-V1 | WIND-V1 | WIND-V1
USA | United States of America | Saint Agnes Medical Center |  | USA0054800 | 7 | 36.8347 | -119.7667 | Gas |  |  |  | 2001.5 | Saint Agnes Medical Center | U.S. Energy Information Administration | http://www.eia.gov/electricity/data/browser/ | U.S. Energy Information Administration |  | 2019 | 25.704 | 26.875 | 26.385 | 27.057000000000002 | 28.07768 | 27.211000000000002 | 27.899 | U.S. Energy Information Administration |  |  |  |  | 24.68 | WIND-V1 | WIND-V1 | WIND-V1 | WIND-V1 | WIND-V1
USA | United States of America | Essex |  | USA0007749 | 121.2 | 36.8682 | -89.8402 | Gas |  |  |  | 1999.0 | Associated Electric Coop Inc | U.S. Energy Information Administration | http://www.eia.gov/electricity/data/browser/ | U.S. Energy Information Administration | 45199 | 2019 | 3.559 | 40.229 | 86.842 | 71.001 | 81.94200000000001 | 33.318 | 37.263 | U.S. Energy Information Administration |  |  |  |  | 427.41 | WIND-V1 | WIND-V1 | WIND-V1 | WIND-V1 | WIND-V1
USA | United States of America | Clinch River |  | USA0003775 | 475 | 36.9333 | -82.1997 | Gas |  |  |  | 1958.5 | Appalachian Power Co | U.S. Energy Information Administration | http://www.eia.gov/electricity/data/browser/ | U.S. Energy Information Administration | 13355 | 2019 | 898.073003 | 729.1940000000001 | 461.976997 | 0.0 | 0.0 | 0.0 | 338.987 | U.S. Energy Information Administration |  |  |  |  | 1675.08 | NO-ESTIMATION | NO-ESTIMATION | NO-ESTIMATION | NO-ESTIMATION | WIND-V1
USA | United States of America | Gilroy Peaking Energy Center |  | USA0055810 | 135 | 36.9990 | -121.5363 | Gas |  |  |  | 2001.3333333333333 | Calpine Gilroy Cogen LP | U.S. Energy Information Administration | http://www.eia.gov/electricity/data/browser/ | U.S. Energy Information Administration | 15380 | 2019 | 63.073 | 29.496000000000002 | 39.144 | 18.168 | 29.699 | 25.659 | 26.677 | U.S. Energy Information Administration |  |  |  |  | 476.07 | NO-ESTIMATION | NO-ESTIMATION | NO-ESTIMATION | NO-ESTIMATION | CAPACITY-FACTOR-V1
USA | United States of America | Univ of Calif Santa Cruz Cogeneration |  | USA0050064 | 4.4 | 36.9997 | -122.0622 | Gas |  |  |  | 2014.9999999999998 | Santa Cruz Cogeneration Assoc | U.S. Energy Information Administration | http://www.eia.gov/electricity/data/browser/ | U.S. Energy Information Administration |  | 2019 | 5.683999999999999 |  | 14.048 | 23.399 | 32.254 | 31.321 | 32.039 | U.S. Energy Information Administration |  |  |  |  | 15.51 | NO-ESTIMATION | NO-ESTIMATION | NO-ESTIMATION | NO-ESTIMATION | CAPACITY-FACTOR-V1
USA | United States of America | Gilroy Power Plant |  | USA0010034 | 130 | 37.0001 | -121.5367 | Gas |  |  |  | 1987.0 | Calpine Gilroy Cogen LP | U.S. Energy Information Administration | http://www.eia.gov/electricity/data/browser/ | U.S. Energy Information Administration |  | 2019 | 125.05099999999999 | 0.0 | 138.224 | 141.393 | 115.536 | 102.682 | 89.538 | U.S. Energy Information Administration |  |  |  |  | 458.44 | HYDRO-V1 | HYDRO-V1 | HYDRO-V1 | HYDRO-V1 | HYDRO-V1
USA | United States of America | Marshall Energy Facility |  | USA0055232 | 688 | 37.0286 | -88.3958 | Gas | Oil |  |  | 2002.0 | Tennessee Valley Authority | U.S. Energy Information Administration | http://www.eia.gov/electricity/data/browser/ | U.S. Energy Information Administration |  | 2019 | 74.99000000000001 | 66.61800000000001 | 66.73400000000001 | 201.85100200000002 | 348.893002 | 321.338003 | 73.105 | U.S. Energy Information Administration |  |  |  |  | 2426.22 | NO-ESTIMATION | NO-ESTIMATION | SOLAR-V1 | SOLAR-V1 | SOLAR-V1
USA | United States of America | PPS Power Plant No 1 |  | USA0056556 | 120 | 37.0339 | -88.6159 | Gas |  |  |  | 2010.0 | Paducah Power System | U.S. Energy Information Administration | http://www.eia.gov/electricity/data/browser/ | U.S. Energy Information Administration |  | 2019 | 6.333 | 6.0440000000000005 | 12.286 | 12.51852 | 36.679 | 43.932 | 29.546 | U.S. Energy Information Administration |  |  |  |  | 423.17 | NO-ESTIMATION | NO-ESTIMATION | NO-ESTIMATION | NO-ESTIMATION | CAPACITY-FACTOR-V1
USA | United States of America | Coffeyville |  | USA0001271 | 44 | 37.0373 | -95.6127 | Gas | Oil |  |  | 1976.090909090909 | City of Coffeyville - (KS) | U.S. Energy Information Administration | http://www.eia.gov/electricity/data/browser/ | U.S. Energy Information Administration | 16903 | 2019 | 0.0 | 14.232000000000001 | 19.967 | 39.563 | 16.298000000000002 | 19.02 | 37.046 | U.S. Energy Information Administration |  |  |  |  | 155.16 | NO-ESTIMATION | SOLAR-V1 | SOLAR-V1 | SOLAR-V1 | SOLAR-V1
USA | United States of America | Calvert City |  | USA0055308 | 26.7 | 37.0483 | -88.3539 | Gas |  |  |  | 2000.0 | DTE Calvert City LLC | U.S. Energy Information Administration | http://www.eia.gov/electricity/data/browser/ | U.S. Energy Information Administration | 45656 | 2019 | 189.45164000000003 | 219.30146 | 212.10826 | 222.64032 | 220.2011 | 185.29056 | 212.5228 | U.S. Energy Information Administration |  |  |  |  | 94.15 | NO-ESTIMATION | NO-ESTIMATION | NO-ESTIMATION | NO-ESTIMATION | CAPACITY-FACTOR-V1
USA | United States of America | State Line Combined Cycle |  | USA0007296 | 690.5 | 37.0659 | -94.6140 | Gas | Oil |  |  | 1998.8884866039102 | Empire District Electric Co | U.S. Energy Information Administration | http://www.eia.gov/electricity/data/browser/ | U.S. Energy Information Administration | 17145 | 2019 | 2058.2250000000004 | 1714.269 | 1805.513 | 2308.602 | 2450.774 | 2676.937 | 2738.545 | U.S. Energy Information Administration |  |  |  |  | 2435.04 | NO-ESTIMATION | NO-ESTIMATION | SOLAR-V1 | SOLAR-V1 | SOLAR-V1
USA | United States of America | Riverton |  | USA0001239 | 300.2 | 37.0726 | -94.6987 | Gas | Oil |  |  | 2008.5526315789475 | Empire District Electric Co | U.S. Energy Information Administration | http://www.eia.gov/electricity/data/browser/ | U.S. Energy Information Administration | 19319 | 2019 | 0.0 | 0.0 | 0.0 | 754.2180000000001 | 1021.051 | 1294.0520000000001 | 1173.629 | U.S. Energy Information Administration |  |  |  |  | 1058.65 | HYDRO-V1 | HYDRO-V1 | HYDRO-V1 | HYDRO-V1 | HYDRO-V1
USA | United States of America | CML&P Generating Facility No. 2 |  | USA0059726 | 56.1 | 37.0930 | -95.5852 | Gas |  |  |  | 2017.0000000000005 | City of Coffeyville - (KS) | U.S. Energy Information Administration | http://www.eia.gov/electricity/data/browser/ | U.S. Energy Information Administration |  | 2019 |  |  |  |  | 60.576 | 57.987 | 65.204 | U.S. Energy Information Administration |  |  |  |  | 197.83 | NO-ESTIMATION | NO-ESTIMATION | NO-ESTIMATION | NO-ESTIMATION | CAPACITY-FACTOR-V1
USA | United States of America | Chowchilla II |  | USA0056185 | 49.6 | 37.1073 | -120.2485 | Gas |  |  |  | 2000.9999999999998 | California Power Holdings LLC | U.S. Energy Information Administration | http://www.eia.gov/electricity/data/browser/ | U.S. Energy Information Administration | 56052 | 2019 | 24.057000000000002 | 45.19 | 73.96300000000001 | 23.217 | 23.155 | 18.429000000000002 | 12.526 | U.S. Energy Information Administration |  |  |  |  | 174.91 | NO-ESTIMATION | NO-ESTIMATION | NO-ESTIMATION | NO-ESTIMATION | CAPACITY-FACTOR-V1
USA | United States of America | James River Power Station |  | USA0002161 | 362.5 | 37.1086 | -93.2619 | Gas | Oil |  |  | 1980.1986206896552 | City Utilities of Springfield - (MO) | U.S. Energy Information Administration | http://www.eia.gov/electricity/data/browser/ | U.S. Energy Information Administration | 33401 | 2019 | 0.0 | 713.733004 | 240.08699700000003 | 185.353 | 84.16900000000001 | 117.97999799999998 | 133.615 | U.S. Energy Information Administration |  |  |  |  | 1278.35 | NO-ESTIMATION | SOLAR-V1 | SOLAR-V1 | SOLAR-V1 | SOLAR-V1
USA | United States of America | Arkalon Ethanol LLC |  | USA0058192 | 3 | 37.1106 | -100.8036 | Gas |  |  |  | 2009.0 | Arkalon Ethanol LLC | U.S. Energy Information Administration | http://www.eia.gov/electricity/data/browser/ | U.S. Energy Information Administration | 69087 | 2019 | 15.499 | 3.926 | 3.107 | 9.222 |  | 11.6012 | 13.5247 | U.S. Energy Information Administration |  |  |  |  | 10.57 | NO-ESTIMATION | NO-ESTIMATION | NO-ESTIMATION | NO-ESTIMATION | CAPACITY-FACTOR-V1
USA | United States of America | Millcreek Power Generation |  | USA0056253 | 80 | 37.1121 | -113.5166 | Gas |  |  |  | 2008.0 | City of St George | U.S. Energy Information Administration | http://www.eia.gov/electricity/data/browser/ | U.S. Energy Information Administration | 57666 | 2019 | 88.068 | 77.404 | 78.233 | 131.617 | 96.796 | 111.468 | 78.406 | U.S. Energy Information Administration |  |  |  |  | 282.11 | NO-ESTIMATION | NO-ESTIMATION | NO-ESTIMATION | NO-ESTIMATION | CAPACITY-FACTOR-V1
USA | United States of America | Empire Energy Center |  | USA0006223 | 379 | 37.1385 | -94.1041 | Gas | Oil |  |  | 1987.0026385224273 | Empire District Electric Co | U.S. Energy Information Administration | http://www.eia.gov/electricity/data/browser/ | U.S. Energy Information Administration | 19316 | 2019 | 0.0 | 0.0 | 0.0 | 93.596 | 220.87100399999997 | 0.0 | 114.799 | U.S. Energy Information Administration |  |  |  |  | 1336.54 | NO-ESTIMATION | NO-ESTIMATION | NO-ESTIMATION | NO-ESTIMATION | NO-ESTIMATION
USA | United States of America | Anthony |  | USA0001258 | 11.1 | 37.1517 | -98.0311 | Gas | Oil |  |  | 1976.3243243243242 | City of Anthony - (KS) | U.S. Energy Information Administration | http://www.eia.gov/electricity/data/browser/ | U.S. Energy Information Administration | 13333 | 2019 | 0.9009999999999999 | 0.786 | 0.9660000000000001 | 0.8260000000000001 | 2.091 | 0.16499999999999998 | 0.049 | U.S. Energy Information Administration |  |  |  |  | 39.14 | SOLAR-V1 | SOLAR-V1 | SOLAR-V1 | SOLAR-V1 | SOLAR-V1
USA | United States of America | Washington City Electric Generation |  | USA0059660 | 6 | 37.1550 | -113.4392 | Gas |  |  |  | 2007.6666666666667 | City of Washington - (UT) | U.S. Energy Information Administration | http://www.eia.gov/electricity/data/browser/ | U.S. Energy Information Administration |  | 2019 |  | 0.489 | 0.429 | 1.524 | 0.033 | 0.10400000000000001 | 0.989 | U.S. Energy Information Administration |  |  |  |  | 21.15 | HYDRO-V1 | HYDRO-V1 | HYDRO-V1 | HYDRO-V1 | HYDRO-V1
USA | United States of America | Gravel Neck |  | USA0007032 | 407.7 | 37.1575 | -76.6911 | Gas | Oil |  |  | 1987.1896001962223 | Virginia Electric & Power Co | U.S. Energy Information Administration | http://www.eia.gov/electricity/data/browser/ | U.S. Energy Information Administration | 36099 | 2019 | 86.834 | 52.765 | 91.268 | 138.246002 | 62.3 | 91.39000000000001 | 78.819 | U.S. Energy Information Administration |  |  |  |  | 1437.75 | NO-ESTIMATION | NO-ESTIMATION | NO-ESTIMATION | NO-ESTIMATION | CAPACITY-FACTOR-V1
USA | United States of America | Cimarron River |  | USA0001230 | 65 | 37.1611 | -100.7619 | Gas |  |  |  | 1964.1538461538462 | Sunflower Electric Power Corp | U.S. Energy Information Administration | http://www.eia.gov/electricity/data/browser/ | U.S. Energy Information Administration | 35785 | 2019 | 128.678 | 29.818 | 0.927 | 0.9390000000000001 | 1.1139999999999999 | 0.0 | 0.703 | U.S. Energy Information Administration |  |  |  |  | 229.22 | NO-ESTIMATION | SOLAR-V1 | SOLAR-V1 | SOLAR-V1 | SOLAR-V1
USA | United States of America | Buchanan Generation LLC |  | USA0055738 | 88 | 37.1753 | -81.9614 | Gas |  |  |  | 2002.0 | Buchanan Generation LLC | U.S. Energy Information Administration | http://www.eia.gov/electricity/data/browser/ | U.S. Energy Information Administration |  | 2019 | 11.578 | 58.729 | 80.569 | 233.782 | 175.143 | 196.485 | 343.967 | U.S. Energy Information Administration |  |  |  |  | 310.33 | HYDRO-V1 | HYDRO-V1 | HYDRO-V1 | HYDRO-V1 | HYDRO-V1
USA | United States of America | Carthage |  | USA0002121 | 41.8 | 37.1766 | -94.2994 | Gas | Oil |  |  | 1965.074162679426 | City of Carthage - (MO) | U.S. Energy Information Administration | http://www.eia.gov/electricity/data/browser/ | U.S. Energy Information Administration | 15660 | 2019 | 0.126 | -0.624 | 0.237 | -0.11499999999999999 | -0.041 | -0.018000000000000002 | -0.188 | U.S. Energy Information Administration |  |  |  |  | 147.4 | HYDRO-V1 | HYDRO-V1 | HYDRO-V1 | HYDRO-V1 | HYDRO-V1
USA | United States of America | Radford Army Ammunition Plant |  | USA0052072 | 18 | 37.1804 | -80.5428 | Gas | Oil |  |  | 1990.0 | U S Army-Radford | U.S. Energy Information Administration | http://www.eia.gov/electricity/data/browser/ | U.S. Energy Information Administration |  | 2019 | 29.109999999999996 | 23.490000000000002 | 29.604 | 29.997 | 24.679 | 0.0 | 28.543 | U.S. Energy Information Administration |  |  |  |  | 63.47 | NO-ESTIMATION | NO-ESTIMATION | SOLAR-V1 | SOLAR-V1 | SOLAR-V1
USA | United States of America | Hurricane City Power |  | USA0057899 | 15.1 | 37.1856 | -113.2975 | Gas | Oil |  |  | 2003.8211920529802 | Hurricane City Power | U.S. Energy Information Administration | http://www.eia.gov/electricity/data/browser/ | U.S. Energy Information Administration |  | 2019 | 3.998 | 2.296 | 2.667 | 2.6049999999999995 | 2.024 | 4.895 | 2.848 | U.S. Energy Information Administration |  |  |  |  | 53.25 | NO-ESTIMATION | NO-ESTIMATION | NO-ESTIMATION | NO-ESTIMATION | CAPACITY-FACTOR-V1
USA | United States of America | MEPI GT Facility |  | USA0007858 | 301.5 | 37.2175 | -88.8661 | Gas |  |  |  | 1983.313432835821 | Midwest Electric Power Inc | U.S. Energy Information Administration | http://www.eia.gov/electricity/data/browser/ | U.S. Energy Information Administration |  | 2019 | -1.1360000000000001 | 0.0 | 1.373 | 1.371 | 4.382 | 2.601 | 7.646 | U.S. Energy Information Administration |  |  |  |  | 1063.23 | NO-ESTIMATION | NO-ESTIMATION | SOLAR-V1 | SOLAR-V1 | SOLAR-V1
USA | United States of America | Metcalf Energy Center |  | USA0055393 | 635 | 37.2207 | -121.7457 | Gas |  |  |  | 2005.0 | Calpine Corp - Metcalf Energy Center | U.S. Energy Information Administration | http://www.eia.gov/electricity/data/browser/ | U.S. Energy Information Administration | 45543 | 2019 | 3131.656 | 2461.413 | 3171.068 | 2686.602 | 2081.822 | 2079.832 | 2566.081 | U.S. Energy Information Administration |  |  |  |  | 2239.32 | NO-ESTIMATION | NO-ESTIMATION | SOLAR-V1 | SOLAR-V1 | SOLAR-V1
USA | United States of America | Virginia Tech Power Plant |  | USA0056785 | 6.3 | 37.2319 | -80.4211 | Gas | Coal | Oil |  | 1976.0 | Virginia Polytechnic Inst and State Unv | U.S. Energy Information Administration | http://www.eia.gov/electricity/data/browser/ | U.S. Energy Information Administration |  | 2019 | 10.061 | 27.924359999999997 | 25.169999999999998 | 16.65 | 20.948 | 21.78 | 20.569 | U.S. Energy Information Administration |  |  |  |  | 22.21 | NO-ESTIMATION | NO-ESTIMATION | SOLAR-V1 | SOLAR-V1 | SOLAR-V1
USA | United States of America | West 14th Street |  | USA0001332 | 11 | 37.2354 | -97.0110 | Gas |  |  |  | 1962.0 | City of Winfield - (KS) | U.S. Energy Information Administration | http://www.eia.gov/electricity/data/browser/ | U.S. Energy Information Administration | 37125 | 2019 | 0.045 | 0.247 | 0.353 | 0.005 | 0.354 | 0.707 | 0 | U.S. Energy Information Administration |  |  |  |  | 38.79 | NO-ESTIMATION | NO-ESTIMATION | NO-ESTIMATION | NO-ESTIMATION | CAPACITY-FACTOR-V1
USA | United States of America | East 12th Street |  | USA0007013 | 28.1 | 37.2367 | -96.9625 | Gas | Oil |  |  | 1971.8220640569393 | City of Winfield - (KS) | U.S. Energy Information Administration | http://www.eia.gov/electricity/data/browser/ | U.S. Energy Information Administration | 37123 | 2019 | 0.0 | 0.0 | 4.072 | 0.0 | 1.3780000000000001 | 0.0 | 10.592 | U.S. Energy Information Administration |  |  |  |  | 99.09 | SOLAR-V1 | SOLAR-V1 | SOLAR-V1 | SOLAR-V1 | SOLAR-V1
USA | United States of America | Extreme San Ignacio |  | USA0063604 | 1 | 37.2370 | -121.7853 | Gas |  |  |  | 2019.0 | Bloom Energy | U.S. Energy Information Administration | http://www.eia.gov/electricity/data/browser/ | U.S. Energy Information Administration |  | 2019 | [6 empty] | 5.494 | U.S. Energy Information Administration |  |  |  |  | 3.52 | NO-ESTIMATION | NO-ESTIMATION | NO-ESTIMATION | NO-ESTIMATION | CAPACITY-FACTOR-V1
USA | United States of America | Extreme Via Del Oro |  | USA0063607 | 1.2 | 37.2381 | -121.7853 | Gas |  |  |  | 2018.9999999999998 | Bloom Energy | U.S. Energy Information Administration | http://www.eia.gov/electricity/data/browser/ | U.S. Energy Information Administration |  | 2019 | [6 empty] | 7.956 | U.S. Energy Information Administration |  |  |  |  | 4.23 | SOLAR-V1 | SOLAR-V1 | SOLAR-V1 | SOLAR-V1 | SOLAR-V1
USA | United States of America | Equinix Great Oaks Blvd. Fuel Cell |  | USA0062702 | 4.5 | 37.2410 | -121.7826 | Gas |  |  |  | 2018.0 | 2016 ESA Project Company LLC | U.S. Energy Information Administration | http://www.eia.gov/electricity/data/browser/ | U.S. Energy Information Administration |  | 2019 | [5 empty] | 18.562 | 36.982 | U.S. Energy Information Administration |  |  |  |  | 15.86 | SOLAR-V1 | SOLAR-V1 | SOLAR-V1 | SOLAR-V1 | SOLAR-V1
USA | United States of America | Equinix San Jose |  | USA0060223 | 1.1 | 37.2417 | -121.7814 | Gas |  |  |  | 2014.9999999999998 | Bloom Energy | U.S. Energy Information Administration | http://www.eia.gov/electricity/data/browser/ | U.S. Energy Information Administration | 68297 | 2019 |  |  | 1.18404 | 8.755 | 8.357 | 7.872 | 7.358 | U.S. Energy Information Administration |  |  |  |  | 3.87 | NO-ESTIMATION | NO-ESTIMATION | NO-ESTIMATION | NO-ESTIMATION | CAPACITY-FACTOR-V1
USA | United States of America | EQX015 Great Oaks Fuel Cell |  | USA0063708 | 4 | 37.2419 | -121.7816 | Gas |  |  |  | 2018.0 | 2016 ESA Project Company LLC | U.S. Energy Information Administration | http://www.eia.gov/electricity/data/browser/ | U.S. Energy Information Administration |  | 2019 | [6 empty] | 32.088 | U.S. Energy Information Administration |  |  |  |  | 14.1 | NO-ESTIMATION | NO-ESTIMATION | NO-ESTIMATION | NO-ESTIMATION | CAPACITY-FACTOR-V1
USA | United States of America | EQX010 Great Oaks Fuel Cell |  | USA0063704 | 2.4 | 37.2421 | -121.7831 | Gas |  |  |  | 2018.9999999999998 | 2016 ESA Project Company LLC | U.S. Energy Information Administration | http://www.eia.gov/electricity/data/browser/ | U.S. Energy Information Administration |  | 2019 | [6 empty] | 6.175 | U.S. Energy Information Administration |  |  |  |  | 8.46 | NO-ESTIMATION | NO-ESTIMATION | NO-ESTIMATION | NO-ESTIMATION | SOLAR-V1
USA | United States of America | McCartney |  | USA0007903 | 117.8 | 37.2484 | -93.1708 | Gas |  |  |  | 2002.0 | City Utilities of Springfield - (MO) | U.S. Energy Information Administration | http://www.eia.gov/electricity/data/browser/ | U.S. Energy Information Administration | 46164 | 2019 | 36.805 | 52.56 | 39.4 | 62.418 | 70.542 | 69.31 | 98.485 | U.S. Energy Information Administration |  |  |  |  | 415.42 | NO-ESTIMATION | NO-ESTIMATION | NO-ESTIMATION | NO-ESTIMATION | CAPACITY-FACTOR-V1
USA | United States of America | Xilinx San Jose |  | USA0058299 | 1.1 | 37.2528 | -121.9342 | Gas |  |  |  | 2012.0 | Bloom Energy | U.S. Energy Information Administration | http://www.eia.gov/electricity/data/browser/ | U.S. Energy Information Administration | 68297 | 2019 | 7.816050000000001 | 6.307 | 6.365 | 5.548 | 7.689 | 7.704 | 8.327 | U.S. Energy Information Administration |  |  |  |  | 3.87 | SOLAR-V1 | SOLAR-V1 | SOLAR-V1 | SOLAR-V1 | SOLAR-V1
USA | United States of America | Paradise |  | USA0001378 | 2310.2 | 37.2608 | -86.9783 | Gas | Coal |  |  | 1993.5996883386722 | Tennessee Valley Authority | U.S. Energy Information Administration | http://www.eia.gov/electricity/data/browser/ | U.S. Energy Information Administration | 34365 | 2019 | 11900.73309 | 13334.680439 | 12008.149056 | 0.0 | 6406.921023 | 9702.461978000001 | 9500.743 | U.S. Energy Information Administration |  |  |  |  | 8146.91 | HYDRO-V1 | HYDRO-V1 | HYDRO-V1 | HYDRO-V1 | HYDRO-V1
USA | United States of America | Wellington 1 |  | USA0001330 | 24 | 37.2614 | -97.4057 | Gas | Oil |  |  | 1977.3333333333333 | City of Wellington - (KS) | U.S. Energy Information Administration | http://www.eia.gov/electricity/data/browser/ | U.S. Energy Information Administration | 36537 | 2019 | 0.134 | 0.081 | 0.0 | 0.52 | 0.047 | 0.0 | 0.055 | U.S. Energy Information Administration |  |  |  |  | 84.63 | NO-ESTIMATION | NO-ESTIMATION | SOLAR-V1 | SOLAR-V1 | SOLAR-V1
USA | United States of America | Wellington 2 |  | USA0007339 | 20 | 37.2678 | -97.3497 | Gas | Oil |  |  | 1989.0 | City of Wellington - (KS) | U.S. Energy Information Administration | http://www.eia.gov/electricity/data/browser/ | U.S. Energy Information Administration | 36537 | 2019 | 3.036 | 0.0 | 0.0 | 0.0 | 0.0 | 0.0 | 1.371 | U.S. Energy Information Administration |  |  |  |  | 70.52 | NO-ESTIMATION | NO-ESTIMATION | NO-ESTIMATION | NO-ESTIMATION | CAPACITY-FACTOR-V1
USA | United States of America | Meade |  | USA0001306 | 8.2 | 37.2852 | -100.3324 | Gas | Oil |  |  | 1964.0121951219517 | City of Meade - (KS) | U.S. Energy Information Administration | http://www.eia.gov/electricity/data/browser/ | U.S. Energy Information Administration | 25928 | 2019 | 0.017 |  | 0.041 | 0.07400000000000001 | 0.14200000000000002 | 0.062 | 0.077 | U.S. Energy Information Administration |  |  |  |  | 28.91 | NO-ESTIMATION | NO-ESTIMATION | SOLAR-V1 | SOLAR-V1 | SOLAR-V1
USA | United States of America | Hopewell Cogeneration |  | USA0010633 | 399 | 37.2917 | -77.2811 | Gas | Oil | Other |  | 1990.0 | Luminant Generation Company LLC | U.S. Energy Information Administration | http://www.eia.gov/electricity/data/browser/ | U.S. Energy Information Administration | 30681 | 2019 | 816.600007 | 1017.1729959999999 | 1471.643964 | 1200.107993 | 1105.134002 | 1434.086955 | 1495.428 | U.S. Energy Information Administration |  |  |  |  | 1407.07 | WIND-V1 | WIND-V1 | WIND-V1 | WIND-V1 | WIND-V1
USA | United States of America | AGT000 Stevens Creek Fuel Cell |  | USA0063699 | 2.2 | 37.3249 | -121.9989 | Gas |  |  |  | 2018.0 | 2016 ESA Project Company LLC | U.S. Energy Information Administration | http://www.eia.gov/electricity/data/browser/ | U.S. Energy Information Administration |  | 2019 | [6 empty] | 18.227 | U.S. Energy Information Administration |  |  |  |  | 7.75 | NO-ESTIMATION | SOLAR-V1 | SOLAR-V1 | SOLAR-V1 | SOLAR-V1
USA | United States of America | Adobe San Jose |  | USA0057811 | 1.2 | 37.3306 | -121.8931 | Gas |  |  |  | 2009.9999999999998 | Bloom Energy | U.S. Energy Information Administration | http://www.eia.gov/electricity/data/browser/ | U.S. Energy Information Administration | 68293 | 2019 | 7.6962600000000005 | 7.657 | 6.37 | 8.774000000000001 | 8.757 | 8.39 | 8.338 | U.S. Energy Information Administration |  |  |  |  | 4.23 | NO-ESTIMATION | NO-ESTIMATION | NO-ESTIMATION | NO-ESTIMATION | CAPACITY-FACTOR-V1
USA | United States of America | APP Prune A-D |  | USA0062577 | 4 | 37.3317 | -122.0067 | Gas |  |  |  | 2017.0 | Bloom Energy | U.S. Energy Information Administration | http://www.eia.gov/electricity/data/browser/ | U.S. Energy Information Administration |  | 2019 | [5 empty] | 0.0 | 19.597 | U.S. Energy Information Administration |  |  |  |  | 14.1 | NO-ESTIMATION | NO-ESTIMATION | NO-ESTIMATION | NO-ESTIMATION | CAPACITY-FACTOR-V1
USA | United States of America | San Jose Cogeneration |  | USA0010548 | 6 | 37.3361 | -121.8783 | Gas | Oil |  |  | 1985.0 | San Jose State University Fclts Dev &Ops | U.S. Energy Information Administration | http://www.eia.gov/electricity/data/browser/ | U.S. Energy Information Administration |  | 2019 | 0.0 | 0.0 | 0.0 | 0.0 | 0.0 | 0.0 | 33.356 | U.S. Energy Information Administration |  |  |  |  | 21.15 | NO-ESTIMATION | NO-ESTIMATION | NO-ESTIMATION | NO-ESTIMATION | CAPACITY-FACTOR-V1
USA | United States of America | Park 500 Philip Morris USA |  | USA0050275 | 13 | 37.3389 | -77.2806 | Gas | Oil |  |  | 1983.0 | Philip Morris USA - Park 500 | U.S. Energy Information Administration | http://www.eia.gov/electricity/data/browser/ | U.S. Energy Information Administration | 30114 | 2019 | 37.825257 | 8.535146999999998 | 0.0 | 0.0 | 0.0 | 0.0 | 23.5379 | U.S. Energy Information Administration |  |  |  |  | 45.84 | NO-ESTIMATION | NO-ESTIMATION | NO-ESTIMATION | NO-ESTIMATION | CAPACITY-FACTOR-V1
USA | United States of America | Celanese Acetate LLC |  | USA0052089 | 27.2 | 37.3439 | -80.7650 | Gas | Oil |  |  | 1950.5588235294117 | Celanese Acetate LLC | U.S. Energy Information Administration | http://www.eia.gov/electricity/data/browser/ | U.S. Energy Information Administration |  | 2019 | 169.40941 | 152.78661600000004 | 148.58818 | 0.0 | 0.0 | 0.0 | 179.857 | U.S. Energy Information Administration |  |  |  |  | 95.92 | NO-ESTIMATION | NO-ESTIMATION | NO-ESTIMATION | NO-ESTIMATION | CAPACITY-FACTOR-V1
USA | United States of America | SCU000 El Camino Real Fuel Cell |  | USA0063715 | 1.5 | 37.3499 | -121.9406 | Gas |  |  |  | 2019.0 | 2016 ESA Project Company LLC | U.S. Energy Information Administration | http://www.eia.gov/electricity/data/browser/ | U.S. Energy Information Administration |  | 2019 | [6 empty] | 12.527 | U.S. Energy Information Administration |  |  |  |  | 5.28 | NO-ESTIMATION | NO-ESTIMATION | NO-ESTIMATION | NO-ESTIMATION | CAPACITY-FACTOR-V1
USA | United States of America | Kellogg's - San Jose |  | USA0059280 | 1.1 | 37.3564 | -121.8719 | Gas |  |  |  | 2013.0 | Bloom Energy | U.S. Energy Information Administration | http://www.eia.gov/electricity/data/browser/ | U.S. Energy Information Administration |  | 2019 |  | 7.8580000000000005 | 6.555 | 7.256 | 7.642 | 6.390000000000001 | 6.594 | U.S. Energy Information Administration |  |  |  |  | 3.87 | HYDRO-V1 | HYDRO-V1 | HYDRO-V1 | HYDRO-V1 | HYDRO-V1
USA | United States of America | Santa Clara Cogen |  | USA0007232 | 7.8 | 37.3643 | -121.9442 | Gas |  |  |  | 1982.0 | City of Santa Clara - (CA) | U.S. Energy Information Administration | http://www.eia.gov/electricity/data/browser/ | U.S. Energy Information Administration |  | 2019 | 49.592 | 0.0 | 0.0 | 0.0 | 0.0 | 0.0 | 46.364 | U.S. Energy Information Administration |  |  |  |  | 27.5 | NO-ESTIMATION | NO-ESTIMATION | NO-ESTIMATION | NO-ESTIMATION | CAPACITY-FACTOR-V1
USA | United States of America | Donald Von Raesfeld Power Plant |  | USA0056026 | 154 | 37.3767 | -121.9508 | Gas |  |  |  | 2005.0 | City of Santa Clara - (CA) | U.S. Energy Information Administration | http://www.eia.gov/electricity/data/browser/ | U.S. Energy Information Administration | 50500 | 2019 | 922.802 | 885.049 | 890.2860000000001 | 934.537 | 642.62 | 861.341 | 659.073 | U.S. Energy Information Administration |  |  |  |  | 543.08 | SOLAR-V1 | SOLAR-V1 | SOLAR-V1 | SOLAR-V1 | SOLAR-V1
USA | United States of America | EQX011 Duane Fuel Cell |  | USA0063705 | 5.2 | 37.3782 | -121.9549 | Gas |  |  |  | 2018.0 | 2016 ESA Project Company LLC | U.S. Energy Information Administration | http://www.eia.gov/electricity/data/browser/ | U.S. Energy Information Administration |  | 2019 | [6 empty] | 40.579 | U.S. Energy Information Administration |  |  |  |  | 18.33 | NO-ESTIMATION | NO-ESTIMATION | NO-ESTIMATION | SOLAR-V1 | SOLAR-V1
USA | United States of America | Micro Santa Clara |  | USA0062459 | 2 | 37.3784 | -121.9000 | Gas |  |  |  | 2018.0 | Bloom Energy | U.S. Energy Information Administration | http://www.eia.gov/electricity/data/browser/ | U.S. Energy Information Administration |  | 2019 | [5 empty] | 5.368 | 7.566 | U.S. Energy Information Administration |  |  |  |  | 7.05 | NO-ESTIMATION | NO-ESTIMATION | NO-ESTIMATION | NO-ESTIMATION | CAPACITY-FACTOR-V1
USA | United States of America | Kingman Municipal Power and Light Plant |  | USA0001296 | 19.1 | 37.3831 | -98.0704 | Gas | Oil |  |  | 1980.5811518324606 | City of Kingman - (KS) | U.S. Energy Information Administration | http://www.eia.gov/electricity/data/browser/ | U.S. Energy Information Administration | 24115 | 2019 | 2.173 | 3.305 | 3.1839999999999997 | 3.106 | 2.188 | 2.719 | 4.711 | U.S. Energy Information Administration |  |  |  |  | 67.35 | NO-ESTIMATION | NO-ESTIMATION | NO-ESTIMATION | NO-ESTIMATION | SOLAR-V1
USA | United States of America | Intel Santa Clara |  | USA0060224 | 1.1 | 37.3847 | -121.9638 | Gas |  |  |  | 2014.9999999999998 | Bloom Energy | U.S. Energy Information Administration | http://www.eia.gov/electricity/data/browser/ | U.S. Energy Information Administration |  | 2019 |  |  | 8.4249 | 7.853 | 7.529 | 7.413 | 7.458 | U.S. Energy Information Administration |  |  |  |  | 3.87 | WIND-V1 | WIND-V1 | WIND-V1 | WIND-V1 | WIND-V1
USA | United States of America | Mission College Blvd. Fuel Cell |  | USA0062697 | 5 | 37.3863 | -121.9624 | Gas |  |  |  | 2018.0 | 2016 ESA Project Company LLC | U.S. Energy Information Administration | http://www.eia.gov/electricity/data/browser/ | U.S. Energy Information Administration |  | 2019 | [5 empty] | 25.932000000000002 | 39.336 | U.S. Energy Information Administration |  |  |  |  | 17.63 | NO-ESTIMATION | NO-ESTIMATION | NO-ESTIMATION | NO-ESTIMATION | CAPACITY-FACTOR-V1
USA | United States of America | Equinix Lundy Ave. Fuel Cell |  | USA0062703 | 3.8 | 37.3885 | -121.8890 | Gas |  |  |  | 2017.0000000000002 | 2016 ESA Project Company LLC | U.S. Energy Information Administration | http://www.eia.gov/electricity/data/browser/ | U.S. Energy Information Administration |  | 2019 | [5 empty] | 31.193 | 28.972 | U.S. Energy Information Administration |  |  |  |  | 13.4 | NO-ESTIMATION | NO-ESTIMATION | NO-ESTIMATION | NO-ESTIMATION | CAPACITY-FACTOR-V1
USA | United States of America | Gianera |  | USA0007231 | 64.6 | 37.4010 | -121.9687 | Gas | Oil |  |  | 1986.5 | City of Santa Clara - (CA) | U.S. Energy Information Administration | http://www.eia.gov/electricity/data/browser/ | U.S. Energy Information Administration | 45523 | 2019 | 0.0 | 0.0 | 0.0 | 0.0 | 0.0 | 0.0 | 4.574 | U.S. Energy Information Administration |  |  |  |  | 227.81 | NO-ESTIMATION | NO-ESTIMATION | NO-ESTIMATION | SOLAR-V1 | SOLAR-V1
USA | United States of America | CST001 McCarthy Fuel Cell |  | USA0063701 | 1.2 | 37.4055 | -121.9168 | Gas |  |  |  | 2019.0000000000002 | 2016 ESA Project Company LLC | U.S. Energy Information Administration | http://www.eia.gov/electricity/data/browser/ | U.S. Energy Information Administration |  | 2019 | [6 empty] | 9.512 | U.S. Energy Information Administration |  |  |  |  | 4.23 | NO-ESTIMATION | NO-ESTIMATION | NO-ESTIMATION | NO-ESTIMATION | CAPACITY-FACTOR-V1
USA | United States of America | Maxim |  | USA0059802 | 1.1 | 37.4057 | -121.9494 | Gas |  |  |  | 2014.0 | Bloom Energy | U.S. Energy Information Administration | http://www.eia.gov/electricity/data/browser/ | U.S. Energy Information Administration |  | 2019 |  | 3.854 | 9.368 | 8.128 | 7.948 | 7.215 | 7.172 | U.S. Energy Information Administration |  |  |  |  | 3.87 | NO-ESTIMATION | NO-ESTIMATION | NO-ESTIMATION | NO-ESTIMATION | CAPACITY-FACTOR-V1
USA | United States of America | Agnews Power Plant |  | USA0050748 | 32 | 37.4058 | -121.9272 | Gas |  |  |  | 1990.0 | OLS Energy-Agnews Inc. | U.S. Energy Information Administration | http://www.eia.gov/electricity/data/browser/ | U.S. Energy Information Administration |  | 2019 | 19.285 | 15.661 | 31.849 | 16.64 | 20.898000000000003 | 15.801000000000002 | 6.467 | U.S. Energy Information Administration |  |  |  |  | 112.84 | SOLAR-V1 | SOLAR-V1 | SOLAR-V1 | SOLAR-V1 | SOLAR-V1
USA | United States of America | Juniper Networks Sunnyvale |  | USA0058301 | 1.1 | 37.4069 | -122.0269 | Gas |  |  |  | 2013.0 | Bloom Energy | U.S. Energy Information Administration | http://www.eia.gov/electricity/data/browser/ | U.S. Energy Information Administration | 68299 | 2019 | 2.8323899999999997 | 5.2170000000000005 | 6.1370000000000005 | 6.751 | 7.777 | 7.364 | 6.97 | U.S. Energy Information Administration |  |  |  |  | 3.87 | NO-ESTIMATION | NO-ESTIMATION | NO-ESTIMATION | NO-ESTIMATION | CAPACITY-FACTOR-V1
USA | United States of America | JSR000 N Mathilda Fuel Cell |  | USA0063711 | 1.1 | 37.4124 | -122.0240 | Gas |  |  |  | 2019.0 | 2016 ESA Project Company LLC | U.S. Energy Information Administration | http://www.eia.gov/electricity/data/browser/ | U.S. Energy Information Administration |  | 2019 | [6 empty] | 4.904 | U.S. Energy Information Administration |  |  |  |  | 3.87 | NO-ESTIMATION | NO-ESTIMATION | NO-ESTIMATION | NO-ESTIMATION | CAPACITY-FACTOR-V1
USA | United States of America | Lockheed Martin Sunnyvale |  | USA0057808 | 1.1 | 37.4131 | -122.0281 | Gas |  |  |  | 2012.0 | Bloom Energy | U.S. Energy Information Administration | http://www.eia.gov/electricity/data/browser/ | U.S. Energy Information Administration | 68291 | 2019 | 6.19542 | 5.407 | 6.836 | 7.301 | 7.862 | 6.847 | 5.929 | U.S. Energy Information Administration |  |  |  |  | 3.87 | NO-ESTIMATION | NO-ESTIMATION | NO-ESTIMATION | NO-ESTIMATION | CAPACITY-FACTOR-V1
USA | United States of America | Equinix Caspian Dr. Fuel Cell |  | USA0062671 | 4.8 | 37.4151 | -122.0521 | Gas |  |  |  | 2018.0 | 2016 ESA Project Company LLC | U.S. Energy Information Administration | http://www.eia.gov/electricity/data/browser/ | U.S. Energy Information Administration |  | 2019 | [5 empty] | 29.836000000000002 | 37.499 | U.S. Energy Information Administration |  |  |  |  | 16.92 | NO-ESTIMATION | NO-ESTIMATION | NO-ESTIMATION | NO-ESTIMATION | NO-ESTIMATION
USA | United States of America | Yahoo! - HQ |  | USA0059805 | 1.1 | 37.4154 | -122.0257 | Gas |  |  |  | 2014.0 | Bloom Energy | U.S. Energy Information Administration | http://www.eia.gov/electricity/data/browser/ | U.S. Energy Information Administration |  | 2019 |  | 4.304 | 8.700000000000001 | 7.498 | 7.844 | 7.471 | 6.452 | U.S. Energy Information Administration |  |  |  |  | 3.87 | NO-ESTIMATION | NO-ESTIMATION | NO-ESTIMATION | NO-ESTIMATION | CAPACITY-FACTOR-V1
USA | United States of America | FLEX Gibraltar |  | USA0062575 | 1 | 37.4173 | -121.8941 | Gas |  |  |  | 2017.0 | Bloom Energy | U.S. Energy Information Administration | http://www.eia.gov/electricity/data/browser/ | U.S. Energy Information Administration |  | 2019 | [5 empty] | 0.0 | 6.983 | U.S. Energy Information Administration |  |  |  |  | 3.52 | NO-ESTIMATION | NO-ESTIMATION | NO-ESTIMATION | NO-ESTIMATION | CAPACITY-FACTOR-V1
USA | United States of America | AT&T Holger |  | USA0061153 | 1.3 | 37.4176 | -121.9445 | Gas |  |  |  | 2016.0 | Bloom Energy | U.S. Energy Information Administration | http://www.eia.gov/electricity/data/browser/ | U.S. Energy Information Administration |  | 2019 |  |  |  | 4.229 | 10.879 | 10.55 | 9.878 | U.S. Energy Information Administration |  |  |  |  | 4.58 | NO-ESTIMATION | NO-ESTIMATION | NO-ESTIMATION | NO-ESTIMATION | CAPACITY-FACTOR-V1
USA | United States of America | Los Esteros Critical Energy Center |  | USA0055748 | 306.1 | 37.4250 | -121.9319 | Gas |  |  |  | 2007.1195687683764 | Los Esteros Critical Energy Facility LLC | U.S. Energy Information Administration | http://www.eia.gov/electricity/data/browser/ | U.S. Energy Information Administration | 48503 | 2019 | 297.48199999999997 | 254.382 | 351.57 | 153.933 | 225.507 | 356.43100000000004 | 215.552 | U.S. Energy Information Administration |  |  |  |  | 1079.46 | NO-ESTIMATION | NO-ESTIMATION | NO-ESTIMATION | NO-ESTIMATION | CAPACITY-FACTOR-V1
USA | United States of America | SJ/SC WPCP |  | USA0056080 | 8.4 | 37.4344 | -121.9464 | Gas | Oil | Biomass |  | 1988.3333333333337 | San Jose/Santa Clara Water P C | U.S. Energy Information Administration | http://www.eia.gov/electricity/data/browser/ | U.S. Energy Information Administration |  | 2019 | 64.351 | 32.81 | 43.01 | 32.039 | 26.944760000000002 | 32.551 | 40.469 | U.S. Energy Information Administration |  |  |  |  | 29.62 | SOLAR-V1 | SOLAR-V1 | SOLAR-V1 | SOLAR-V1 | SOLAR-V1
USA | United States of America | City of Palo Alto |  | USA0057714 | 4.4 | 37.4383 | -122.1094 | Gas |  |  |  | 2002.0 | City of Palo Alto | U.S. Energy Information Administration | http://www.eia.gov/electricity/data/browser/ | U.S. Energy Information Administration | 68666 | 2019 | 0.022 | 0.024 | 0.03 | 0.022 | 0.013000000000000001 | 0.031 | 0.008 | U.S. Energy Information Administration |  |  |  |  | 15.51 | NO-ESTIMATION | NO-ESTIMATION | NO-ESTIMATION | NO-ESTIMATION | CAPACITY-FACTOR-V1
USA | United States of America | SRI International Cogen Project |  | USA0050537 | 6 | 37.4553 | -122.1728 | Gas |  |  |  | 1987.0 | IPT SRI Cogeneration Inc | U.S. Energy Information Administration | http://www.eia.gov/electricity/data/browser/ | U.S. Energy Information Administration | 35476 | 2019 | 0.0 | 0.0 | 0.0 | 0.0 | 0.0 | 0.0 | 29.22 | U.S. Energy Information Administration |  |  |  |  | 21.15 | NO-ESTIMATION | NO-ESTIMATION | SOLAR-V1 | SOLAR-V1 | SOLAR-V1
USA | United States of America | Alamosa |  | USA0000464 | 53.2 | 37.4594 | -105.8947 | Gas | Oil |  |  | 1975.0 | Public Service Co of Colorado | U.S. Energy Information Administration | http://www.eia.gov/electricity/data/browser/ | U.S. Energy Information Administration | 30838 | 2019 | 9.963999999999999 | 1.866 | 3.5930000000000004 | 4.072 | 0.406 | 8.794 | 6.817 | U.S. Energy Information Administration |  |  |  |  | 187.6 | NO-ESTIMATION | NO-ESTIMATION | NO-ESTIMATION | NO-ESTIMATION | CAPACITY-FACTOR-V1
USA | United States of America | Walnut Energy Center |  | USA0056078 | 300.6 | 37.4878 | -120.8956 | Gas |  |  |  | 2006.0000000000002 | Turlock Irrigation District | U.S. Energy Information Administration | http://www.eia.gov/electricity/data/browser/ | U.S. Energy Information Administration | 35106 | 2019 | 1409.497 | 1468.6750000000002 | 1576.127 | 1205.595 | 1124.2330000000002 | 1229.721 | 1044.133 | U.S. Energy Information Administration |  |  |  |  | 1060.06 | NO-ESTIMATION | WIND-V1 | WIND-V1 | WIND-V1 | WIND-V1
USA | United States of America | Walnut |  | USA0004256 | 49.8 | 37.4903 | -120.9044 | Gas | Oil |  |  | 1985.9999999999998 | Turlock Irrigation District | U.S. Energy Information Administration | http://www.eia.gov/electricity/data/browser/ | U.S. Energy Information Administration | 57754 | 2019 | 0.0 | 0.0 | 0.0 | -0.16200000000000003 | 0.307 | 0.010000000000000002 | -0.255 | U.S. Energy Information Administration |  |  |  |  | 175.61 | NO-ESTIMATION | NO-ESTIMATION | NO-ESTIMATION | NO-ESTIMATION | CAPACITY-FACTOR-V1
USA | United States of America | Darbytown |  | USA0007212 | 368.4 | 37.4982 | -77.3685 | Gas | Oil |  |  | 1990.0000000000002 | Virginia Electric & Power Co | U.S. Energy Information Administration | http://www.eia.gov/electricity/data/browser/ | U.S. Energy Information Administration | 36097 | 2019 | 167.805002 | 48.104 | 137.43600400000003 | 32.714 | 111.51800000000001 | 85.26599999999999 | 62.737 | U.S. Energy Information Administration |  |  |  |  | 1299.16 | NO-ESTIMATION | NO-ESTIMATION | NO-ESTIMATION | NO-ESTIMATION | CAPACITY-FACTOR-V1
USA | United States of America | Girard |  | USA0001279 | 10.8 | 37.5077 | -94.8393 | Gas | Oil |  |  | 1984.425925925926 | City of Girard - (KS) | U.S. Energy Information Administration | http://www.eia.gov/electricity/data/browser/ | U.S. Energy Information Administration | 21067 | 2019 | 0.179 | 0.215 | 0.119 | 0.133 | 0.09899999999999999 | 0.054 | 0.057 | U.S. Energy Information Administration |  |  |  |  | 38.08 | NO-ESTIMATION | NO-ESTIMATION | NO-ESTIMATION | NO-ESTIMATION | CAPACITY-FACTOR-V1
USA | United States of America | Franklin Templeton San Mateo |  | USA0057809 | 1.1 | 37.5425 | -122.2928 | Gas |  |  |  | 2011.0000000000002 | Bloom Energy | U.S. Energy Information Administration | http://www.eia.gov/electricity/data/browser/ | U.S. Energy Information Administration | 68292 | 2019 | 6.16572 | 7.141 | 7.1240000000000006 | 7.144 | 7.553 | 7.098 | 0.635 | U.S. Energy Information Administration |  |  |  |  | 3.87 | NO-ESTIMATION | NO-ESTIMATION | NO-ESTIMATION | NO-ESTIMATION | CAPACITY-FACTOR-V1
USA | United States of America | Rubart |  | USA0058255 | 120 | 37.5586 | -101.0994 | Gas |  |  |  | 2014.0 | Sunflower Electric Power Corp | U.S. Energy Information Administration | http://www.eia.gov/electricity/data/browser/ | U.S. Energy Information Administration | 65947 | 2019 |  | 9.005 | 40.093 | 37.357 | 31.386 | 25.606 | 23.141 | U.S. Energy Information Administration |  |  |  |  | 423.17 | NO-ESTIMATION | NO-ESTIMATION | NO-ESTIMATION | NO-ESTIMATION | CAPACITY-FACTOR-V1
USA | United States of America | Fredericktown Energy Center |  | USA0057946 | 27.6 | 37.5717 | -90.3173 | Gas |  |  |  | 2015.0 | Missouri Jnt Muni.Pwr Elec. Ut. Comm. | U.S. Energy Information Administration | http://www.eia.gov/electricity/data/browser/ | U.S. Energy Information Administration | 64778 | 2019 |  |  | 0.43806 | 2.001 | 2.214 | 13.002 | 4.677 | U.S. Energy Information Administration |  |  |  |  | 97.33 | NO-ESTIMATION | NO-ESTIMATION | NO-ESTIMATION | NO-ESTIMATION | CAPACITY-FACTOR-V1
USA | United States of America | Almond Power Plant |  | USA0007315 | 223.5 | 37.5744 | -120.9850 | Gas |  |  |  | 2008.456375838926 | Turlock Irrigation District | U.S. Energy Information Administration | http://www.eia.gov/electricity/data/browser/ | U.S. Energy Information Administration | 35099 | 2019 | 161.12 | 217.636 | 196.883 | 111.901 | 182.098 | 169.77100000000002 | 282.001 | U.S. Energy Information Administration |  |  |  |  | 788.17 | NO-ESTIMATION | NO-ESTIMATION | NO-ESTIMATION | NO-ESTIMATION | CAPACITY-FACTOR-V1
USA | United States of America | Wichita Plant |  | USA0050169 | 43.7 | 37.5813 | -97.4241 | Gas |  |  |  | 1982.0 | Occidental Chemical Corporation | U.S. Energy Information Administration | http://www.eia.gov/electricity/data/browser/ | U.S. Energy Information Administration | 23845 | 2019 | 0.033 | 0.01 | 0.0 | 0.0 | 0.0 | 0.0 | 0 | U.S. Energy Information Administration |  |  |  |  | 154.1 | HYDRO-V1 | HYDRO-V1 | HYDRO-V1 | HYDRO-V1 | HYDRO-V1
USA | United States of America | Russell City Energy Center |  | USA0056467 | 655 | 37.6347 | -122.1338 | Gas |  |  |  | 2013.0 | Russell City Energy Company LLC | U.S. Energy Information Administration | http://www.eia.gov/electricity/data/browser/ | U.S. Energy Information Administration |  | 2019 | 1522.2530000000002 | 2247.152 | 2898.898 | 786.946 | 786.665 | 1010.425 | 884.964 | U.S. Energy Information Administration |  |  |  |  | 2309.85 | HYDRO-V1 | HYDRO-V1 | HYDRO-V1 | HYDRO-V1 | HYDRO-V1
USA | United States of America | Pratt 2 |  | USA0007447 | 16 | 37.6356 | -98.7450 | Gas | Oil |  |  | 1999.0 | City of Pratt- (KS) | U.S. Energy Information Administration | http://www.eia.gov/electricity/data/browser/ | U.S. Energy Information Administration | 30617 | 2019 | 1.598 | 0.691 | 1.2429999999999999 | 0.887 | 0.253 | 0.502 | 0.249 | U.S. Energy Information Administration |  |  |  |  | 56.42 | HYDRO-V1 | HYDRO-V1 | HYDRO-V1 | HYDRO-V1 | HYDRO-V1
USA | United States of America | Pratt |  | USA0001317 | 15.5 | 37.6359 | -98.7433 | Gas | Oil |  |  | 1964.3225806451612 | City of Pratt- (KS) | U.S. Energy Information Administration | http://www.eia.gov/electricity/data/browser/ | U.S. Energy Information Administration | 30617 | 2019 | 0.34500000000000003 | 2.6590000000000003 | 0.991 | 1.397 | 0.367 | 0.28400000000000003 | 5.252 | U.S. Energy Information Administration |  |  |  |  | 54.66 | NO-ESTIMATION | NO-ESTIMATION | NO-ESTIMATION | NO-ESTIMATION | CAPACITY-FACTOR-V1
USA | United States of America | Chanute 3 |  | USA0007018 | 34.8 | 37.6376 | -95.4704 | Gas | Oil |  |  | 1987.505747126437 | City of Chanute | U.S. Energy Information Administration | http://www.eia.gov/electricity/data/browser/ | U.S. Energy Information Administration | 16098 | 2019 | 1.5740000000000003 | 1.2480000000000002 | 0.368 | 1.485 | 0.8340000000000001 | 0.291 | 1.05 | U.S. Energy Information Administration |  |  |  |  | 122.72 | NO-ESTIMATION | NO-ESTIMATION | NO-ESTIMATION | NO-ESTIMATION | CAPACITY-FACTOR-V1
USA | United States of America | Life Technologies - Pleasanton |  | USA0059279 | 1.1 | 37.6439 | -121.8842 | Gas |  |  |  | 2013.0 | Bloom Energy | U.S. Energy Information Administration | http://www.eia.gov/electricity/data/browser/ | U.S. Energy Information Administration |  | 2019 | 6.14394 | 7.768 | 7.333 | 7.545 | 7.807 | 7.543 | 7.224 | U.S. Energy Information Administration |  |  |  |  | 3.87 | HYDRO-V1 | HYDRO-V1 | HYDRO-V1 | HYDRO-V1 | HYDRO-V1
USA | United States of America | Robert A Reid |  | USA0001383 | 194.8 | 37.6461 | -87.5019 | Gas | Coal | Oil |  | 1971.071868583162 | Big Rivers Electric Corp | U.S. Energy Information Administration | http://www.eia.gov/electricity/data/browser/ | U.S. Energy Information Administration | 14487 | 2019 | 0.0 | 0.0 | -15.767999 | -13.64 | 0.0 | 0.0 | -9.82 | U.S. Energy Information Administration |  |  |  |  | 686.96 | NO-ESTIMATION | NO-ESTIMATION | NO-ESTIMATION | NO-ESTIMATION | CAPACITY-FACTOR-V1
USA | United States of America | Woodland |  | USA0007266 | 199 | 37.6526 | -121.0204 | Gas | Oil |  |  | 2002.4934673366836 | Modesto Irrigation District | U.S. Energy Information Administration | http://www.eia.gov/electricity/data/browser/ | U.S. Energy Information Administration | 63450 | 2019 | 494.77599999999995 | 897.778 |  | 490.38999999999993 | 429.342 | 515.019 | 490.048 | U.S. Energy Information Administration |  |  |  |  | 701.77 | HYDRO-V1 | HYDRO-V1 | HYDRO-V1 | HYDRO-V1 | HYDRO-V1
USA | United States of America | Grand Tower Energy Center LLC |  | USA0000862 | 640.9 | 37.6577 | -89.5112 | Gas |  |  |  | 1987.0667810890934 | Mainline Generation LLC | U.S. Energy Information Administration | http://www.eia.gov/electricity/data/browser/ | U.S. Energy Information Administration | 15794 | 2019 | 0.0 | 84.335 | 97.338 | 413.769 | 0.0 | 0.0 | 1000.621 | U.S. Energy Information Administration |  |  |  |  | 2260.13 | NO-ESTIMATION | NO-ESTIMATION | NO-ESTIMATION | NO-ESTIMATION | NO-ESTIMATION
USA | United States of America | CSU East Bay |  | USA0057042 | 1.4 | 37.6589 | -122.0594 | Gas |  |  |  | 2010.9999999999998 | Pacific Gas & Electric Co. | U.S. Energy Information Administration | http://www.eia.gov/electricity/data/browser/ | U.S. Energy Information Administration | 61555 | 2019 | 7.775 | 9.993 | 10.172 | 3.666 | 4.199 | 4.801 | 4.678 | U.S. Energy Information Administration |  |  |  |  | 4.93 | NO-ESTIMATION | NO-ESTIMATION | NO-ESTIMATION | NO-ESTIMATION | CAPACITY-FACTOR-V1
USA | United States of America | Augusta Electric Plant No 1 |  | USA0001261 | 11.5 | 37.6785 | -96.9719 | Gas | Oil |  |  | 1965.3739130434785 | City of Augusta - (KS) | U.S. Energy Information Administration | http://www.eia.gov/electricity/data/browser/ | U.S. Energy Information Administration |  | 2019 | -0.29 | -0.258 | -0.218 | -0.23900000000000002 | -0.213 | -0.17300000000000001 | -0.147 | U.S. Energy Information Administration |  |  |  |  | 40.55 | NO-ESTIMATION | NO-ESTIMATION | NO-ESTIMATION | NO-ESTIMATION | CAPACITY-FACTOR-V1
USA | United States of America | Augusta Electric Plant No 2 |  | USA0006791 | 20.7 | 37.6861 | -96.9650 | Gas | Oil |  |  | 1983.7439613526572 | City of Augusta - (KS) | U.S. Energy Information Administration | http://www.eia.gov/electricity/data/browser/ | U.S. Energy Information Administration |  | 2019 | -0.8690000000000001 | -0.569 | -0.6200000000000001 | -0.276 | -0.7949999999999999 | 1.9009999999999998 | 1.315 | U.S. Energy Information Administration |  |  |  |  | 72.99 | NO-ESTIMATION | WIND-V1 | WIND-V1 | WIND-V1 | WIND-V1
USA | United States of America | Chanute 2 |  | USA0001268 | 64 | 37.6953 | -95.4586 | Gas | Oil |  |  | 1999.6875 | City of Chanute | U.S. Energy Information Administration | http://www.eia.gov/electricity/data/browser/ | U.S. Energy Information Administration | 16098 | 2019 | 0.0 | 0.0 | 0.0 | 51.035000000000004 | 26.816000000000003 | 97.99 | 174.8 | U.S. Energy Information Administration |  |  |  |  | 225.69 | NO-ESTIMATION | NO-ESTIMATION | NO-ESTIMATION | SOLAR-V1 | SOLAR-V1
USA | United States of America | Bear Garden |  | USA0056807 | 559 | 37.6956 | -78.2853 | Gas | Oil |  |  | 2011.0 | Virginia Electric & Power Co | U.S. Energy Information Administration | http://www.eia.gov/electricity/data/browser/ | U.S. Energy Information Administration | 48291 | 2019 | 0.0 | 3172.359005 | 3459.458969 | 3614.3900009999998 | 3218.5600139999997 | 4012.753941 | 3558.44 | U.S. Energy Information Administration |  |  |  |  | 1971.31 | WIND-V1 | WIND-V1 | WIND-V1 | WIND-V1 | WIND-V1
USA | United States of America | Kaiser Owens Dr. Fuel Cell |  | USA0062700 | 1 | 37.6992 | -121.8942 | Gas |  |  |  | 2017.0 | 2016 ESA Project Company LLC | U.S. Energy Information Administration | http://www.eia.gov/electricity/data/browser/ | U.S. Energy Information Administration |  | 2019 | [5 empty] | 8.408 | 7.44 | U.S. Energy Information Administration |  |  |  |  | 3.52 | WIND-V1 | WIND-V1 | WIND-V1 | WIND-V1 | WIND-V1
USA | United States of America | KSR028 Merced Fuel Cell |  | USA0063712 | 2 | 37.7065 | -122.1647 | Gas |  |  |  | 2018.0 | 2016 ESA Project Company LLC | U.S. Energy Information Administration | http://www.eia.gov/electricity/data/browser/ | U.S. Energy Information Administration |  | 2019 | [6 empty] | 12.16 | U.S. Energy Information Administration |  |  |  |  | 7.05 | WIND-V1 | WIND-V1 | WIND-V1 | WIND-V1 | WIND-V1
USA | United States of America | Tracy Combined Cycle Power Plant |  | USA0055933 | 336.1 | 37.7107 | -121.4906 | Gas |  |  |  | 2007.4799166914606 | MRP San Joaquin Energy LLC. | U.S. Energy Information Administration | http://www.eia.gov/electricity/data/browser/ | U.S. Energy Information Administration |  | 2019 | 610.5409999999999 | 642.715 | 763.345 | 326.418 | 879.3340000000001 | 868.383 | 864.402 | U.S. Energy Information Administration |  |  |  |  | 1185.25 | WIND-V1 | WIND-V1 | WIND-V1 | WIND-V1 | WIND-V1
USA | United States of America | Santa Rita Jail Fuel Cell |  | USA0060385 | 1.4 | 37.7192 | -121.8869 | Gas |  |  |  | 2017.0 | SRJFC LLC | U.S. Energy Information Administration | http://www.eia.gov/electricity/data/browser/ | U.S. Energy Information Administration | 47935 | 2019 |  |  |  | 0.533 | 11.023 | 9.93 | 9.607 | U.S. Energy Information Administration |  |  |  |  | 4.93 | NO-ESTIMATION | NO-ESTIMATION | NO-ESTIMATION | NO-ESTIMATION | CAPACITY-FACTOR-V1
USA | United States of America | Costco Lake Drive |  | USA0063638 | 2.6 | 37.7220 | -121.5310 | Gas |  |  |  | 2019.0000000000002 | Costco Wholesale | U.S. Energy Information Administration | http://www.eia.gov/electricity/data/browser/ | U.S. Energy Information Administration |  | 2019 | [6 empty] | 17.862 | U.S. Energy Information Administration |  |  |  |  | 9.16 | NO-ESTIMATION | NO-ESTIMATION | NO-ESTIMATION | NO-ESTIMATION | CAPACITY-FACTOR-V1
USA | United States of America | SF State University |  | USA0057043 | 1.6 | 37.7239 | -122.4775 | Gas |  |  |  | 2010.9999999999998 | Pacific Gas & Electric Co. | U.S. Energy Information Administration | http://www.eia.gov/electricity/data/browser/ | U.S. Energy Information Administration |  | 2019 | 10.17 | 9.365 | 3.89 | 1.508 | 1.574 | 11.119 | 9.08 | U.S. Energy Information Administration |  |  |  |  | 5.64 | WIND-V1 | WIND-V1 | WIND-V1 | WIND-V1 | WIND-V1
USA | United States of America | Ripon Generation Station |  | USA0056135 | 121 | 37.7315 | -121.1160 | Gas |  |  |  | 2006.0 | Modesto Irrigation District | U.S. Energy Information Administration | http://www.eia.gov/electricity/data/browser/ | U.S. Energy Information Administration | 50985 | 2019 | 20.526 | 32.15 | 22.549 | 69.163 | 84.872 | 24.76 | 12.155 | U.S. Energy Information Administration |  |  |  |  | 426.7 | NO-ESTIMATION | NO-ESTIMATION | NO-ESTIMATION | NO-ESTIMATION | CAPACITY-FACTOR-V1
USA | United States of America | AltaGas Ripon Energy Inc. |  | USA0050299 | 49.5 | 37.7325 | -121.1160 | Gas |  |  |  | 1988.0 | AltaGas Ripon Energy Inc. | U.S. Energy Information Administration | http://www.eia.gov/electricity/data/browser/ | U.S. Energy Information Administration |  | 2019 | 116.824 | 112.81 | 46.707 | 10.941 | 19.296 | 9.868 | 5.377 | U.S. Energy Information Administration |  |  |  |  | 174.56 | NO-ESTIMATION | NO-ESTIMATION | NO-ESTIMATION | NO-ESTIMATION | SOLAR-V1
USA | United States of America | Fort Dodge |  | USA0001233 | 149 | 37.7328 | -99.9497 | Gas |  |  |  | 1969.0 | Sunflower Electric Power Corp | U.S. Energy Information Administration | http://www.eia.gov/electricity/data/browser/ | U.S. Energy Information Administration | 35793 | 2019 | 316.884 | 257.372 | 67.228 | -0.209 | 1.747 | 1.193 | 3.171 | U.S. Energy Information Administration |  |  |  |  | 525.44 | NO-ESTIMATION | NO-ESTIMATION | NO-ESTIMATION | NO-ESTIMATION | SOLAR-V1
USA | United States of America | Parnassus Central Utility Plant |  | USA0058198 | 13.4 | 37.7625 | -122.4567 | Gas | Oil |  |  | 1996.0 | University of California-San Francisco | U.S. Energy Information Administration | http://www.eia.gov/electricity/data/browser/ | U.S. Energy Information Administration |  | 2019 | 73.036 | 72.693 | 70.822 | 72.392 | 69.674 | 72.055 | 70.776 | U.S. Energy Information Administration |  |  |  |  | 47.25 | HYDRO-V1 | HYDRO-V1 | HYDRO-V1 | HYDRO-V1 | HYDRO-V1
USA | United States of America | Univ of San Francisco Cogen |  | USA0050089 | 1.5 | 37.7766 | -122.4519 | Gas |  |  |  | 1987.0 | University of San Francisco | U.S. Energy Information Administration | http://www.eia.gov/electricity/data/browser/ | U.S. Energy Information Administration |  | 2019 | 8.592 | 8.298 | 8.491 | 5.686 | 4.704 | 3.928 | 9.285 | U.S. Energy Information Administration |  |  |  |  | 5.28 | HYDRO-V1 | HYDRO-V1 | HYDRO-V1 | HYDRO-V1 | HYDRO-V1
USA | United States of America | E W Brown |  | USA0001355 | 1454.6 | 37.7883 | -84.7126 | Gas | Coal | Oil | Solar | 1989.0549979375774 | Kentucky Utilities Co | U.S. Energy Information Administration | http://www.eia.gov/electricity/data/browser/ | U.S. Energy Information Administration | 23990 | 2019 | 2961.4069750000003 | 3142.724041 | 2829.62596 | 2266.4910520000003 | 1657.442002 | 2543.4639869999996 | 1429.979 | U.S. Energy Information Administration |  |  |  |  | 5129.64 | NO-ESTIMATION | NO-ESTIMATION | NO-ESTIMATION | NO-ESTIMATION | CAPACITY-FACTOR-V1
USA | United States of America | Alameda |  | USA0007450 | 54.8 | 37.7886 | -122.2889 | Gas | Oil |  |  | 1986.0 | Northern California Power Agny | U.S. Energy Information Administration | http://www.eia.gov/electricity/data/browser/ | U.S. Energy Information Administration | 27937 | 2019 | 0.0 | 0.0 | 0.0 | 0.0 | 0.0 | 0.0 | 7.208 | U.S. Energy Information Administration |  |  |  |  | 193.25 | NO-ESTIMATION | NO-ESTIMATION | NO-ESTIMATION | NO-ESTIMATION | CAPACITY-FACTOR-V1
USA | United States of America | Mariposa Energy Project |  | USA0057483 | 199.6 | 37.7892 | -121.6019 | Gas |  |  |  | 2012.0000000000002 | Diamond Generating Corporation | U.S. Energy Information Administration | http://www.eia.gov/electricity/data/browser/ | U.S. Energy Information Administration | 60261 | 2019 | 77.9 | 99.673 | 82.931 | 85.575 | 136.297 | 112.21000000000001 | 90.836 | U.S. Energy Information Administration |  |  |  |  | 703.88 | NO-ESTIMATION | SOLAR-V1 | SOLAR-V1 | SOLAR-V1 | SOLAR-V1
USA | United States of America | Gordon Evans Energy Center |  | USA0001240 | 378 | 37.7903 | -97.5217 | Gas | Oil |  |  | 2000.2343915343915 | Evergy Kansas South Inc | U.S. Energy Information Administration | http://www.eia.gov/electricity/data/browser/ | U.S. Energy Information Administration | 23841 | 2019 | 612.392 | 342.15 | 283.695 | 0.0 | 377.13099600000004 | 367.734004 | 303.34 | U.S. Energy Information Administration |  |  |  |  | 1333.01 | NO-ESTIMATION | NO-ESTIMATION | NO-ESTIMATION | NO-ESTIMATION | CAPACITY-FACTOR-V1
USA | United States of America | El Dorado Refinery |  | USA0058075 | 38.9 | 37.7928 | -96.8772 | Gas |  |  |  | 1996.0 | Frontier El Dorado Refinery LLC | U.S. Energy Information Administration | http://www.eia.gov/electricity/data/browser/ | U.S. Energy Information Administration | 34424 | 2019 | 50.842400000000005 | 45.028059999999996 | 30.645580000000002 | 37.5291 | 28.8953 | 67.003 | 71.4656 | U.S. Energy Information Administration |  |  |  |  | 137.18 | WIND-V1 | WIND-V1 | WIND-V1 | WIND-V1 | WIND-V1
USA | United States of America | One Market Plaza |  | USA0058607 | 1.5 | 37.7933 | -122.3942 | Gas |  |  |  | 2004.0 | Paramount Group Inc | U.S. Energy Information Administration | http://www.eia.gov/electricity/data/browser/ | U.S. Energy Information Administration | 55871 | 2019 | 0.06 | 2.125 | 2.0060000000000002 | 2.3810000000000002 | 3.5820000000000003 | 2.496 | 1.656 | U.S. Energy Information Administration |  |  |  |  | 5.28 | NO-ESTIMATION | NO-ESTIMATION | NO-ESTIMATION | NO-ESTIMATION | CAPACITY-FACTOR-V1
USA | United States of America | Transamerica Pyramid |  | USA0058619 | 1 | 37.7956 | -122.4028 | Gas |  |  |  | 2007.0 | Transamerica Pyramid Properties LLC | U.S. Energy Information Administration | http://www.eia.gov/electricity/data/browser/ | U.S. Energy Information Administration | 55868 | 2019 | 1.868 | 3.117 | 2.096 | 3.1870000000000003 | 3.099 | 3.098 | 2.312 | U.S. Energy Information Administration |  |  |  |  | 3.52 | HYDRO-V1 | HYDRO-V1 | HYDRO-V1 | HYDRO-V1 | HYDRO-V1
USA | United States of America | Doswell Energy Center |  | USA0052019 | 1313 | 37.8208 | -77.4462 | Gas | Oil |  |  | 2000.5948210205636 | Doswell Ltd Partnership | U.S. Energy Information Administration | http://www.eia.gov/electricity/data/browser/ | U.S. Energy Information Administration | 18451 | 2019 | 3251.947006 | 3772.009063 | 4728.978428 | 4516.947978 | 4086.452761 | 4858.224314 | 5422.3391 | U.S. Energy Information Administration |  |  |  |  | 4630.28 | NO-ESTIMATION | NO-ESTIMATION | NO-ESTIMATION | NO-ESTIMATION | CAPACITY-FACTOR-V1
USA | United States of America | Pixar - Emeryville |  | USA0059803 | 1.1 | 37.8329 | -122.2840 | Gas |  |  |  | 2014.0 | Bloom Energy | U.S. Energy Information Administration | http://www.eia.gov/electricity/data/browser/ | U.S. Energy Information Administration |  | 2019 |  | 7.447 | 7.418 | 7.758 | 7.969 | 7.604 | 7.267 | U.S. Energy Information Administration |  |  |  |  | 3.87 | NO-ESTIMATION | NO-ESTIMATION | NO-ESTIMATION | NO-ESTIMATION | CAPACITY-FACTOR-V1
USA | United States of America | Tenaska Virginia Generating Station |  | USA0055439 | 1011.4 | 37.8667 | -78.3813 | Gas | Oil |  |  | 2004.0000000000002 | Tenaska Virginia Partners LP | U.S. Energy Information Administration | http://www.eia.gov/electricity/data/browser/ | U.S. Energy Information Administration | 47613 | 2019 | 4482.557000000001 | 0.0 | 5000.519943 | 0.0 | 0.0 | 0.0 | 5938.0301 | U.S. Energy Information Administration |  |  |  |  | 3566.69 | NO-ESTIMATION | WIND-V1 | WIND-V1 | WIND-V1 | WIND-V1
USA | United States of America | PE Berkeley |  | USA0050849 | 28.5 | 37.8703 | -122.2634 | Gas | Oil |  |  | 1987.0 | Berkeley Cogeneration Facility | U.S. Energy Information Administration | http://www.eia.gov/electricity/data/browser/ | U.S. Energy Information Administration | 21210 | 2019 | 0.0 | 164.78499800000003 | 0.0 | 0.0 | 186.45826399999999 | 0.0 | 181.873 | U.S. Energy Information Administration |  |  |  |  | 100.5 | HYDRO-V1 | HYDRO-V1 | HYDRO-V1 | HYDRO-V1 | HYDRO-V1
USA | United States of America | J K Smith |  | USA0000054 | 1055 | 37.8833 | -84.1017 | Gas | Oil |  |  | 2002.5677725118483 | East Kentucky Power Coop Inc | U.S. Energy Information Administration | http://www.eia.gov/electricity/data/browser/ | U.S. Energy Information Administration | 18885 | 2019 | 369.073 | 472.048999 | 367.26400400000006 | 223.423 | 163.432002 | 394.470998 | 355.65 | U.S. Energy Information Administration |  |  |  |  | 3720.45 | NO-ESTIMATION | NO-ESTIMATION | NO-ESTIMATION | SOLAR-V1 | SOLAR-V1
USA | United States of America | SABIC Innovative Plastics Mt. Vernon |  | USA0058063 | 108 | 37.9103 | -87.9261 | Gas |  |  |  | 2017.0 | SABIC IP Mt. Vernon LLC | U.S. Energy Information Administration | http://www.eia.gov/electricity/data/browser/ | U.S. Energy Information Administration |  | 2019 | 0.0 | 0.0 | 1.238 | 17.55 | 0.0 | 0.0 | 640.3152 | U.S. Energy Information Administration |  |  |  |  | 380.86 | NO-ESTIMATION | NO-ESTIMATION | NO-ESTIMATION | NO-ESTIMATION | CAPACITY-FACTOR-V1
USA | United States of America | Pacific Ethanol Stockton Cogen Plant |  | USA0061027 | 4.8 | 37.9418 | -121.3383 | Gas |  |  |  | 2017.0000000000002 | Pacific Ethanol Stockton | U.S. Energy Information Administration | http://www.eia.gov/electricity/data/browser/ | U.S. Energy Information Administration | 12520 | 2019 |  |  |  | 0.0 | 0.0 | 2.214 | 0.067 | U.S. Energy Information Administration |  |  |  |  | 16.92 | NO-ESTIMATION | NO-ESTIMATION | NO-ESTIMATION | NO-ESTIMATION | CAPACITY-FACTOR-V1
USA | United States of America | Richmond Cogen |  | USA0052109 | 155.6 | 37.9418 | -122.3909 | Gas |  |  |  | 1994.7352185089974 | Chevron Products Company-Richmond | U.S. Energy Information Administration | http://www.eia.gov/electricity/data/browser/ | U.S. Energy Information Administration | 55460 | 2019 | 809.0209990000001 | 800.2500000000001 | 938.835996 | 900.572 | 838.856 | 868.4960000000001 | 936.501 | U.S. Energy Information Administration |  |  |  |  | 548.72 | HYDRO-V1 | HYDRO-V1 | HYDRO-V1 | HYDRO-V1 | HYDRO-V1
USA | United States of America | Kaiser Deer Valley Rd. Fuel Cell |  | USA0062699 | 1.4 | 37.9517 | -121.7718 | Gas |  |  |  | 2017.0 | 2016 ESA Project Company LLC | U.S. Energy Information Administration | http://www.eia.gov/electricity/data/browser/ | U.S. Energy Information Administration |  | 2019 | [5 empty] | 11.32 | 9.776 | U.S. Energy Information Administration |  |  |  |  | 4.93 | NO-ESTIMATION | NO-ESTIMATION | NO-ESTIMATION | NO-ESTIMATION | CAPACITY-FACTOR-V1
USA | United States of America | Jameson Energy Center |  | USA0059045 | 27.6 | 37.9547 | -100.8306 | Gas |  |  |  | 2014.0 | Kansas Municipal Energy Agency | U.S. Energy Information Administration | http://www.eia.gov/electricity/data/browser/ | U.S. Energy Information Administration | 67296 | 2019 |  | 1.099 | 1.754 | 6.392 | 5.4910000000000005 | 4.7 | 1.217 | U.S. Energy Information Administration |  |  |  |  | 97.33 | WIND-V1 | WIND-V1 | WIND-V1 | WIND-V1 | WIND-V1
USA | United States of America | Bonanza BioEnergy LLC |  | USA0058193 | 2 | 37.9586 | -100.8361 | Gas |  |  |  | 2008.0 | Bonanza BioEnergy LLC | U.S. Energy Information Administration | http://www.eia.gov/electricity/data/browser/ | U.S. Energy Information Administration |  | 2019 | 5.0760000000000005 | 4.345 | 0.0 | 4.814 | 4.385 | 3.5335500000000004 | 4.979 | U.S. Energy Information Administration |  |  |  |  | 7.05 | HYDRO-V1 | HYDRO-V1 | HYDRO-V1 | HYDRO-V1 | HYDRO-V1
USA | United States of America | Garden City |  | USA0001336 | 256.3 | 37.9703 | -100.8956 | Gas |  |  |  | 1975.1880608661727 | Sunflower Electric Power Corp | U.S. Energy Information Administration | http://www.eia.gov/electricity/data/browser/ | U.S. Energy Information Administration | 33936 | 2019 | 53.722 | 30.762999999999998 | 100.452 | 4.382 | 38.155 | 40.575 | 74.505 | U.S. Energy Information Administration |  |  |  |  | 903.84 | HYDRO-V1 | HYDRO-V1 | HYDRO-V1 | HYDRO-V1 | HYDRO-V1
USA | United States of America | CCCSD Wastewater Treatment Plnt |  | USA0057573 | 3.5 | 37.9978 | -122.0697 | Gas |  |  |  | 1996.0 | Central Contra Costa Sanitary District | U.S. Energy Information Administration | http://www.eia.gov/electricity/data/browser/ | U.S. Energy Information Administration |  | 2019 | 17.191 | 18.8111 | 21.814799999999998 | 19.351080000000003 | 19.24818 | 21.7903 | 21.5443 | U.S. Energy Information Administration |  |  |  |  | 12.34 | NO-ESTIMATION | NO-ESTIMATION | NO-ESTIMATION | NO-ESTIMATION | CAPACITY-FACTOR-V1
USA | United States of America | Riverview Energy Center |  | USA0055963 | 47 | 38.0144 | -121.7907 | Gas |  |  |  | 2003.0 | Gilroy Energy Center for Riverview | U.S. Energy Information Administration | http://www.eia.gov/electricity/data/browser/ | U.S. Energy Information Administration |  | 2019 | 20.29 | 18.939 | 22.41 | 18.119 | 20.012 | 18.001 | 20.041 | U.S. Energy Information Administration |  |  |  |  | 165.74 | NO-ESTIMATION | NO-ESTIMATION | NO-ESTIMATION | NO-ESTIMATION | CAPACITY-FACTOR-V1
USA | United States of America | Marsh Landing Generating Station |  | USA0057267 | 828 | 38.0169 | -121.7650 | Gas |  |  |  | 2013.0 | Marsh Landing LLC | U.S. Energy Information Administration | http://www.eia.gov/electricity/data/browser/ | U.S. Energy Information Administration | 58399 | 2019 | 75.311 | 71.159 | 87.301 | 66.671 | 170.579 | 219.407 | 63.231 | U.S. Energy Information Administration |  |  |  |  | 2919.93 | HYDRO-V1 | HYDRO-V1 | HYDRO-V1 | HYDRO-V1 | HYDRO-V1
USA | United States of America | Delta Energy Center |  | USA0055333 | 943.5 | 38.0169 | -121.8439 | Gas |  |  |  | 2002.0 | Delta Energy Center LLC | U.S. Energy Information Administration | http://www.eia.gov/electricity/data/browser/ | U.S. Energy Information Administration | 45205 | 2019 | 5652.674 | 5187.071 | 4632.641 | 3421.553 | 475.892 | 3081.6639999999998 | 3533.557 | U.S. Energy Information Administration |  |  |  |  | 3327.24 | NO-ESTIMATION | NO-ESTIMATION | NO-ESTIMATION | SOLAR-V1 | SOLAR-V1
USA | United States of America | Martinez Refining |  | USA0054912 | 100 | 38.0169 | -122.1117 | Gas |  |  |  | 1995.6 | Martinez Refining Co | U.S. Energy Information Administration | http://www.eia.gov/electricity/data/browser/ | U.S. Energy Information Administration | 29401 | 2019 | 810.5 | 705.908 | 830.604 | 826.1889980000001 | 785.590001 | 810.837997 | 827.535 | U.S. Energy Information Administration |  |  |  |  | 352.64 | NO-ESTIMATION | SOLAR-V1 | SOLAR-V1 | SOLAR-V1 | SOLAR-V1
USA | United States of America | Gateway Generating Station |  | USA0056476 | 619.7 | 38.0175 | -121.7587 | Gas |  |  |  | 2009.0 | Pacific Gas & Electric Co. | U.S. Energy Information Administration | http://www.eia.gov/electricity/data/browser/ | U.S. Energy Information Administration | 55850 | 2019 | 3182.0789999999997 | 3242.2610000000004 | 3310.8230000000003 | 2435.9500000000003 | 2779.7980000000002 | 2929.751 | 2872.858 | U.S. Energy Information Administration |  |  |  |  | 2185.36 | SOLAR-V1 | SOLAR-V1 | SOLAR-V1 | SOLAR-V1 | SOLAR-V1
USA | United States of America | Foster Wheeler Martinez |  | USA0010342 | 113.5 | 38.0244 | -122.0589 | Gas |  |  |  | 1987.0 | Foster Wheeler Power Sys Inc | U.S. Energy Information Administration | http://www.eia.gov/electricity/data/browser/ | U.S. Energy Information Administration | 20479 | 2019 | 739.924 | 774.724 | 742.3610000000001 | 752.4110000000001 | 742.365 | 673.306 | 691.779 | U.S. Energy Information Administration |  |  |  |  | 400.25 | NO-ESTIMATION | NO-ESTIMATION | NO-ESTIMATION | NO-ESTIMATION | SOLAR-V1
USA | United States of America | Los Medanos Energy Center |  | USA0055217 | 678.3 | 38.0301 | -121.8730 | Gas |  |  |  | 2001.0000000000002 | Los Medanos Energy Center LLC | U.S. Energy Information Administration | http://www.eia.gov/electricity/data/browser/ | U.S. Energy Information Administration | 41365 | 2019 | 3524.8759999999997 | 3540.5519999999997 | 2603.567 | 2852.471 | 3205.562 | 3274.74 | 2707.149 | U.S. Energy Information Administration |  |  |  |  | 2392.02 | SOLAR-V1 | SOLAR-V1 | SOLAR-V1 | SOLAR-V1 | SOLAR-V1
USA | United States of America | Phillips 66 Rodeo Refinery |  | USA0050119 | 54.9 | 38.0417 | -122.2583 | Gas |  |  |  | 1986.9999999999995 | Phillips 66 Company | U.S. Energy Information Administration | http://www.eia.gov/electricity/data/browser/ | U.S. Energy Information Administration | 35480 | 2019 | 392.47201 | 387.12201000000005 | 353.788998 | 381.77200000000005 | 381.283 | 390.019 | 388.814 | U.S. Energy Information Administration |  |  |  |  | 193.6 | NO-ESTIMATION | NO-ESTIMATION | NO-ESTIMATION | NO-ESTIMATION | CAPACITY-FACTOR-V1
USA | United States of America | Crockett Cogen Project |  | USA0055084 | 247.4 | 38.0569 | -122.2161 | Gas |  |  |  | 1996.0 | Crockett Cogeneration | U.S. Energy Information Administration | http://www.eia.gov/electricity/data/browser/ | U.S. Energy Information Administration | 29455 | 2019 | 1581.428 | 1802.253 | 1671.479 | 1399.248 | 1384.31 | 1372.884 | 1529.666 | U.S. Energy Information Administration |  |  |  |  | 872.45 | NO-ESTIMATION | NO-ESTIMATION | NO-ESTIMATION | NO-ESTIMATION | CAPACITY-FACTOR-V1
USA | United States of America | Ladysmith |  | USA0007839 | 892.5 | 38.0722 | -77.5133 | Gas | Oil |  |  | 2005.4 | Virginia Electric & Power Co | U.S. Energy Information Administration | http://www.eia.gov/electricity/data/browser/ | U.S. Energy Information Administration | 45195 | 2019 | 786.579 | 751.130003 | 445.362005 | 769.860004 | 573.604004 | 698.2270050000001 | 656.039 | U.S. Energy Information Administration |  |  |  |  | 3147.39 | NO-ESTIMATION | NO-ESTIMATION | NO-ESTIMATION | NO-ESTIMATION | CAPACITY-FACTOR-V1
USA | United States of America | Valero Refinery Cogeneration Unit 1 |  | USA0055851 | 51 | 38.0736 | -122.1411 | Gas |  |  |  | 2002.0 | Valero Refining Co California | U.S. Energy Information Administration | http://www.eia.gov/electricity/data/browser/ | U.S. Energy Information Administration |  | 2019 | 347.48999900000007 | 376.96699900000004 | 350.05599700000005 | 292.000996 | 304.071003 | 362.289 | 339.249 | U.S. Energy Information Administration |  |  |  |  | 179.85 | NO-ESTIMATION | NO-ESTIMATION | NO-ESTIMATION | NO-ESTIMATION | CAPACITY-FACTOR-V1
USA | United States of America | Haefling |  | USA0001358 | 41.4 | 38.0794 | -84.5194 | Gas |  |  |  | 1970.0 | Kentucky Utilities Co | U.S. Energy Information Administration | http://www.eia.gov/electricity/data/browser/ | U.S. Energy Information Administration | 23993 | 2019 | 0.409 | 0.736 | 0.0 | 0.124 | -0.031 | -0.159 | -0.112 | U.S. Energy Information Administration |  |  |  |  | 145.99 | NO-ESTIMATION | NO-ESTIMATION | NO-ESTIMATION | NO-ESTIMATION | CAPACITY-FACTOR-V1
USA | United States of America | Combustion Turbine Project No 2 |  | USA0007449 | 50 | 38.0881 | -121.3869 | Gas |  |  |  | 1996.0 | Northern California Power Agny | U.S. Energy Information Administration | http://www.eia.gov/electricity/data/browser/ | U.S. Energy Information Administration |  | 2019 | 0.0 | 0.0 | 0.0 | 0.0 | 0.0 | 0.0 | 12.758 | U.S. Energy Information Administration |  |  |  |  | 176.32 | NO-ESTIMATION | NO-ESTIMATION | NO-ESTIMATION | NO-ESTIMATION | CAPACITY-FACTOR-V1
USA | United States of America | Lodi Energy Center |  | USA0057978 | 288.9 | 38.0881 | -121.3875 | Gas |  |  |  | 2012.0000000000002 | Northern California Power Agny | U.S. Energy Information Administration | http://www.eia.gov/electricity/data/browser/ | U.S. Energy Information Administration |  | 2019 | 1191.114 | 1316.266 | 1692.217 | 530.187 | 726.511 | 1406.54 | 1189.331 | U.S. Energy Information Administration |  |  |  |  | 1018.8 | SOLAR-V1 | SOLAR-V1 | SOLAR-V1 | SOLAR-V1 | SOLAR-V1
USA | United States of America | Hutchinson Energy Center |  | USA0001248 | 285.7 | 38.0906 | -97.8747 | Gas | Oil |  |  | 1974.3300665033253 | Evergy Kansas Central Inc | U.S. Energy Information Administration | http://www.eia.gov/electricity/data/browser/ | U.S. Energy Information Administration | 36723 | 2019 | 20.2 | 46.797 | 30.561 | 8.044 | 2.8909999999999996 | 6.2219999999999995 | 7.653 | U.S. Energy Information Administration |  |  |  |  | 1007.51 | NO-ESTIMATION | NO-ESTIMATION | NO-ESTIMATION | NO-ESTIMATION | SOLAR-V1
USA | United States of America | Pinckneyville |  | USA0055202 | 380 | 38.1114 | -89.3467 | Gas |  |  |  | 2000.5263157894738 | Union Electric Co - (MO) | U.S. Energy Information Administration | http://www.eia.gov/electricity/data/browser/ | U.S. Energy Information Administration | 46977 | 2019 | 30.84 | 15.814 | 55.182 | 95.21300000000001 | 99.461 | 146.519 | 77.35 | U.S. Energy Information Administration |  |  |  |  | 1340.06 | NO-ESTIMATION | NO-ESTIMATION | NO-ESTIMATION | NO-ESTIMATION | CAPACITY-FACTOR-V1
USA | United States of America | Louisa Generation Facility |  | USA0007837 | 509.1 | 38.1181 | -78.2139 | Gas | Oil |  |  | 2003.0 | Old Dominion Electric Coop | U.S. Energy Information Administration | http://www.eia.gov/electricity/data/browser/ | U.S. Energy Information Administration |  | 2019 | 125.15000300000001 | 186.95 | 394.70800199999996 | 360.550996 | 254.423 | 537.225005 | 486.792 | U.S. Energy Information Administration |  |  |  |  | 1795.33 | NO-ESTIMATION | NO-ESTIMATION | NO-ESTIMATION | NO-ESTIMATION | CAPACITY-FACTOR-V1
USA | United States of America | Gordonsville Energy LP |  | USA0054844 | 300.4 | 38.1247 | -78.2035 | Gas | Oil |  |  | 1994.0000000000005 | Virginia Electric & Power Co | U.S. Energy Information Administration | http://www.eia.gov/electricity/data/browser/ | U.S. Energy Information Administration | 19052 | 2019 | 0.0 | 0.0 | 0.0 | 0.0 | 0.0 | 0.0 | 1203.488 | U.S. Energy Information Administration |  |  |  |  | 1059.35 | HYDRO-V1 | HYDRO-V1 | HYDRO-V1 | HYDRO-V1 | HYDRO-V1
USA | United States of America | Lodi |  | USA0007451 | 27.4 | 38.1466 | -121.3005 | Gas | Oil |  |  | 1986.0 | Northern California Power Agny | U.S. Energy Information Administration | http://www.eia.gov/electricity/data/browser/ | U.S. Energy Information Administration | 27939 | 2019 | 0.0 | 0.0 | 0.0 | 0.0 | 0.0 | 0.0 | 0.497 | U.S. Energy Information Administration |  |  |  |  | 96.62 | NO-ESTIMATION | NO-ESTIMATION | SOLAR-V1 | SOLAR-V1 | SOLAR-V1
USA | United States of America | Big Sandy |  | USA0001353 | 280.5 | 38.1707 | -82.6176 | Gas |  |  |  | 1963.0 | Kentucky Power Co | U.S. Energy Information Administration | http://www.eia.gov/electricity/data/browser/ | U.S. Energy Information Administration | 23984 | 2019 | 2747.713012 | 4708.473025 | 3132.142993 | 0.0 | 0.0 | 624.804 | 1062.894 | U.S. Energy Information Administration |  |  |  |  | 989.18 | NO-ESTIMATION | NO-ESTIMATION | NO-ESTIMATION | NO-ESTIMATION | CAPACITY-FACTOR-V1
USA | United States of America | Cane Run |  | USA0001363 | 807 | 38.1831 | -85.8892 | Gas |  |  |  | 2015.0 | Louisville Gas & Electric Co | U.S. Energy Information Administration | http://www.eia.gov/electricity/data/browser/ | U.S. Energy Information Administration | 25145 | 2019 | 0.0 | 2503.728968 | 3322.2550020000003 | 4882.018 | 3567.5570000000002 | 4711.155 | 5163.413 | U.S. Energy Information Administration |  |  |  |  | 2845.88 | HYDRO-V1 | HYDRO-V1 | HYDRO-V1 | HYDRO-V1 | HYDRO-V1
USA | United States of America | Coca Cola American Canyon |  | USA0057807 | 1.1 | 38.1907 | -122.2751 | Gas | Biomass |  |  | 2011.0000000000002 | Bloom Energy 2009 PPA | U.S. Energy Information Administration | http://www.eia.gov/electricity/data/browser/ | U.S. Energy Information Administration | 68302 | 2019 | 6.13107 | 6.557 | 5.296 | 0.003 | 3.2560000000000002 | 1.566 | 0.397 | U.S. Energy Information Administration |  |  |  |  | 3.87 | NO-ESTIMATION | NO-ESTIMATION | NO-ESTIMATION | NO-ESTIMATION | CAPACITY-FACTOR-V1
USA | United States of America | Riverside Generating LLC |  | USA0055198 | 1150 | 38.1917 | -82.6046 | Gas |  |  |  | 2001.4 | Riverside Generating Co LLC | U.S. Energy Information Administration | http://www.eia.gov/electricity/data/browser/ | U.S. Energy Information Administration |  | 2019 | 200.903 | 151.377 | 573.6 | 523.302 | 431.515 | 694.617 | 376.501 | U.S. Energy Information Administration |  |  |  |  | 4055.46 | NO-ESTIMATION | NO-ESTIMATION | NO-ESTIMATION | NO-ESTIMATION | CAPACITY-FACTOR-V1
USA | United States of America | Burlington (KS) |  | USA0001266 | 11.4 | 38.1934 | -95.7500 | Gas | Oil |  |  | 1986.0964912280704 | City of Burlington - (KS) | U.S. Energy Information Administration | http://www.eia.gov/electricity/data/browser/ | U.S. Energy Information Administration | 15150 | 2019 | 0.0 | 0.10388 | 0.1323 | 0.11956 | 0.05978000000000001 | 0.12348 | 0.10192 | U.S. Energy Information Administration |  |  |  |  | 40.2 | NO-ESTIMATION | NO-ESTIMATION | NO-ESTIMATION | SOLAR-V1 | SOLAR-V1
USA | United States of America | Lambie Energy Center |  | USA0055626 | 47 | 38.2216 | -121.8683 | Gas |  |  |  | 2003.0 | Gilroy Energy Center LLC | U.S. Energy Information Administration | http://www.eia.gov/electricity/data/browser/ | U.S. Energy Information Administration | 59319 | 2019 | 11.529 | 10.836 | 11.188 | 9.366 | 14.022 | 13.299 | 12.245 | U.S. Energy Information Administration |  |  |  |  | 165.74 | WIND-V1 | WIND-V1 | WIND-V1 | WIND-V1 | WIND-V1
USA | United States of America | Paddys Run |  | USA0001366 | 226.6 | 38.2236 | -85.8417 | Gas |  |  |  | 1993.9223300970873 | Louisville Gas & Electric Co | U.S. Energy Information Administration | http://www.eia.gov/electricity/data/browser/ | U.S. Energy Information Administration | 25150 | 2019 | 0.0 | 0.0 | 0.0 | 98.479 | 63.375 | 80.162 | 59.988 | U.S. Energy Information Administration |  |  |  |  | 799.1 | WIND-V1 | WIND-V1 | WIND-V1 | WIND-V1 | WIND-V1
USA | United States of America | Goose Haven Energy Center |  | USA0055627 | 47 | 38.2268 | -121.8433 | Gas |  |  |  | 2003.0 | Goose Haven Energy Center | U.S. Energy Information Administration | http://www.eia.gov/electricity/data/browser/ | U.S. Energy Information Administration | 59318 | 2019 | 12.256 | 11.205 | 11.353 | 8.76 | 14.894 | 12.447000000000001 | 11.509 | U.S. Energy Information Administration |  |  |  |  | 165.74 | NO-ESTIMATION | NO-ESTIMATION | NO-ESTIMATION | NO-ESTIMATION | CAPACITY-FACTOR-V1
USA | United States of America | Wolfskill Energy Center |  | USA0055855 | 47 | 38.2285 | -122.0752 | Gas |  |  |  | 2003.0 | Gilroy Energy Center LLC | U.S. Energy Information Administration | http://www.eia.gov/electricity/data/browser/ | U.S. Energy Information Administration | 53794 | 2019 | 19.023 | 18.102 | 26.284 | 16.45 | 15.432 | 9.388 | 7.008 | U.S. Energy Information Administration |  |  |  |  | 165.74 | NO-ESTIMATION | NO-ESTIMATION | NO-ESTIMATION | WIND-V1 | WIND-V1
USA | United States of America | ATT North Watney |  | USA0063605 | 2 | 38.2363 | -122.0778 | Gas |  |  |  | 2020.0 | Bloom Energy | U.S. Energy Information Administration | http://www.eia.gov/electricity/data/browser/ | U.S. Energy Information Administration |  | 2019 | [6 empty] | 6.222 | U.S. Energy Information Administration |  |  |  |  | 7.05 | NO-ESTIMATION | NO-ESTIMATION | NO-ESTIMATION | NO-ESTIMATION | CAPACITY-FACTOR-V1
USA | United States of America | Creed Energy Center |  | USA0055625 | 47 | 38.2422 | -121.8547 | Gas |  |  |  | 2003.0 | Creed Energy Center LLC | U.S. Energy Information Administration | http://www.eia.gov/electricity/data/browser/ | U.S. Energy Information Administration | 59317 | 2019 | 12.691 | 10.81 | 12.406 | 8.501 | 13.264000000000001 | 12.968 | 11.763 | U.S. Energy Information Administration |  |  |  |  | 165.74 | NO-ESTIMATION | NO-ESTIMATION | NO-ESTIMATION | NO-ESTIMATION | CAPACITY-FACTOR-V1
USA | United States of America | Solano County Cogen Plant |  | USA0050985 | 2.8 | 38.2494 | -122.0394 | Gas |  |  |  | 1997.0000000000002 | Solano County | U.S. Energy Information Administration | http://www.eia.gov/electricity/data/browser/ | U.S. Energy Information Administration | 61941 | 2019 | 9.027000000000001 | 9.594 | 0.0 | 9.942 | 8.082 | 14.556000000000001 | 9.942 | U.S. Energy Information Administration |  |  |  |  | 9.87 | NO-ESTIMATION | NO-ESTIMATION | NO-ESTIMATION | NO-ESTIMATION | CAPACITY-FACTOR-V1
USA | United States of America | Kaiser Napa Valley Corporate Dr Fuel Cell |  | USA0062701 | 4.8 | 38.2548 | -122.2730 | Gas |  |  |  | 2016.9999999999998 | 2016 ESA Project Company LLC | U.S. Energy Information Administration | http://www.eia.gov/electricity/data/browser/ | U.S. Energy Information Administration |  | 2019 | [5 empty] | 39.477000000000004 | 34.619 | U.S. Energy Information Administration |  |  |  |  | 16.92 | NO-ESTIMATION | NO-ESTIMATION | NO-ESTIMATION | NO-ESTIMATION | CAPACITY-FACTOR-V1
USA | United States of America | Zorn |  | USA0001368 | 18 | 38.2803 | -85.7023 | Gas |  |  |  | 1969.0 | Louisville Gas & Electric Co | U.S. Energy Information Administration | http://www.eia.gov/electricity/data/browser/ | U.S. Energy Information Administration | 25154 | 2019 | 0.203 | 0.078 | 1.058 | 0.062 | 0.015 | -0.073 | -0.045 | U.S. Energy Information Administration |  |  |  |  | 63.47 | SOLAR-V1 | SOLAR-V1 | SOLAR-V1 | SOLAR-V1 | SOLAR-V1
USA | United States of America | Pueblo Airport Generating Station |  | USA0056998 | 440 | 38.3208 | -104.5264 | Gas |  |  |  | 2012.4545454545455 | Black Hills Service Company LLC | U.S. Energy Information Administration | http://www.eia.gov/electricity/data/browser/ | U.S. Energy Information Administration | 50698 | 2019 | 1258.6080000000002 | 1322.4119999999998 | 1234.715 | 1384.6490000000001 | 1107.29 | 1236.252 | 1147.188 | U.S. Energy Information Administration |  |  |  |  | 1551.65 | NO-ESTIMATION | NO-ESTIMATION | NO-ESTIMATION | NO-ESTIMATION | CAPACITY-FACTOR-V1
USA | United States of America | Cosumnes |  | USA0055970 | 556.8 | 38.3385 | -121.1240 | Gas | Biomass |  |  | 2006.0000000000002 | Sacramento Municipal Util Dist | U.S. Energy Information Administration | http://www.eia.gov/electricity/data/browser/ | U.S. Energy Information Administration | 49184 | 2019 | 3828.8450000000003 | 3980.0860000000002 | 3924.276 | 3859.085999 | 3192.3030690000005 | 3398.7779570000002 | 2751.173 | U.S. Energy Information Administration |  |  |  |  | 1963.55 | NO-ESTIMATION | NO-ESTIMATION | NO-ESTIMATION | NO-ESTIMATION | CAPACITY-FACTOR-V1
USA | United States of America | Big Sandy Peaker Plant |  | USA0055284 | 353.4 | 38.3441 | -82.5938 | Gas |  |  |  | 2001.0000000000002 | Middle River Power II LLC | U.S. Energy Information Administration | http://www.eia.gov/electricity/data/browser/ | U.S. Energy Information Administration | 47301 | 2019 | 55.562 | 75.179 | 154.26500000000001 | 114.396 | 107.985 | 159.791 | 245.748 | U.S. Energy Information Administration |  |  |  |  | 1246.26 | WIND-V1 | WIND-V1 | WIND-V1 | WIND-V1 | WIND-V1
USA | United States of America | McPherson 2 |  | USA0001305 | 214.8 | 38.3634 | -97.6834 | Gas | Oil |  |  | 1975.983240223464 | City of McPherson - (KS) | U.S. Energy Information Administration | http://www.eia.gov/electricity/data/browser/ | U.S. Energy Information Administration | 25905 | 2019 | 0.803 | 8.16 | 14.914 | 7.3790000000000004 | 5.063 | 16.831000000000003 | 21.575 | U.S. Energy Information Administration |  |  |  |  | 757.49 | HYDRO-V1 | HYDRO-V1 | HYDRO-V1 | HYDRO-V1 | HYDRO-V1
USA | United States of America | Ceredo Generating Station |  | USA0055276 | 519 | 38.3681 | -82.5339 | Gas |  |  |  | 2001.0 | Appalachian Power Co | U.S. Energy Information Administration | http://www.eia.gov/electricity/data/browser/ | U.S. Energy Information Administration | 46305 | 2019 | 40.94 | 164.268 | 102.916 | 110.627 | 155.774 | 154.586 | 363.635 | U.S. Energy Information Administration |  |  |  |  | 1830.25 | HYDRO-V1 | HYDRO-V1 | HYDRO-V1 | HYDRO-V1 | HYDRO-V1
USA | United States of America | Elkton |  | USA0052148 | 9.8 | 38.3836 | -78.6528 | Gas | Oil |  |  | 1986.510204081632 | Merck & Co Inc | U.S. Energy Information Administration | http://www.eia.gov/electricity/data/browser/ | U.S. Energy Information Administration |  | 2019 | 12.954 | 15.025000000000002 | 14.084000000000001 | 12.203000000000001 | 11.835 | 15.194 | 13 | U.S. Energy Information Administration |  |  |  |  | 34.55 | HYDRO-V1 | HYDRO-V1 | HYDRO-V1 | HYDRO-V1 | HYDRO-V1
USA | United States of America | Cove Point LNG Terminal |  | USA0059073 | 228.6 | 38.3855 | -76.4098 | Gas | Oil | Other |  | 2010.5695538057744 | Dominion Cove Point LNG LP | U.S. Energy Information Administration | http://www.eia.gov/electricity/data/browser/ | U.S. Energy Information Administration | 17080 | 2019 | 137.584 | 129.703 | 162.45600000000002 | 172.049 | 195.75300000000001 | 0.0 | 680.6363 | U.S. Energy Information Administration |  |  |  |  | 806.15 | NO-ESTIMATION | NO-ESTIMATION | NO-ESTIMATION | NO-ESTIMATION | CAPACITY-FACTOR-V1
USA | United States of America | McPherson 3 |  | USA0007515 | 115.6 | 38.3893 | -97.6111 | Gas | Oil |  |  | 1998.0 | City of McPherson - (KS) | U.S. Energy Information Administration | http://www.eia.gov/electricity/data/browser/ | U.S. Energy Information Administration | 47265 | 2019 | 0.7060000000000001 | 7.471000000000001 | 7.356000000000001 | 0.0 | 3.0980000000000003 | 13.016 | 9.617 | U.S. Energy Information Administration |  |  |  |  | 407.66 | NO-ESTIMATION | NO-ESTIMATION | NO-ESTIMATION | NO-ESTIMATION | CAPACITY-FACTOR-V1
USA | United States of America | Bluegrass Generating Station |  | USA0055164 | 624 | 38.3902 | -85.4133 | Gas |  |  |  | 2002.0 | East Kentucky Power Coop Inc | U.S. Energy Information Administration | http://www.eia.gov/electricity/data/browser/ | U.S. Energy Information Administration | 45657 | 2019 | 0.0 | 0.0 | 77.33500000000001 | 52.268 | 80.151 | 111.766 | 145.829 | U.S. Energy Information Administration |  |  |  |  | 2200.53 | NO-ESTIMATION | SOLAR-V1 | SOLAR-V1 | SOLAR-V1 | SOLAR-V1
USA | United States of America | CalPeak Power Vaca Dixon Peaker Plant |  | USA0055499 | 60.5 | 38.3989 | -121.9240 | Gas |  |  |  | 2002.0 | CalPeak Power LLC | U.S. Energy Information Administration | http://www.eia.gov/electricity/data/browser/ | U.S. Energy Information Administration | 55128 | 2019 | 7.097 | 13.068 | 18.259 | 13.758000000000001 | 9.34 | 11.34 | 7.997 | U.S. Energy Information Administration |  |  |  |  | 213.35 | NO-ESTIMATION | NO-ESTIMATION | NO-ESTIMATION | NO-ESTIMATION | CAPACITY-FACTOR-V1
USA | United States of America | Great Bend - Sunflower |  | USA0001235 | 81.6 | 38.4100 | -98.8689 | Gas |  |  |  | 1963.0 | Sunflower Electric Power Corp | U.S. Energy Information Administration | http://www.eia.gov/electricity/data/browser/ | U.S. Energy Information Administration | 35794 | 2019 | 104.694 | 4.739 | -0.775 | -0.17500000000000002 | 0.359 | -0.661 | 0.324 | U.S. Energy Information Administration |  |  |  |  | 287.76 | NO-ESTIMATION | NO-ESTIMATION | NO-ESTIMATION | NO-ESTIMATION | CAPACITY-FACTOR-V1
USA | United States of America | Carson Ice-Gen Project |  | USA0007527 | 125.5 | 38.4457 | -121.4624 | Gas | Biomass |  |  | 1995.0 | Sacramento Municipal Util Dist | U.S. Energy Information Administration | http://www.eia.gov/electricity/data/browser/ | U.S. Energy Information Administration | 31877 | 2019 | 400.55600300000003 | 395.452002 | 416.06599900000003 | 380.260996 | 286.634996 | 368.11700399999995 | 292.516 | U.S. Energy Information Administration |  |  |  |  | 442.57 | SOLAR-V1 | SOLAR-V1 | SOLAR-V1 | SOLAR-V1 | SOLAR-V1
USA | United States of America | Emporia Energy Center |  | USA0056502 | 730.2 | 38.4459 | -96.0652 | Gas |  |  |  | 2008.4694604218025 | Evergy Kansas Central Inc | U.S. Energy Information Administration | http://www.eia.gov/electricity/data/browser/ | U.S. Energy Information Administration | 56257 | 2019 | 292.027 | 271.565 | 251.239 | 333.957 | 284.40000000000003 | 528.074 | 701.397 | U.S. Energy Information Administration |  |  |  |  | 2575.04 | NO-ESTIMATION | NO-ESTIMATION | NO-ESTIMATION | NO-ESTIMATION | NO-ESTIMATION
USA | United States of America | Sonoma County Fuel Cell |  | USA0057793 | 1.4 | 38.4667 | -122.7234 | Gas |  |  |  | 2010.9999999999998 | The County of Sonoma | U.S. Energy Information Administration | http://www.eia.gov/electricity/data/browser/ | U.S. Energy Information Administration | 65490 | 2019 | 9.87624 | 7.929 | 7.442 | 4.663 | 8.872 | 10.605 | 2.932 | U.S. Energy Information Administration |  |  |  |  | 4.93 | HYDRO-V1 | HYDRO-V1 | HYDRO-V1 | HYDRO-V1 | HYDRO-V1
USA | United States of America | SPA Cogen 3 |  | USA0007552 | 173.9 | 38.5110 | -121.4735 | Gas |  |  |  | 1998.0 | Sacramento Municipal Util Dist | U.S. Energy Information Administration | http://www.eia.gov/electricity/data/browser/ | U.S. Energy Information Administration |  | 2019 | 817.006 | 760.404 | 991.804 | 842.3689999999999 | 523.184 | 758.363 | 644.436 | U.S. Energy Information Administration |  |  |  |  | 613.25 | NO-ESTIMATION | NO-ESTIMATION | NO-ESTIMATION | NO-ESTIMATION | CAPACITY-FACTOR-V1
USA | United States of America | Hoisington |  | USA0001286 | 14 | 38.5130 | -98.7747 | Gas | Oil |  |  | 1974.9285714285713 | City of Hoisington - (KS) | U.S. Energy Information Administration | http://www.eia.gov/electricity/data/browser/ | U.S. Energy Information Administration | 22216 | 2019 | 0.47500000000000003 | 0.009000000000000001 | 0.0 | 0.052000000000000005 | 0.07400000000000001 | 0.12400000000000001 | 0.094 | U.S. Energy Information Administration |  |  |  |  | 49.37 | HYDRO-V1 | HYDRO-V1 | HYDRO-V1 | HYDRO-V1 | HYDRO-V1
USA | United States of America | Marsh Run Generation Facility |  | USA0007836 | 513.3 | 38.5283 | -77.7681 | Gas | Oil |  |  | 2004.0 | Old Dominion Electric Coop | U.S. Energy Information Administration | http://www.eia.gov/electricity/data/browser/ | U.S. Energy Information Administration | 49552 | 2019 | 214.26000000000002 | 389.44300300000003 | 681.2869969999999 | 547.162004 | 464.665999 | 564.0639960000001 | 708.342 | U.S. Energy Information Administration |  |  |  |  | 1810.15 | NO-ESTIMATION | NO-ESTIMATION | NO-ESTIMATION | NO-ESTIMATION | NO-ESTIMATION
USA | United States of America | SCA Cogen 2 |  | USA0007551 | 193.4 | 38.5309 | -121.4001 | Gas |  |  |  | 1997.910031023785 | Sacramento Municipal Util Dist | U.S. Energy Information Administration | http://www.eia.gov/electricity/data/browser/ | U.S. Energy Information Administration |  | 2019 | 826.208 | 776.689 | 790.7669999999999 | 726.503 | 592.782 | 775.384 | 729.068 | U.S. Energy Information Administration |  |  |  |  | 682.02 | WIND-V1 | WIND-V1 | WIND-V1 | WIND-V1 | WIND-V1
USA | United States of America | Osawatomie |  | USA0007928 | 102 | 38.5322 | -94.9026 | Gas |  |  |  | 2003.0 | Evergy Metro | U.S. Energy Information Administration | http://www.eia.gov/electricity/data/browser/ | U.S. Energy Information Administration | 51827 | 2019 | 0.257 | 12.149000000000001 | 3.616 | 1.375 | 0.433 | 15.909 | 26.103 | U.S. Energy Information Administration |  |  |  |  | 359.7 | NO-ESTIMATION | NO-ESTIMATION | NO-ESTIMATION | NO-ESTIMATION | CAPACITY-FACTOR-V1
USA | United States of America | Remington |  | USA0007838 | 705.5 | 38.5442 | -77.7714 | Gas | Oil |  |  | 2000.0 | Virginia Electric & Power Co | U.S. Energy Information Administration | http://www.eia.gov/electricity/data/browser/ | U.S. Energy Information Administration | 36114 | 2019 | 595.3180050000001 | 448.03299799999996 | 890.724002 | 667.085999 | 509.390999 | 954.3240030000001 | 294.357 | U.S. Energy Information Administration |  |  |  |  | 2487.94 | NO-ESTIMATION | NO-ESTIMATION | NO-ESTIMATION | NO-ESTIMATION | CAPACITY-FACTOR-V1
USA | United States of America | Chalk Point LLC |  | USA0001571 | 2553 | 38.5444 | -76.6861 | Gas | Coal | Oil |  | 1976.6067371719546 | GenOn Chalk Point LLC | U.S. Energy Information Administration | http://www.eia.gov/electricity/data/browser/ | U.S. Energy Information Administration | 30495 | 2019 | 2988.368979 | 2973.6309570000003 | 2104.2449770000003 | 2789.1319029999995 | 818.1030020000001 | 1454.640002 | 495.132 | U.S. Energy Information Administration |  |  |  |  | 9003.14 | NO-ESTIMATION | NO-ESTIMATION | NO-ESTIMATION | NO-ESTIMATION | CAPACITY-FACTOR-V1
USA | United States of America | NRG Chalk Point CT |  | USA0061890 | 94 | 38.5444 | -76.6861 | Gas | Oil |  |  | 1990.0 | NRG Chalk Point CT | U.S. Energy Information Administration | http://www.eia.gov/electricity/data/browser/ | U.S. Energy Information Administration |  | 2019 | [5 empty] | 0.34600000000000003 | 0.891 | U.S. Energy Information Administration |  |  |  |  | 331.49 | NO-ESTIMATION | NO-ESTIMATION | WIND-V1 | WIND-V1 | WIND-V1
USA | United States of America | Fountain Valley Power Facility |  | USA0055453 | 228 | 38.5569 | -104.6875 | Gas |  |  |  | 2001.0 | Fountain Valley Power LLC | U.S. Energy Information Administration | http://www.eia.gov/electricity/data/browser/ | U.S. Energy Information Administration | 47702 | 2019 | 73.738 | 371.27500000000003 | 306.333 | 140.376 | 122.983 | 130.058 | 46.774 | U.S. Energy Information Administration |  |  |  |  | 804.04 | NO-ESTIMATION | NO-ESTIMATION | NO-ESTIMATION | NO-ESTIMATION | CAPACITY-FACTOR-V1
USA | United States of America | CPV St Charles Energy Center |  | USA0056846 | 746 | 38.5686 | -76.8919 | Gas |  |  |  | 2017.0 | CPV Maryland LLC | U.S. Energy Information Administration | http://www.eia.gov/electricity/data/browser/ | U.S. Energy Information Administration |  | 2019 |  |  |  | 3.7840000000000003 | 3822.224 | 4308.293 | 4198.193 | U.S. Energy Information Administration |  |  |  |  | 2630.76 | NO-ESTIMATION | NO-ESTIMATION | NO-ESTIMATION | NO-ESTIMATION | CAPACITY-FACTOR-V1
USA | United States of America | Hanging Rock Energy Facility |  | USA0055736 | 1429.8 | 38.5731 | -82.7833 | Gas |  |  |  | 2003.0 | Dynegy Hanging Rock Energy Facility | U.S. Energy Information Administration | http://www.eia.gov/electricity/data/browser/ | U.S. Energy Information Administration | 47646 | 2019 | 6962.237 | 7951.652 | 9182.371000000001 | 9716.9722 | 7833.855 | 9286.025000000001 | 9852.082 | U.S. Energy Information Administration |  |  |  |  | 5042.18 | NO-ESTIMATION | NO-ESTIMATION | NO-ESTIMATION | NO-ESTIMATION | CAPACITY-FACTOR-V1
USA | United States of America | DGS Central Utility Plant |  | USA0058593 | 3.9 | 38.5739 | -121.5014 | Gas | Oil |  |  | 2011.0 | State of CA DGS BPM | U.S. Energy Information Administration | http://www.eia.gov/electricity/data/browser/ | U.S. Energy Information Administration |  | 2019 | 0.16495 | 0.237 | 0.026 | 0.029 | 0.196 | 0.002 | 0 | U.S. Energy Information Administration |  |  |  |  | 13.75 | NO-ESTIMATION | NO-ESTIMATION | NO-ESTIMATION | NO-ESTIMATION | CAPACITY-FACTOR-V1
USA | United States of America | Haverhill North Cogeneration Facility |  | USA0056848 | 67 | 38.5967 | -82.8286 | Gas |  |  |  | 2009.0 | SunCoke Energy Inc. | U.S. Energy Information Administration | http://www.eia.gov/electricity/data/browser/ | U.S. Energy Information Administration |  | 2019 | 0.0 | 0.0 | 0.0 | 0.0 | 0.0 | 0.0 | 332.923 | U.S. Energy Information Administration |  |  |  |  | 236.27 | HYDRO-V1 | HYDRO-V1 | HYDRO-V1 | HYDRO-V1 | HYDRO-V1
USA | United States of America | Anheuser-Busch St Louis |  | USA0010430 | 26.1 | 38.5978 | -90.2107 | Gas | Biomass |  |  | 1946.1647509578543 | Anheuser-Busch Inc | U.S. Energy Information Administration | http://www.eia.gov/electricity/data/browser/ | U.S. Energy Information Administration | 55957 | 2019 | 53.200621000000005 | 48.898 | 43.20197700000001 | 0.0 | 0.0 | 0.0 | 34.358 | U.S. Energy Information Administration |  |  |  |  | 92.04 | HYDRO-V1 | HYDRO-V1 | HYDRO-V1 | HYDRO-V1 | HYDRO-V1
USA | United States of America | Ottawa |  | USA0001316 | 30.7 | 38.6156 | -95.2797 | Gas | Oil |  |  | 1971.3322475570033 | City of Ottawa - (KS) | U.S. Energy Information Administration | http://www.eia.gov/electricity/data/browser/ | U.S. Energy Information Administration | 29222 | 2019 | -0.928 | -0.328 | 0.004999999999999999 | 0.117 | 0.26 | 1.363 | 0.893 | U.S. Energy Information Administration |  |  |  |  | 108.26 | NO-ESTIMATION | NO-ESTIMATION | NO-ESTIMATION | NO-ESTIMATION | CAPACITY-FACTOR-V1
USA | United States of America | Broadridge Cogen |  | USA0057580 | 5 | 38.6183 | -121.0564 | Gas | Solar |  |  | 2008.64 | Broadridge Customer Communications | U.S. Energy Information Administration | http://www.eia.gov/electricity/data/browser/ | U.S. Energy Information Administration |  | 2019 | 14.992040000000001 | 15.446760000000001 | 14.49126 | 12.618 | 12.606 | 11.302 | 15.836 | U.S. Energy Information Administration |  |  |  |  | 17.63 | NO-ESTIMATION | NO-ESTIMATION | NO-ESTIMATION | NO-ESTIMATION | CAPACITY-FACTOR-V1
USA | United States of America | Front Range Power Plant |  | USA0055283 | 554.3 | 38.6281 | -104.7069 | Gas |  |  |  | 2003.0 | City of Colorado Springs - (CO) | U.S. Energy Information Administration | http://www.eia.gov/electricity/data/browser/ | U.S. Energy Information Administration | 49118 | 2019 | 1600.275 | 1802.7960000000003 | 1746.978 | 2276.96 | 1669.348 | 2652.638 | 2653.816 | U.S. Energy Information Administration |  |  |  |  | 1954.73 | WIND-V1 | WIND-V1 | WIND-V1 | WIND-V1 | WIND-V1
USA | United States of America | Osage City |  | USA0001313 | 12.7 | 38.6332 | -95.8277 | Gas | Oil |  |  | 1980.6456692913384 | City of Osage City - (KS) | U.S. Energy Information Administration | http://www.eia.gov/electricity/data/browser/ | U.S. Energy Information Administration | 29180 | 2019 | -0.122 | -0.155 | -0.129 | -0.095 | -0.07 | -0.051000000000000004 | -0.025 | U.S. Energy Information Administration |  |  |  |  | 44.78 | WIND-V1 | WIND-V1 | WIND-V1 | WIND-V1 | WIND-V1
USA | United States of America | Trigen St. Louis |  | USA0056309 | 38 | 38.6359 | -90.1809 | Gas | Oil |  |  | 1999.478947368421 | Ashley Energy LLC | U.S. Energy Information Administration | http://www.eia.gov/electricity/data/browser/ | U.S. Energy Information Administration |  | 2019 | 0.0 | 0.0 | 10.523000000000001 | 18.548000000000002 | 26.2813 | 50.605000000000004 | 19.528 | U.S. Energy Information Administration |  |  |  |  | 134 | NO-ESTIMATION | NO-ESTIMATION | NO-ESTIMATION | NO-ESTIMATION | CAPACITY-FACTOR-V1
USA | United States of America | McClellan (CA) |  | USA0000535 | 77 | 38.6527 | -121.3933 | Gas |  |  |  | 1986.0 | Sacramento Municipal Util Dist | U.S. Energy Information Administration | http://www.eia.gov/electricity/data/browser/ | U.S. Energy Information Administration | 31873 | 2019 | 3.251 | 3.722 | 10.84 | 5.26 | 8.862 | 7.088 | 2.195 | U.S. Energy Information Administration |  |  |  |  | 271.54 | NO-ESTIMATION | NO-ESTIMATION | NO-ESTIMATION | NO-ESTIMATION | CAPACITY-FACTOR-V1
USA | United States of America | Milam Gas Recovery |  | USA0050566 | 2.4 | 38.6603 | -90.1317 | Gas |  |  |  | 1991.6666666666663 | WM Illinois Renewable Energy LLC | U.S. Energy Information Administration | http://www.eia.gov/electricity/data/browser/ | U.S. Energy Information Administration |  | 2019 | 18.529 | 18.473 | 18.037 | 18.043 | 0.0 | 0.0 | 19.378 | U.S. Energy Information Administration |  |  |  |  | 8.46 | NO-ESTIMATION | NO-ESTIMATION | NO-ESTIMATION | NO-ESTIMATION | CAPACITY-FACTOR-V1
USA | United States of America | Venice |  | USA0000913 | 586 | 38.6642 | -90.1764 | Gas | Oil |  |  | 2004.6877133105802 | Union Electric Co - (MO) | U.S. Energy Information Administration | http://www.eia.gov/electricity/data/browser/ | U.S. Energy Information Administration | 35274 | 2019 | 0.0 | 0.0 | 0.0 | 0.0 | 0.0 | 0.0 | 27.6 | U.S. Energy Information Administration |  |  |  |  | 2066.52 | NO-ESTIMATION | NO-ESTIMATION | NO-ESTIMATION | NO-ESTIMATION | CAPACITY-FACTOR-V1
USA | United States of America | Brandywine Power Facility |  | USA0054832 | 288.8 | 38.6681 | -76.8678 | Gas | Oil |  |  | 1996.0 | KMC Thermo LLC | U.S. Energy Information Administration | http://www.eia.gov/electricity/data/browser/ | U.S. Energy Information Administration | 29628 | 2019 | 931.180604 | 955.013497 | 1294.283994 | 1353.186009 | 698.768004 | 1120.737004 | 706.194 | U.S. Energy Information Administration |  |  |  |  | 1018.45 | NO-ESTIMATION | NO-ESTIMATION | NO-ESTIMATION | NO-ESTIMATION | CAPACITY-FACTOR-V1
USA | United States of America | Wheatland Generating Facility |  | USA0055224 | 500.4 | 38.6716 | -87.2931 | Gas |  |  |  | 2000.0 | Duke Energy Indiana LLC | U.S. Energy Information Administration | http://www.eia.gov/electricity/data/browser/ | U.S. Energy Information Administration | 46094 | 2019 | 72.944 | 38.371 | 51.887 | 108.586 | 71.815 | 191.791 | 114.761 | U.S. Energy Information Administration |  |  |  |  | 1764.65 | HYDRO-V1 | HYDRO-V1 | HYDRO-V1 | HYDRO-V1 | HYDRO-V1
USA | United States of America | South Harper |  | USA0056151 | 351 | 38.6803 | -94.4824 | Gas |  |  |  | 2005.0 | Evergy Missouri West | U.S. Energy Information Administration | http://www.eia.gov/electricity/data/browser/ | U.S. Energy Information Administration | 52775 | 2019 | 49.253 | 3.073 | -0.757 | 4.655 | 0.001 | 38.764 | 81.882 | U.S. Energy Information Administration |  |  |  |  | 1237.79 | HYDRO-V1 | HYDRO-V1 | HYDRO-V1 | HYDRO-V1 | HYDRO-V1
USA | United States of America | Keys Energy Center |  | USA0060302 | 830.6 | 38.6955 | -76.8278 | Gas |  |  |  | 2018.0 | PSEG Keys Energy Center LLC | U.S. Energy Information Administration | http://www.eia.gov/electricity/data/browser/ | U.S. Energy Information Administration |  | 2019 | [5 empty] | 2189.603 | 4658.538 | U.S. Energy Information Administration |  |  |  |  | 2929.1 | HYDRO-V1 | HYDRO-V1 | HYDRO-V1 | HYDRO-V1 | HYDRO-V1
USA | United States of America | Raccoon Creek Energy Center |  | USA0055417 | 456 | 38.6996 | -88.5392 | Gas |  |  |  | 2002.0 | Union Electric Co - (MO) | U.S. Energy Information Administration | http://www.eia.gov/electricity/data/browser/ | U.S. Energy Information Administration | 49061 | 2019 | -2.242 | 1.522 | 0.81 | 7.22 | 5.952 | 8.876 | 2.369 | U.S. Energy Information Administration |  |  |  |  | 1608.08 | HYDRO-V1 | HYDRO-V1 | HYDRO-V1 | HYDRO-V1 | HYDRO-V1
USA | United States of America | Holden |  | USA0007848 | 321.3 | 38.7538 | -93.9983 | Gas | Oil |  |  | 2002.0000000000002 | Associated Electric Coop Inc | U.S. Energy Information Administration | http://www.eia.gov/electricity/data/browser/ | U.S. Energy Information Administration | 49117 | 2019 | 17.102 | 7.611 | 6.168 | 30.27 | 41.588 | 149.09099799999998 | 168.417 | U.S. Energy Information Administration |  |  |  |  | 1133.06 | NO-ESTIMATION | NO-ESTIMATION | NO-ESTIMATION | NO-ESTIMATION | CAPACITY-FACTOR-V1
USA | United States of America | Burlingame |  | USA0001265 | 4 | 38.7551 | -95.8368 | Gas | Oil |  |  | 1971.225 | City of Burlingame - (KS) | U.S. Energy Information Administration | http://www.eia.gov/electricity/data/browser/ | U.S. Energy Information Administration | 15148 | 2019 | 0.127 | 0.035 | 0.012 | 0.0098 | 0.049 | 0.078 | 0.005 | U.S. Energy Information Administration |  |  |  |  | 14.1 | SOLAR-V1 | SOLAR-V1 | SOLAR-V1 | SOLAR-V1 | SOLAR-V1
USA | United States of America | Kinmundy |  | USA0055204 | 270 | 38.7619 | -89.0128 | Gas | Oil |  |  | 2001.0 | Union Electric Co - (MO) | U.S. Energy Information Administration | http://www.eia.gov/electricity/data/browser/ | U.S. Energy Information Administration | 45691 | 2019 | 0.0 | 0.0 | 0.0 | 0.0 | 0.0 | 0.0 | 0.15 | U.S. Energy Information Administration |  |  |  |  | 952.15 | HYDRO-V1 | HYDRO-V1 | HYDRO-V1 | HYDRO-V1 | HYDRO-V1
USA | United States of America | West Gardner |  | USA0007929 | 408 | 38.7875 | -94.9861 | Gas |  |  |  | 2003.0 | Evergy Metro | U.S. Energy Information Administration | http://www.eia.gov/electricity/data/browser/ | U.S. Energy Information Administration | 51826 | 2019 | 23.643 | 34.444 | 34.974000000000004 | 12.166 | 9.856 | 44.502 | 134.606 | U.S. Energy Information Administration |  |  |  |  | 1438.81 | NO-ESTIMATION | SOLAR-V1 | SOLAR-V1 | SOLAR-V1 | SOLAR-V1
USA | United States of America | Ralph Green |  | USA0002092 | 85 | 38.7876 | -94.2777 | Gas |  |  |  | 1981.0 | Evergy Missouri West | U.S. Energy Information Administration | http://www.eia.gov/electricity/data/browser/ | U.S. Energy Information Administration | 35804 | 2019 | 0.335 | 8.132 | 13.309000000000001 | 6.93 | 4.273 | 6.509 | 8.007 | U.S. Energy Information Administration |  |  |  |  | 299.75 | NO-ESTIMATION | NO-ESTIMATION | NO-ESTIMATION | NO-ESTIMATION | CAPACITY-FACTOR-V1
USA | United States of America | Roseville Energy Park |  | USA0056298 | 165 | 38.7928 | -121.3811 | Gas |  |  |  | 2007.0 | City of Roseville - (CA) | U.S. Energy Information Administration | http://www.eia.gov/electricity/data/browser/ | U.S. Energy Information Administration | 51987 | 2019 | 557.107 | 538.616 | 630.942 | 389.502 | 24.923 | 247.65000000000003 | 294.137 | U.S. Energy Information Administration |  |  |  |  | 581.87 | NO-ESTIMATION | NO-ESTIMATION | NO-ESTIMATION | NO-ESTIMATION | CAPACITY-FACTOR-V1
USA | United States of America | Dogwood Energy Facility |  | USA0055178 | 630 | 38.7931 | -94.3006 | Gas |  |  |  | 2001.4285714285713 | Dogwood Power Management LLC | U.S. Energy Information Administration | http://www.eia.gov/electricity/data/browser/ | U.S. Energy Information Administration | 46059 | 2019 | 938.857 | 1121.5230000000001 | 1409.4630000000002 | 1660.825 | 1133.3220000000001 | 2047.145 | 2420.523 | U.S. Energy Information Administration |  |  |  |  | 2221.69 | NO-ESTIMATION | NO-ESTIMATION | NO-ESTIMATION | NO-ESTIMATION | CAPACITY-FACTOR-V1
USA | United States of America | Lawrence County Station |  | USA0007948 | 402 | 38.8003 | -86.4511 | Gas |  |  |  | 2005.0 | Hoosier Energy R E C Inc | U.S. Energy Information Administration | http://www.eia.gov/electricity/data/browser/ | U.S. Energy Information Administration | 48402 | 2019 | 22.218 | 29.545 | 19.245 | 36.711 | 40.554 | 146.338 | 40.349 | U.S. Energy Information Administration |  |  |  |  | 1417.65 | NO-ESTIMATION | NO-ESTIMATION | NO-ESTIMATION | NO-ESTIMATION | CAPACITY-FACTOR-V1
USA | United States of America | Roseville Power Plant #2 |  | USA0007452 | 66 | 38.8107 | -121.3238 | Gas |  |  |  | 1986.0 | City of Roseville - (CA) | U.S. Energy Information Administration | http://www.eia.gov/electricity/data/browser/ | U.S. Energy Information Administration | 27944 | 2019 | 0.0 | 0.589 | 2.502 | 1.003 | 1.284 | 2.955 | 1.411 | U.S. Energy Information Administration |  |  |  |  | 232.74 | NO-ESTIMATION | NO-ESTIMATION | NO-ESTIMATION | NO-ESTIMATION | CAPACITY-FACTOR-V1
USA | United States of America | Gardner Energy Center |  | USA0007281 | 39.2 | 38.8308 | -94.8903 | Gas | Oil |  |  | 1989.9999999999998 | City of Gardner - (KS) | U.S. Energy Information Administration | http://www.eia.gov/electricity/data/browser/ | U.S. Energy Information Administration | 52938 | 2019 | 0.0 | 0.0 | 0.0 | 0.0 | 0.0 | 0.0 | 0.072 | U.S. Energy Information Administration |  |  |  |  | 138.23 | NO-ESTIMATION | NO-ESTIMATION | NO-ESTIMATION | NO-ESTIMATION | CAPACITY-FACTOR-V1
USA | United States of America | Greenwood (MO) |  | USA0006074 | 261.8 | 38.8615 | -94.2982 | Gas | Oil | Solar |  | 1976.9526355996943 | Evergy Missouri West | U.S. Energy Information Administration | http://www.eia.gov/electricity/data/browser/ | U.S. Energy Information Administration | 35791 | 2019 | 3.963 | 43.721000000000004 | 29.051000000000002 | 16.199 | 9.031 | 14.661000000000001 | 18.391 | U.S. Energy Information Administration |  |  |  |  | 923.23 | NO-ESTIMATION | NO-ESTIMATION | NO-ESTIMATION | NO-ESTIMATION | CAPACITY-FACTOR-V1
USA | United States of America | Fulton (MO) |  | USA0002126 | 33.2 | 38.8681 | -91.9478 | Gas | Oil |  |  | 1971.7289156626505 | City of Fulton - (MO) | U.S. Energy Information Administration | http://www.eia.gov/electricity/data/browser/ | U.S. Energy Information Administration | 20647 | 2019 | 0.0 | 0.448 | 0.0 | 0.27999999999999997 | 0.0 | 0.0 | 0.205 | U.S. Energy Information Administration |  |  |  |  | 117.07 | NO-ESTIMATION | NO-ESTIMATION | NO-ESTIMATION | NO-ESTIMATION | CAPACITY-FACTOR-V1
USA | United States of America | George Birdsall |  | USA0000493 | 61.1 | 38.8814 | -104.8169 | Gas | Oil |  |  | 1954.9443535188216 | City of Colorado Springs - (CO) | U.S. Energy Information Administration | http://www.eia.gov/electricity/data/browser/ | U.S. Energy Information Administration | 17059 | 2019 | 3.2800000000000002 | 8.037 | 2.5490000000000004 | 3.5999999999999996 | 4.630999999999999 | 0.0 | 10.372 | U.S. Energy Information Administration |  |  |  |  | 215.46 | NO-ESTIMATION | NO-ESTIMATION | NO-ESTIMATION | NO-ESTIMATION | CAPACITY-FACTOR-V1
USA | United States of America | AOC Capitol Power Plant |  | USA0063347 | 7.5 | 38.8827 | -77.0074 | Gas | Oil |  |  | 2018.0 | Architect of the Capitol Capitol Power Plant | U.S. Energy Information Administration | http://www.eia.gov/electricity/data/browser/ | U.S. Energy Information Administration |  | 2019 | [6 empty] | 57.0282 | U.S. Energy Information Administration |  |  |  |  | 26.44 | NO-ESTIMATION | NO-ESTIMATION | NO-ESTIMATION | NO-ESTIMATION | CAPACITY-FACTOR-V1
USA | United States of America | US GSA Heating and Transmission |  | USA0057788 | 10.8 | 38.8857 | -77.0284 | Gas | Oil |  |  | 2004.0 | US GSA Heating and Transmission | U.S. Energy Information Administration | http://www.eia.gov/electricity/data/browser/ | U.S. Energy Information Administration |  | 2019 | 0.0 | 0.0 | 22.750999999999998 | 23.673 | 0.0 | 0.0 | 25.8754 | U.S. Energy Information Administration |  |  |  |  | 38.08 | NO-ESTIMATION | NO-ESTIMATION | NO-ESTIMATION | NO-ESTIMATION | CAPACITY-FACTOR-V1
USA | United States of America | Sharon Spring |  | USA0001324 | 3 | 38.8906 | -101.7515 | Gas | Oil |  |  | 1962.5999999999997 | City of Sharon Springs - (KS) | U.S. Energy Information Administration | http://www.eia.gov/electricity/data/browser/ | U.S. Energy Information Administration | 32494 | 2019 | 0.08428 | 0.0 | 0.0 | 0.0 | 0.0 | 0.0 | 0 | U.S. Energy Information Administration |  |  |  |  | 10.57 | NO-ESTIMATION | NO-ESTIMATION | NO-ESTIMATION | NO-ESTIMATION | CAPACITY-FACTOR-V1
USA | United States of America | Russell Downtown |  | USA0001319 | 15.7 | 38.8933 | -98.8569 | Gas | Oil |  |  | 1984.254777070064 | City of Russell - (KS) | U.S. Energy Information Administration | http://www.eia.gov/electricity/data/browser/ | U.S. Energy Information Administration | 31802 | 2019 | 0.798 | 0.41000000000000003 | 0.04 | 0.225 | 0.04800000000000001 | 0.10500000000000001 | 0.116 | U.S. Energy Information Administration |  |  |  |  | 55.36 | NO-ESTIMATION | NO-ESTIMATION | NO-ESTIMATION | NO-ESTIMATION | CAPACITY-FACTOR-V1
USA | United States of America | Russell Energy Center |  | USA0007930 | 15 | 38.8997 | -98.8394 | Gas |  |  |  | 2002.0 | City of Russell - (KS) | U.S. Energy Information Administration | http://www.eia.gov/electricity/data/browser/ | U.S. Energy Information Administration | 57881 | 2019 | 0.0 | 0.0 | 0.0 | 0.0 | 0.0 | 0.0 | 1.229 | U.S. Energy Information Administration |  |  |  |  | 52.89 | NO-ESTIMATION | NO-ESTIMATION | NO-ESTIMATION | NO-ESTIMATION | CAPACITY-FACTOR-V1
USA | United States of America | Ross Hall Central Utility Plant |  | USA0063478 | 4.6 | 38.9002 | -77.0508 | Gas |  |  |  | 2015.9999999999998 | The George Washington University | U.S. Energy Information Administration | http://www.eia.gov/electricity/data/browser/ | U.S. Energy Information Administration |  | 2019 | [6 empty] | 27.2195 | U.S. Energy Information Administration |  |  |  |  | 16.22 | NO-ESTIMATION | NO-ESTIMATION | NO-ESTIMATION | NO-ESTIMATION | CAPACITY-FACTOR-V1
USA | United States of America | Goodman Energy Center |  | USA0056497 | 103.5 | 38.9303 | -99.3617 | Gas |  |  |  | 2010.1565217391303 | Midwest Energy Inc | U.S. Energy Information Administration | http://www.eia.gov/electricity/data/browser/ | U.S. Energy Information Administration | 57057 | 2019 | 28.229 | 42.027 | 52.517 | 161.591 | 106.869 | 168.63 | 103.269 | U.S. Energy Information Administration |  |  |  |  | 364.99 | NO-ESTIMATION | NO-ESTIMATION | NO-ESTIMATION | SOLAR-V1 | SOLAR-V1
USA | United States of America | MU Combined Heat and Power Plant |  | USA0050969 | 91.4 | 38.9461 | -92.3328 | Gas | Coal | Waste | Oil | 1989.6564551422323 | Curators of the University of Missouri | U.S. Energy Information Administration | http://www.eia.gov/electricity/data/browser/ | U.S. Energy Information Administration |  | 2019 | 0.0 | 0.0 | 0.0 | 0.0 | 0.0 | 0.0 | 190.272 | U.S. Energy Information Administration |  |  |  |  | 322.32 | NO-ESTIMATION | NO-ESTIMATION | NO-ESTIMATION | NO-ESTIMATION | CAPACITY-FACTOR-V1
USA | United States of America | Columbia (MO) |  | USA0002123 | 61.1 | 38.9646 | -92.3168 | Gas | Waste | Oil |  | 1976.4599018003278 | City of Columbia - (MO) | U.S. Energy Information Administration | http://www.eia.gov/electricity/data/browser/ | U.S. Energy Information Administration | 17095 | 2019 | 0.0 | 0.0 | 0.0 | 0.0 | 0.0 | 0.0 | 36.556 | U.S. Energy Information Administration |  |  |  |  | 215.46 | NO-ESTIMATION | NO-ESTIMATION | NO-ESTIMATION | NO-ESTIMATION | CAPACITY-FACTOR-V1
USA | United States of America | Warren County |  | USA0055939 | 1472.2 | 38.9717 | -78.1772 | Gas |  |  |  | 2015.0 | Virginia Electric & Power Co | U.S. Energy Information Administration | http://www.eia.gov/electricity/data/browser/ | U.S. Energy Information Administration | 50808 | 2019 |  |  | 0.0 | 0.0 | 0.0 | 0.0 | 8769.572 | U.S. Energy Information Administration |  |  |  |  | 5191.7 | NO-ESTIMATION | NO-ESTIMATION | NO-ESTIMATION | NO-ESTIMATION | CAPACITY-FACTOR-V1
USA | United States of America | UMCP CHP Plant |  | USA0056038 | 27.4 | 38.9858 | -76.9355 | Gas | Oil |  |  | 2003.0 | Trigen-Cinergy Solutions College Park | U.S. Energy Information Administration | http://www.eia.gov/electricity/data/browser/ | U.S. Energy Information Administration |  | 2019 | 0.0 | 150.72400100000002 | 154.72900099999998 | 155.738 | 93.63999999999999 | 84.773 | 69.872 | U.S. Energy Information Administration |  |  |  |  | 96.62 | HYDRO-V1 | HYDRO-V1 | HYDRO-V1 | HYDRO-V1 | HYDRO-V1
USA | United States of America | NIH Cogeneration Facility |  | USA0056668 | 28 | 39.0000 | -77.0939 | Gas |  |  |  | 2018.0 | Power Choice/Pepco Energy Serv | U.S. Energy Information Administration | http://www.eia.gov/electricity/data/browser/ | U.S. Energy Information Administration | 46830 | 2019 | 175.773 | 148.774 | 144.546 | 135.729 | 175.573 | 160.1 | 164.457 | U.S. Energy Information Administration |  |  |  |  | 98.74 | NO-ESTIMATION | NO-ESTIMATION | SOLAR-V1 | SOLAR-V1 | SOLAR-V1
USA | United States of America | Columbia Energy Center |  | USA0055447 | 162.8 | 39.0192 | -92.2629 | Gas |  |  |  | 2001.0000000000002 | City of Columbia - (MO) | U.S. Energy Information Administration | http://www.eia.gov/electricity/data/browser/ | U.S. Energy Information Administration | 47185 | 2019 | 29.017 | 6.487 | 11.005 | 2.729 | 8.108 | 7.817 | 6.856 | U.S. Energy Information Administration |  |  |  |  | 574.11 | NO-ESTIMATION | NO-ESTIMATION | NO-ESTIMATION | NO-ESTIMATION | CAPACITY-FACTOR-V1
USA | United States of America | Central Utility Plant at White Oak |  | USA0058207 | 54.3 | 39.0394 | -76.9825 | Gas | Oil |  |  | 2010.32044198895 | GSA Metropolitan Service Center | U.S. Energy Information Administration | http://www.eia.gov/electricity/data/browser/ | U.S. Energy Information Administration |  | 2019 | 74.89552 | 0.0 | 161.320421 | 102.15174 | 0.0 | 106.05386999999999 | 105.0684 | U.S. Energy Information Administration |  |  |  |  | 191.48 | NO-ESTIMATION | NO-ESTIMATION | NO-ESTIMATION | NO-ESTIMATION | CAPACITY-FACTOR-V1
USA | United States of America | Sutter Energy Center |  | USA0055112 | 636 | 39.0531 | -121.6959 | Gas |  |  |  | 2001.0 | Calpine Corp-Sutter | U.S. Energy Information Administration | http://www.eia.gov/electricity/data/browser/ | U.S. Energy Information Administration | 45543 | 2019 | 1042.203 | 1183.721 | 1253.546 | 0.0 | 0.0 | 589.517 | 653.073 | U.S. Energy Information Administration |  |  |  |  | 2242.85 | NO-ESTIMATION | NO-ESTIMATION | NO-ESTIMATION | NO-ESTIMATION | SOLAR-V1
USA | United States of America | Stonewall |  | USA0059004 | 812 | 39.0581 | -77.5450 | Gas |  |  |  | 2017.0 | Green Energy Partners LLC | U.S. Energy Information Administration | http://www.eia.gov/electricity/data/browser/ | U.S. Energy Information Administration |  | 2019 |  |  |  |  | 3291.6090000000004 | 4868.251 | 3957.679 | U.S. Energy Information Administration |  |  |  |  | 2863.51 | NO-ESTIMATION | NO-ESTIMATION | NO-ESTIMATION | SOLAR-V1 | SOLAR-V1
USA | United States of America | Osprey Point RES |  | USA0059255 | 13.2 | 39.0592 | -87.5061 | Gas |  |  |  | 2013.0 | Hoosier Energy R E C Inc | U.S. Energy Information Administration | http://www.eia.gov/electricity/data/browser/ | U.S. Energy Information Administration | 62489 | 2019 | 4.245 | 19.626 | 20.388 | 9.453 | 0.0 | 0.0 | 0 | U.S. Energy Information Administration |  |  |  |  | 46.54 | HYDRO-V1 | HYDRO-V1 | HYDRO-V1 | HYDRO-V1 | HYDRO-V1
USA | United States of America | Worthington Generation LLC |  | USA0055148 | 242 | 39.0708 | -87.0128 | Gas |  |  |  | 2000.0 | Hoosier Energy R E C Inc | U.S. Energy Information Administration | http://www.eia.gov/electricity/data/browser/ | U.S. Energy Information Administration |  | 2019 | 3.8850000000000002 | 6.5920000000000005 | 34.441 | 52.725 | 46.691 | 136.382 | 60.793 | U.S. Energy Information Administration |  |  |  |  | 853.41 | NO-ESTIMATION | NO-ESTIMATION | NO-ESTIMATION | NO-ESTIMATION | CAPACITY-FACTOR-V1
USA | United States of America | Higginsville |  | USA0002131 | 51.6 | 39.0733 | -93.7147 | Gas | Oil |  |  | 1993.9360465116279 | City of Higginsville - (MO) | U.S. Energy Information Administration | http://www.eia.gov/electricity/data/browser/ | U.S. Energy Information Administration | 22102 | 2019 | 0.263 | 0.185 | 0.6990000000000001 | 2.286 | 0.8410000000000001 | 6.642 | 5.19 | U.S. Energy Information Administration |  |  |  |  | 181.96 | NO-ESTIMATION | NO-ESTIMATION | NO-ESTIMATION | NO-ESTIMATION | CAPACITY-FACTOR-V1
USA | United States of America | Rolling Hills Generating |  | USA0055401 | 977.5 | 39.0839 | -82.3328 | Gas |  |  |  | 2003.0 | Rolling Hills Generating LLC | U.S. Energy Information Administration | http://www.eia.gov/electricity/data/browser/ | U.S. Energy Information Administration | 47879 | 2019 | 44.662 | 28.211000000000002 | 40.895 | 410.668 | 389.747 | 790.934 | 572.939 | U.S. Energy Information Administration |  |  |  |  | 3447.14 | NO-ESTIMATION | SOLAR-V1 | SOLAR-V1 | SOLAR-V1 | SOLAR-V1
USA | United States of America | Kaw |  | USA0001294 | 165.7 | 39.0867 | -94.6514 | Gas |  |  |  | 1958.3717561858782 | City of Kansas City - (KS) | U.S. Energy Information Administration | http://www.eia.gov/electricity/data/browser/ | U.S. Energy Information Administration |  | 2019 | [12 empty] | 584.34 | NO-ESTIMATION | NO-ESTIMATION | NO-ESTIMATION | NO-ESTIMATION | CAPACITY-FACTOR-V1
USA | United States of America | Lawrenceburg Power LLC |  | USA0055502 | 1232 | 39.0911 | -84.8669 | Gas |  |  |  | 2004.0 | Lawrenceburg Power LLC | U.S. Energy Information Administration | http://www.eia.gov/electricity/data/browser/ | U.S. Energy Information Administration | 46981 | 2019 | 2450.879 | 3316.582 | 6774.063 | 7610.9619999999995 | 7210.847 | 7129.285 | 7912.142 | U.S. Energy Information Administration |  |  |  |  | 4344.64 | WIND-V1 | WIND-V1 | WIND-V1 | WIND-V1 | WIND-V1
USA | United States of America | Blue Valley |  | USA0002132 | 115 | 39.0919 | -94.3261 | Gas | Oil |  |  | 1961.9565217391305 | City of Independence - (MO) | U.S. Energy Information Administration | http://www.eia.gov/electricity/data/browser/ | U.S. Energy Information Administration | 22963 | 2019 | 85.31599999999999 | 0.0 | 96.737 | 0.0 | 0.0 | 0.0 | 20.803 | U.S. Energy Information Administration |  |  |  |  | 405.54 | WIND-V1 | WIND-V1 | WIND-V1 | WIND-V1 | WIND-V1
USA | United States of America | Freedom Power Project |  | USA0007842 | 71 | 39.1033 | -88.8590 | Gas |  |  |  | 2000.0 | Southwestern Electric Coop Inc - (IL) | U.S. Energy Information Administration | http://www.eia.gov/electricity/data/browser/ | U.S. Energy Information Administration | 46110 | 2019 | 1.256 | 0.739 | 1.168 | 3.448 | 2.073 | 1.453 | 0.156 | U.S. Energy Information Administration |  |  |  |  | 250.38 | NO-ESTIMATION | NO-ESTIMATION | NO-ESTIMATION | NO-ESTIMATION | CAPACITY-FACTOR-V1
USA | United States of America | Station H |  | USA0002135 | 43 | 39.1067 | -94.3804 | Gas | Oil |  |  | 1973.1162790697674 | City of Independence - (MO) | U.S. Energy Information Administration | http://www.eia.gov/electricity/data/browser/ | U.S. Energy Information Administration |  | 2019 | 1.03 | 2.2279999999999998 | 4.647 | 5.87 | 4.099 | 9.799 | 9.363 | U.S. Energy Information Administration |  |  |  |  | 151.63 | HYDRO-V1 | HYDRO-V1 | HYDRO-V1 | HYDRO-V1 | HYDRO-V1
USA | United States of America | Feather River Energy Center |  | USA0055847 | 47 | 39.1093 | -121.6093 | Gas |  |  |  | 2003.0 | Calpine Corp-Yuba City | U.S. Energy Information Administration | http://www.eia.gov/electricity/data/browser/ | U.S. Energy Information Administration | 53795 | 2019 | 32.353 | 24.096 | 26.483 | 26.059 | 24.505 | 33.113 | 12.321 | U.S. Energy Information Administration |  |  |  |  | 165.74 | NO-ESTIMATION | NO-ESTIMATION | NO-ESTIMATION | NO-ESTIMATION | CAPACITY-FACTOR-V1
USA | United States of America | Grand Ave Plant |  | USA0058205 | 5 | 39.1119 | -94.5811 | Gas |  |  |  | 1991.0 | Veolia Energy Kansas City | U.S. Energy Information Administration | http://www.eia.gov/electricity/data/browser/ | U.S. Energy Information Administration |  | 2019 | 33.966 | 35.04 | 29.108 | 37.813 | 35.32 | 0.0 | 41.876 | U.S. Energy Information Administration |  |  |  |  | 17.63 | NO-ESTIMATION | NO-ESTIMATION | NO-ESTIMATION | NO-ESTIMATION | CAPACITY-FACTOR-V1
USA | United States of America | Minneapolis City of |  | USA0001307 | 9.1 | 39.1194 | -97.7086 | Gas | Oil |  |  | 1971.6153846153848 | City of Minneapolis - (KS) | U.S. Energy Information Administration | http://www.eia.gov/electricity/data/browser/ | U.S. Energy Information Administration |  | 2019 | 0.19200000000000003 | 0.31700000000000006 | 0.22300000000000003 | 0.28600000000000003 | 0.23199999999999998 | 0.259 | 0.184 | U.S. Energy Information Administration |  |  |  |  | 32.09 | HYDRO-V1 | HYDRO-V1 | HYDRO-V1 | HYDRO-V1 | HYDRO-V1
USA | United States of America | Marshall (MO) |  | USA0002144 | 30.8 | 39.1228 | -93.2064 | Gas | Oil |  |  | 1981.7402597402597 | City of Marshall - (MO) | U.S. Energy Information Administration | http://www.eia.gov/electricity/data/browser/ | U.S. Energy Information Administration | 25666 | 2019 | 0.0 | 0.15200000000000002 | 0.0 | 0.0 | 0.0 | 0.0 | 6.41 | U.S. Energy Information Administration |  |  |  |  | 108.61 | SOLAR-V1 | SOLAR-V1 | SOLAR-V1 | SOLAR-V1 | SOLAR-V1
USA | United States of America | Fort Churchill |  | USA0002330 | 230 | 39.1281 | -119.1322 | Gas |  |  |  | 1969.5 | Sierra Pacific Power Co | U.S. Energy Information Administration | http://www.eia.gov/electricity/data/browser/ | U.S. Energy Information Administration | 32665 | 2019 | 286.719 | 174.754 | 308.121 | 271.863 | 380.374 | 479.819 | 642.022 | U.S. Energy Information Administration |  |  |  |  | 811.09 | NO-ESTIMATION | NO-ESTIMATION | NO-ESTIMATION | NO-ESTIMATION | CAPACITY-FACTOR-V1
USA | United States of America | HP Hood CT |  | USA0059860 | 15 | 39.1325 | -78.1875 | Gas |  |  |  | 2015.0 | HP Hood LLC | U.S. Energy Information Administration | http://www.eia.gov/electricity/data/browser/ | U.S. Energy Information Administration |  | 2019 |  |  | 49.678000000000004 | 93.668 | 87.69200000000001 | 83.39 | 84.452 | U.S. Energy Information Administration |  |  |  |  | 52.89 | NO-ESTIMATION | NO-ESTIMATION | NO-ESTIMATION | NO-ESTIMATION | CAPACITY-FACTOR-V1
USA | United States of America | Central Utility Plant Cincinnati |  | USA0057908 | 47.2 | 39.1345 | -84.5094 | Gas | Oil |  |  | 2004.0 | University of Cincinnati | U.S. Energy Information Administration | http://www.eia.gov/electricity/data/browser/ | U.S. Energy Information Administration | 49944 | 2019 | 0.0 | 0.0 | 85.15002000000001 | 172.18586299999998 | 203.33465 | 196.11637900000002 | 199.244 | U.S. Energy Information Administration |  |  |  |  | 166.45 | NO-ESTIMATION | NO-ESTIMATION | NO-ESTIMATION | NO-ESTIMATION | CAPACITY-FACTOR-V1
USA | United States of America | Fruita |  | USA0000471 | 26.6 | 39.1364 | -108.7347 | Gas | Oil |  |  | 1973.0 | Public Service Co of Colorado | U.S. Energy Information Administration | http://www.eia.gov/electricity/data/browser/ | U.S. Energy Information Administration | 30852 | 2019 | 0.30200000000000005 | 0.129 | 0.135 | 0.258 | 0.17 |  | 1.302 | U.S. Energy Information Administration |  |  |  |  | 93.8 | WIND-V1 | WIND-V1 | WIND-V1 | WIND-V1 | WIND-V1
USA | United States of America | Greenleaf 2 Power Plant |  | USA0010349 | 49.5 | 39.1365 | -121.6397 | Gas |  |  |  | 1989.0 | Greenleaf Energy LLC | U.S. Energy Information Administration | http://www.eia.gov/electricity/data/browser/ | U.S. Energy Information Administration | 15382 | 2019 | 264.182 | 246.357 | 226.314 | 236.799 | 234.028 | 226.368 | 221.904 | U.S. Energy Information Administration |  |  |  |  | 174.56 | NO-ESTIMATION | NO-ESTIMATION | NO-ESTIMATION | NO-ESTIMATION | CAPACITY-FACTOR-V1
USA | United States of America | Yuba City Cogen Partners |  | USA0052186 | 49 | 39.1367 | -121.6398 | Gas |  |  |  | 1991.0 | Wellhead Energy LLC | U.S. Energy Information Administration | http://www.eia.gov/electricity/data/browser/ | U.S. Energy Information Administration | 33723 | 2019 | 22.584 | 28.703 | 24.579 | 14.245000000000001 | 28.267 | 10.599 | 3.722 | U.S. Energy Information Administration |  |  |  |  | 172.79 | NO-ESTIMATION | NO-ESTIMATION | NO-ESTIMATION | SOLAR-V1 | SOLAR-V1
USA | United States of America | Yuba City Energy Center |  | USA0055813 | 47.3 | 39.1392 | -121.6387 | Gas |  |  |  | 2002.0 | Calpine Corp-Yuba City | U.S. Energy Information Administration | http://www.eia.gov/electricity/data/browser/ | U.S. Energy Information Administration | 68626 | 2019 | 37.179 | 26.095 | 25.102 | 30.446 | 37.502 | 32.148 | 28.997 | U.S. Energy Information Administration |  |  |  |  | 166.8 | NO-ESTIMATION | NO-ESTIMATION | SOLAR-V1 | SOLAR-V1 | SOLAR-V1
USA | United States of America | Energy Center Dover |  | USA0010030 | 118 | 39.1495 | -75.5473 | Gas | Oil |  |  | 1998.5593220338983 | Energy Center Dover LLC | U.S. Energy Information Administration | http://www.eia.gov/electricity/data/browser/ | U.S. Energy Information Administration | 38159 | 2019 | 109.05300000000001 | 199.42600000000002 | 259.727 | 235.334 | 72.22668 | 93.314 | 103.374 | U.S. Energy Information Administration |  |  |  |  | 416.12 | NO-ESTIMATION | NO-ESTIMATION | NO-ESTIMATION | NO-ESTIMATION | CAPACITY-FACTOR-V1
USA | United States of America | Procter & Gamble Cincinnati Plant |  | USA0050456 | 12.5 | 39.1750 | -84.5042 | Gas |  |  |  | 1965.0 | Procter & Gamble Co | U.S. Energy Information Administration | http://www.eia.gov/electricity/data/browser/ | U.S. Energy Information Administration |  | 2019 | 39.503 | 33.03 | 28.938999999999997 | 20.040999999999997 | 0.0 | 0.0 | 12.923 | U.S. Energy Information Administration |  |  |  |  | 44.08 | NO-ESTIMATION | NO-ESTIMATION | NO-ESTIMATION | NO-ESTIMATION | CAPACITY-FACTOR-V1
USA | United States of America | McKee Run |  | USA0000599 | 113.6 | 39.1762 | -75.5466 | Gas | Oil |  |  | 1975.0 | NAES Corporation - (DE) | U.S. Energy Information Administration | http://www.eia.gov/electricity/data/browser/ | U.S. Energy Information Administration | 18754 | 2019 | 14.262 | 33.479 | 11.557000000000002 | 33.480999999999995 | 9.079 | 28.704 | 0.004 | U.S. Energy Information Administration |  |  |  |  | 400.6 | NO-ESTIMATION | NO-ESTIMATION | NO-ESTIMATION | NO-ESTIMATION | NO-ESTIMATION
USA | United States of America | Garrison Energy Center LLC |  | USA0057349 | 361 | 39.1872 | -75.4994 | Gas | Oil |  |  | 2015.0 | Garrison Energy Center LLC | U.S. Energy Information Administration | http://www.eia.gov/electricity/data/browser/ | U.S. Energy Information Administration |  | 2019 |  |  | 504.543002 | 1565.124007 | 1769.192986 | 1335.4021870000001 | 1723.655 | U.S. Energy Information Administration |  |  |  |  | 1273.06 | HYDRO-V1 | HYDRO-V1 | HYDRO-V1 | HYDRO-V1 | HYDRO-V1
USA | United States of America | Wamego |  | USA0001328 | 15.2 | 39.1992 | -96.3086 | Gas | Oil |  |  | 1985.9407894736837 | City of Wamego - (KS) | U.S. Energy Information Administration | http://www.eia.gov/electricity/data/browser/ | U.S. Energy Information Administration | 36250 | 2019 | 0.0 | -0.328 | -0.7330000000000001 | -0.746 | -0.6759999999999999 | -0.712 | -0.606 | U.S. Energy Information Administration |  |  |  |  | 53.6 | NO-ESTIMATION | NO-ESTIMATION | NO-ESTIMATION | NO-ESTIMATION | CAPACITY-FACTOR-V1
USA | United States of America | Limon Generating Station |  | USA0055504 | 154.2 | 39.2038 | -103.7005 | Gas | Oil |  |  | 2002.0 | Tri-State G & T Assn Inc | U.S. Energy Information Administration | http://www.eia.gov/electricity/data/browser/ | U.S. Energy Information Administration | 48093 | 2019 | 46.519 | 27.719 | 28.951999999999998 | 51.2 | 37.001 | 37.685 | 66.876 | U.S. Energy Information Administration |  |  |  |  | 543.78 | NO-ESTIMATION | NO-ESTIMATION | NO-ESTIMATION | NO-ESTIMATION | NO-ESTIMATION
USA | United States of America | Holland Energy Facility |  | USA0055334 | 702.1 | 39.2231 | -88.7584 | Gas |  |  |  | 2002.0000000000002 | NAES Corporation - (WA) | U.S. Energy Information Administration | http://www.eia.gov/electricity/data/browser/ | U.S. Energy Information Administration | 47005 | 2019 | 464.43 | 296.933 | 490.113 | 1372.906 | 703.537 | 852.889 | 1363.423 | U.S. Energy Information Administration |  |  |  |  | 2475.95 | NO-ESTIMATION | NO-ESTIMATION | NO-ESTIMATION | SOLAR-V1 | SOLAR-V1
USA | United States of America | MJMEUC Generating Station #1 |  | USA0056478 | 13.3 | 39.2511 | -91.6401 | Gas |  |  |  | 2007.0 | Missouri Jnt Muni.Pwr Elec. Ut. Comm. | U.S. Energy Information Administration | http://www.eia.gov/electricity/data/browser/ | U.S. Energy Information Administration |  | 2019 | 15.1459 | 110.83897999999999 | 107.69318 | 112.143 | 112.001 | 112.522 | 111.968 | U.S. Energy Information Administration |  |  |  |  | 46.9 | NO-ESTIMATION | NO-ESTIMATION | NO-ESTIMATION | NO-ESTIMATION | CAPACITY-FACTOR-V1
USA | United States of America | Westport |  | USA0001560 | 121.5 | 39.2660 | -76.6295 | Gas |  |  |  | 1969.0 | Constellation Power Source Gen | U.S. Energy Information Administration | http://www.eia.gov/electricity/data/browser/ | U.S. Energy Information Administration | 13956 | 2019 | 21.461000000000002 | 6.204 | 22.580000000000002 | 64.277 | 21.843 | 32.722 | 46.124 | U.S. Energy Information Administration |  |  |  |  | 428.46 | NO-ESTIMATION | NO-ESTIMATION | NO-ESTIMATION | NO-ESTIMATION | SOLAR-V1
USA | United States of America | Domino Sugar Baltimore |  | USA0054795 | 17.5 | 39.2744 | -76.5956 | Gas | Oil |  |  | 1982.4285714285713 | American Sugar Refining Inc. | U.S. Energy Information Administration | http://www.eia.gov/electricity/data/browser/ | U.S. Energy Information Administration | 13245 | 2019 | 45.964 | 49.268 | 51.268 | 45.583521000000005 | 48.88599200000001 | 48.878313000000006 | 46.055 | U.S. Energy Information Administration |  |  |  |  | 61.71 | NO-ESTIMATION | NO-ESTIMATION | NO-ESTIMATION | NO-ESTIMATION | CAPACITY-FACTOR-V1
USA | United States of America | Warren F Sam Beasley Generation Station |  | USA0007962 | 96 | 39.2792 | -75.6239 | Gas | Oil |  |  | 2007.3125 | Delaware Municipal Electric Corp | U.S. Energy Information Administration | http://www.eia.gov/electricity/data/browser/ | U.S. Energy Information Administration | 49811 | 2019 | 23.974000000000004 | 42.817 | 43.540000000000006 | 72.908 | 17.391000000000002 | 30.699 | 28.607 | U.S. Energy Information Administration |  |  |  |  | 338.54 | NO-ESTIMATION | SOLAR-V1 | SOLAR-V1 | SOLAR-V1 | SOLAR-V1
USA | United States of America | Energy Shelby County |  | USA0055237 | 483 | 39.2794 | -88.4772 | Gas |  |  |  | 2000.248447204969 | Shelby County Energy Center LLC | U.S. Energy Information Administration | http://www.eia.gov/electricity/data/browser/ | U.S. Energy Information Administration | 46144 | 2019 | 13.377 | 16.317 | 18.329 | 159.198 | 115.735 | 183.323 | 230.943 | U.S. Energy Information Administration |  |  |  |  | 1703.29 | HYDRO-V1 | HYDRO-V1 | HYDRO-V1 | HYDRO-V1 | HYDRO-V1
USA | United States of America | Inner Harbor East Heating |  | USA0056050 | 2.1 | 39.2837 | -76.5994 | Gas |  |  |  | 2004.0000000000002 | Trigen Inner Harbor East LLC | U.S. Energy Information Administration | http://www.eia.gov/electricity/data/browser/ | U.S. Energy Information Administration | 52455 | 2019 | 0.012740000000000001 | 0.003 | 0.006 | 0.0 | 0.0 | 0.011 | 0 | U.S. Energy Information Administration |  |  |  |  | 7.4 | NO-ESTIMATION | NO-ESTIMATION | NO-ESTIMATION | NO-ESTIMATION | CAPACITY-FACTOR-V1
USA | United States of America | Kansas City International |  | USA0006144 | 36 | 39.2973 | -94.6932 | Gas | Oil |  |  | 1977.0 | Evergy Missouri West | U.S. Energy Information Administration | http://www.eia.gov/electricity/data/browser/ | U.S. Energy Information Administration |  | 2019 | [12 empty] | 126.95 | WIND-V1 | WIND-V1 | WIND-V1 | WIND-V1 | WIND-V1
USA | United States of America | Audrain Generating Station |  | USA0055234 | 814.4 | 39.3092 | -91.5369 | Gas |  |  |  | 2001.0000000000005 | Union Electric Co - (MO) | U.S. Energy Information Administration | http://www.eia.gov/electricity/data/browser/ | U.S. Energy Information Administration | 46856 | 2019 | 23.054000000000002 | 2.422 | 1.897 | 20.022000000000002 | 33.017 | 50.473 | 18.748 | U.S. Energy Information Administration |  |  |  |  | 2871.97 | HYDRO-V1 | HYDRO-V1 | HYDRO-V1 | HYDRO-V1 | HYDRO-V1
USA | United States of America | Pleasants Energy LLC |  | USA0055349 | 344 | 39.3325 | -81.3642 | Gas | Oil |  |  | 2002.0 | Pleasants Energy LLC | U.S. Energy Information Administration | http://www.eia.gov/electricity/data/browser/ | U.S. Energy Information Administration | 26692 | 2019 | 112.02800500000001 | 378.055005 | 963.088996 | 486.058998 | 601.296003 | 695.107004 | 910.204 | U.S. Energy Information Administration |  |  |  |  | 1213.11 | NO-ESTIMATION | NO-ESTIMATION | NO-ESTIMATION | NO-ESTIMATION | SOLAR-V1
USA | United States of America | Goodland |  | USA0001280 | 18.7 | 39.3416 | -101.7052 | Gas | Oil |  |  | 1974.0641711229948 | City of Goodland - (KS) | U.S. Energy Information Administration | http://www.eia.gov/electricity/data/browser/ | U.S. Energy Information Administration | 21170 | 2019 | -1.3900000000000001 | -1.557 | -1.574 | -1.524 | -3.7729999999999997 | -3.894 | -3.675 | U.S. Energy Information Administration |  |  |  |  | 65.94 | NO-ESTIMATION | NO-ESTIMATION | NO-ESTIMATION | NO-ESTIMATION | WIND-V1
USA | United States of America | Carrollton |  | USA0002120 | 20.6 | 39.3515 | -93.5016 | Gas | Oil |  |  | 1969.4611650485433 | Carrollton Board of Public Wks | U.S. Energy Information Administration | http://www.eia.gov/electricity/data/browser/ | U.S. Energy Information Administration | 15646 | 2019 | 0.259 |  | -0.49200000000000005 | 0.043 | 0.0 | 0.0 | 0 | U.S. Energy Information Administration |  |  |  |  | 72.64 | HYDRO-V1 | HYDRO-V1 | HYDRO-V1 | HYDRO-V1 | HYDRO-V1
USA | United States of America | Hamilton Peaking |  | USA0007782 | 32 | 39.3528 | -84.5183 | Gas |  |  |  | 2000.0 | American Mun Power-Ohio Inc | U.S. Energy Information Administration | http://www.eia.gov/electricity/data/browser/ | U.S. Energy Information Administration |  | 2019 | 2.144 | 2.157 | 1.564 | 3.024 | 1.741 | 2.733 | 1.919 | U.S. Energy Information Administration |  |  |  |  | 112.84 | HYDRO-V1 | HYDRO-V1 | HYDRO-V1 | HYDRO-V1 | HYDRO-V1
USA | United States of America | Peno Creek |  | USA0007964 | 240 | 39.3531 | -91.2295 | Gas | Oil |  |  | 2002.0 | Union Electric Co - (MO) | U.S. Energy Information Administration | http://www.eia.gov/electricity/data/browser/ | U.S. Energy Information Administration | 49805 | 2019 | 0.0 | 0.0 | 0.0 | 0.0 | 0.0 | 0.0 | 64.525 | U.S. Energy Information Administration |  |  |  |  | 846.35 | HYDRO-V1 | HYDRO-V1 | HYDRO-V1 | HYDRO-V1 | HYDRO-V1
USA | United States of America | Hill City |  | USA0001285 | 6.9 | 39.3582 | -99.8417 | Gas | Oil |  |  | 1966.6376811594203 | City of Hill City | U.S. Energy Information Administration | http://www.eia.gov/electricity/data/browser/ | U.S. Energy Information Administration | 22141 | 2019 | 0.003 | 0.0 | 0.0 | 0.0 | 0.0 | 0.0 | 0.049 | U.S. Energy Information Administration |  |  |  |  | 24.33 | NO-ESTIMATION | NO-ESTIMATION | NO-ESTIMATION | NO-ESTIMATION | CAPACITY-FACTOR-V1
USA | United States of America | ACM - Midtown Thermal |  | USA0063483 | 5.5 | 39.3598 | -74.4342 | Gas | Oil |  |  | 2012.0 | ACM Energy LLC | U.S. Energy Information Administration | http://www.eia.gov/electricity/data/browser/ | U.S. Energy Information Administration |  | 2019 | [6 empty] | 46.92 | U.S. Energy Information Administration |  |  |  |  | 19.39 | WIND-V1 | WIND-V1 | WIND-V1 | WIND-V1 | WIND-V1
USA | United States of America | Colusa Generating Station |  | USA0056532 | 712.4 | 39.3661 | -122.2700 | Gas |  |  |  | 2011.0 | Pacific Gas & Electric Co. | U.S. Energy Information Administration | http://www.eia.gov/electricity/data/browser/ | U.S. Energy Information Administration | 55555 | 2019 | 2535.5280000000002 | 2480.83 | 3571.838 | 2909.398 | 2490.625 | 2986.3010000000004 | 3028.361 | U.S. Energy Information Administration |  |  |  |  | 2512.27 | WIND-V1 | WIND-V1 | WIND-V1 | WIND-V1 | WIND-V1
USA | United States of America | ACB Energy Parntners LLC - MTF Cogen |  | USA0062492 | 7.5 | 39.3733 | -74.4369 | Gas |  |  |  | 2011.0 | ACB Energy Partners LLC | U.S. Energy Information Administration | http://www.eia.gov/electricity/data/browser/ | U.S. Energy Information Administration |  | 2019 | [6 empty] | 61.758 | U.S. Energy Information Administration |  |  |  |  | 26.44 | NO-ESTIMATION | WIND-V1 | WIND-V1 | WIND-V1 | WIND-V1
USA | United States of America | Clay Center |  | USA0001270 | 29.9 | 39.3740 | -97.1272 | Gas | Oil |  |  | 1980.0334448160534 | City of Clay Center - (KS) | U.S. Energy Information Administration | http://www.eia.gov/electricity/data/browser/ | U.S. Energy Information Administration | 16685 | 2019 | 0.0 | 0.0 | 0.0 | 0.0 | -1.167 | -0.808 | -0.263 | U.S. Energy Information Administration |  |  |  |  | 105.44 | NO-ESTIMATION | NO-ESTIMATION | NO-ESTIMATION | NO-ESTIMATION | CAPACITY-FACTOR-V1
USA | United States of America | Cumberland (NJ) |  | USA0005083 | 231.2 | 39.3757 | -74.9654 | Gas | Oil |  |  | 2000.8313148788927 | Calpine New Jersey Generation LLC | U.S. Energy Information Administration | http://www.eia.gov/electricity/data/browser/ | U.S. Energy Information Administration | 13704 | 2019 | 0.0 | 0.0 | 106.103 | 115.964 | 174.724002 | 198.482001 | 95.695 | U.S. Energy Information Administration |  |  |  |  | 815.32 | NO-ESTIMATION | WIND-V1 | WIND-V1 | WIND-V1 | WIND-V1
USA | United States of America | Sugar Creek Power |  | USA0055364 | 619.4 | 39.3931 | -87.5108 | Gas |  |  |  | 2002.3438811753308 | Northern Indiana Pub Serv Co | U.S. Energy Information Administration | http://www.eia.gov/electricity/data/browser/ | U.S. Energy Information Administration | 47280 | 2019 | 2489.196 | 2421.011 | 3340.22 | 3835.26 | 3602.719 | 2939.593 | 3717.06 | U.S. Energy Information Administration |  |  |  |  | 2184.31 | HYDRO-V1 | HYDRO-V1 | HYDRO-V1 | HYDRO-V1 | HYDRO-V1
USA | United States of America | APG Combined Heat and Power Plant |  | USA0061282 | 7.9 | 39.3975 | -76.2991 | Gas | Oil |  |  | 2017.0 | US Dept of Army Garrison APG | U.S. Energy Information Administration | http://www.eia.gov/electricity/data/browser/ | U.S. Energy Information Administration |  | 2019 |  |  |  | 16.112000000000002 | 50.523 | 0.0 | 55.309 | U.S. Energy Information Administration |  |  |  |  | 27.85 | HYDRO-V1 | HYDRO-V1 | HYDRO-V1 | HYDRO-V1 | HYDRO-V1
USA | United States of America | Colby |  | USA0001225 | 16 | 39.4030 | -101.0382 | Gas |  |  |  | 1970.0 | Midwest Energy Inc | U.S. Energy Information Administration | http://www.eia.gov/electricity/data/browser/ | U.S. Energy Information Administration | 26393 | 2019 | 0.0 | 0.0 | 0.0 | 0.0 | 0.0 | 0.0 | 0.079 | U.S. Energy Information Administration |  |  |  |  | 56.42 | HYDRO-V1 | HYDRO-V1 | HYDRO-V1 | HYDRO-V1 | HYDRO-V1
USA | United States of America | Hamilton (OH) |  | USA0002917 | 126.9 | 39.4098 | -84.5543 | Gas | Coal |  |  | 1967.9062253743105 | City of Hamilton - (OH) | U.S. Energy Information Administration | http://www.eia.gov/electricity/data/browser/ | U.S. Energy Information Administration |  | 2019 | 61.373 | 55.628 | -4.946000000000001 | -2.792 | -2.068 | 0.72 | 2.264 | U.S. Energy Information Administration |  |  |  |  | 447.51 | NO-ESTIMATION | NO-ESTIMATION | NO-ESTIMATION | NO-ESTIMATION | CAPACITY-FACTOR-V1
USA | United States of America | Notch Cliff |  | USA0001555 | 144 | 39.4217 | -76.5087 | Gas |  |  |  | 1969.0 | Constellation Power Source Gen | U.S. Energy Information Administration | http://www.eia.gov/electricity/data/browser/ | U.S. Energy Information Administration | 13947 | 2019 | 17.955000000000002 | 7.43 | 22.747 | 35.438 | 16.316 | 26.694 | 43.575 | U.S. Energy Information Administration |  |  |  |  | 507.81 | NO-ESTIMATION | NO-ESTIMATION | NO-ESTIMATION | NO-ESTIMATION | CAPACITY-FACTOR-V1
USA | United States of America | Clayville |  | USA0058235 | 73 | 39.4244 | -75.0200 | Gas |  |  |  | 2015.0 | City of Vineland - (NJ) | U.S. Energy Information Administration | http://www.eia.gov/electricity/data/browser/ | U.S. Energy Information Administration | 53434 | 2019 |  |  | 3.273 | 129.55 | 100.97 | 83.311 | 78.859 | U.S. Energy Information Administration |  |  |  |  | 257.43 | HYDRO-V1 | HYDRO-V1 | HYDRO-V1 | HYDRO-V1 | HYDRO-V1
USA | United States of America | Stockton |  | USA0001327 | 6 | 39.4362 | -99.2779 | Gas | Oil |  |  | 1963.4833333333336 | City of Stockton - (KS) | U.S. Energy Information Administration | http://www.eia.gov/electricity/data/browser/ | U.S. Energy Information Administration | 33737 | 2019 | -0.07800000000000001 | -0.135 | -0.137 | -0.13 | -0.14200000000000002 | -0.15200000000000002 | -0.151 | U.S. Energy Information Administration |  |  |  |  | 21.15 | WIND-V1 | WIND-V1 | WIND-V1 | WIND-V1 | WIND-V1
USA | United States of America | Perryman |  | USA0001556 | 492.3 | 39.4428 | -76.2218 | Gas | Oil |  |  | 1993.2858013406458 | Constellation Power Source Gen | U.S. Energy Information Administration | http://www.eia.gov/electricity/data/browser/ | U.S. Energy Information Administration | 13950 | 2019 | 93.28699999999999 | 116.87 | 430.178997 | 552.785998 | 228.43600200000003 | 270.954003 | 203.102 | U.S. Energy Information Administration |  |  |  |  | 1736.09 | NO-ESTIMATION | NO-ESTIMATION | NO-ESTIMATION | NO-ESTIMATION | CAPACITY-FACTOR-V1
USA | United States of America | Woodsdale |  | USA0007158 | 571.8 | 39.4492 | -84.4611 | Gas | Oil |  |  | 1992.1666666666667 | Duke Energy Kentucky Inc | U.S. Energy Information Administration | http://www.eia.gov/electricity/data/browser/ | U.S. Energy Information Administration | 16331 | 2019 | 0.0 | 0.0 | 0.0 | 0.0 | 0.0 | 0.0 | 138.225 | U.S. Energy Information Administration |  |  |  |  | 2016.45 | WIND-V1 | WIND-V1 | WIND-V1 | WIND-V1 | WIND-V1
USA | United States of America | Sherman Avenue |  | USA0007288 | 112.8 | 39.4510 | -75.0578 | Gas | Oil |  |  | 1991.0 | Calpine New Jersey Generation LLC | U.S. Energy Information Administration | http://www.eia.gov/electricity/data/browser/ | U.S. Energy Information Administration | 13711 | 2019 | 0.0 | 0.0 | 0.0 | 0.0 | 0.0 | 0.0 | 24.263 | U.S. Energy Information Administration |  |  |  |  | 397.78 | NO-ESTIMATION | NO-ESTIMATION | NO-ESTIMATION | NO-ESTIMATION | CAPACITY-FACTOR-V1
USA | United States of America | Madison |  | USA0055110 | 692 | 39.4522 | -84.4647 | Gas |  |  |  | 2000.0 | Duke Energy Indiana LLC | U.S. Energy Information Administration | http://www.eia.gov/electricity/data/browser/ | U.S. Energy Information Administration | 45644 | 2019 | 235.773 | 127.941 | 314.598 | 446.422 | 314.485 | 541.948 | 334.086 | U.S. Energy Information Administration |  |  |  |  | 2440.33 | NO-ESTIMATION | NO-ESTIMATION | NO-ESTIMATION | NO-ESTIMATION | SOLAR-V1
USA | United States of America | Carlls Corner |  | USA0002379 | 83.8 | 39.4547 | -75.2014 | Gas | Oil |  |  | 1973.0 | Calpine New Jersey Generation LLC | U.S. Energy Information Administration | http://www.eia.gov/electricity/data/browser/ | U.S. Energy Information Administration | 13703 | 2019 | 0.0 | 0.0 | 0.0 | 0.0 | 0.0 | 0.0 | 5.911 | U.S. Energy Information Administration |  |  |  |  | 295.52 | WIND-V1 | WIND-V1 | WIND-V1 | WIND-V1 | WIND-V1
USA | United States of America | Middletown Energy Center |  | USA0059326 | 543.9 | 39.4650 | -84.3478 | Gas |  |  |  | 2018.0 | NTE Ohio LLC | U.S. Energy Information Administration | http://www.eia.gov/electricity/data/browser/ | U.S. Energy Information Administration |  | 2019 | [5 empty] | 2255.806 | 3329.496 | U.S. Energy Information Administration |  |  |  |  | 1918.06 | WIND-V1 | WIND-V1 | WIND-V1 | WIND-V1 | WIND-V1
USA | United States of America | Dicks Creek |  | USA0002831 | 159.1 | 39.4650 | -84.3778 | Gas |  |  |  | 1966.4858579509742 | Vistra Energy Dicks Creek | U.S. Energy Information Administration | http://www.eia.gov/electricity/data/browser/ | U.S. Energy Information Administration | 16322 | 2019 | 0.372 | 0.0 | 0.0 | 0.0 | 0.0 | 0.0 | 5.245 | U.S. Energy Information Administration |  |  |  |  | 561.06 | NO-ESTIMATION | NO-ESTIMATION | NO-ESTIMATION | NO-ESTIMATION | CAPACITY-FACTOR-V1
USA | United States of America | Middletown Coke Company LLC |  | USA0057822 | 67 | 39.4722 | -84.4014 | Gas |  |  |  | 2012.0 | SunCoke Energy Inc. | U.S. Energy Information Administration | http://www.eia.gov/electricity/data/browser/ | U.S. Energy Information Administration | 66036 | 2019 | 0.0 | 0.0 | 0.0 | 0.0 | 0.0 | 0.0 | 309.687 | U.S. Energy Information Administration |  |  |  |  | 236.27 | NO-ESTIMATION | NO-ESTIMATION | NO-ESTIMATION | NO-ESTIMATION | NO-ESTIMATION
USA | United States of America | Eagle Valley (IN) |  | USA0000991 | 644 | 39.4852 | -86.4183 | Gas |  |  |  | 2018.0 | Indianapolis Power & Light Co | U.S. Energy Information Administration | http://www.eia.gov/electricity/data/browser/ | U.S. Energy Information Administration |  | 2019 | 479.145999 | 745.060003 | 229.52799900000002 | 0.0 |  | 2637.6369999999997 | 5100.791 | U.S. Energy Information Administration |  |  |  |  | 2271.06 | WIND-V1 | WIND-V1 | WIND-V1 | WIND-V1 | WIND-V1
USA | United States of America | Howard Down |  | USA0002434 | 68.2 | 39.4889 | -75.0347 | Gas | Oil |  |  | 2011.9999999999998 | City of Vineland - (NJ) | U.S. Energy Information Administration | http://www.eia.gov/electricity/data/browser/ | U.S. Energy Information Administration |  | 2019 | 0.0 | 0.0 | 0.0 | 0.0 | 0.0 | 0.0 | 80.373 | U.S. Energy Information Administration |  |  |  |  | 240.5 | WIND-V1 | WIND-V1 | WIND-V1 | WIND-V1 | WIND-V1
USA | United States of America | Oroville Cogeneration LP |  | USA0054477 | 7.7 | 39.4920 | -121.5628 | Gas |  |  |  | 1990.0000000000002 | Oroville Cogeneration LP | U.S. Energy Information Administration | http://www.eia.gov/electricity/data/browser/ | U.S. Energy Information Administration |  | 2019 | 0.0 | 0.23500000000000001 | 1.5290000000000001 | 0.135 | 0.41300000000000003 | 0.156 | 0.138 | U.S. Energy Information Administration |  |  |  |  | 27.15 | HYDRO-V1 | HYDRO-V1 | HYDRO-V1 | HYDRO-V1 | HYDRO-V1
USA | United States of America | Rifle Generating Station |  | USA0010755 | 84 | 39.5173 | -107.7299 | Gas |  |  |  | 1987.0 | Tri-State G & T Assn Inc | U.S. Energy Information Administration | http://www.eia.gov/electricity/data/browser/ | U.S. Energy Information Administration | 17046 | 2019 | 22.078 | 8.416 | 0.0 | 1.804 | 1.532 | 7.156 | 18.553 | U.S. Energy Information Administration |  |  |  |  | 296.22 | SOLAR-V1 | SOLAR-V1 | SOLAR-V1 | SOLAR-V1 | SOLAR-V1
USA | United States of America | Wabash Valley Power IGCC |  | USA0057842 | 192 | 39.5300 | -87.4247 | Gas |  |  |  | 1995.0 | Wabash Valley Power Assn Inc | U.S. Energy Information Administration | http://www.eia.gov/electricity/data/browser/ | U.S. Energy Information Administration |  | 2019 | 1577.2819670000003 | 1285.479 | 1223.856005 | 540.994004 | 48.88 | 85.69686 | 77.628 | U.S. Energy Information Administration |  |  |  |  | 677.08 | NO-ESTIMATION | NO-ESTIMATION | NO-ESTIMATION | NO-ESTIMATION | NO-ESTIMATION
USA | United States of America | Waterford Power LLC |  | USA0055503 | 921.6 | 39.5333 | -81.7178 | Gas |  |  |  | 2003.0 | Waterford Power LLC | U.S. Energy Information Administration | http://www.eia.gov/electricity/data/browser/ | U.S. Energy Information Administration |  | 2019 | 3839.02 | 3923.031 | 6151.587 | 6543.375 | 6000.227 | 6180.696 | 6059.414 | U.S. Energy Information Administration |  |  |  |  | 3250.01 | NO-ESTIMATION | NO-ESTIMATION | NO-ESTIMATION | NO-ESTIMATION | CAPACITY-FACTOR-V1
USA | United States of America | Western 102 Power Plant |  | USA0056500 | 118.6 | 39.5603 | -119.5108 | Gas | Solar |  |  | 2006.016863406407 | Nevada Gold Mines | U.S. Energy Information Administration | http://www.eia.gov/electricity/data/browser/ | U.S. Energy Information Administration |  | 2019 | 250.56 | 240.964 | 304.75 | 280.397 | 293.789 | 332.233 | 312.236 | U.S. Energy Information Administration |  |  |  |  | 418.24 | NO-ESTIMATION | NO-ESTIMATION | NO-ESTIMATION | NO-ESTIMATION | CAPACITY-FACTOR-V1
USA | United States of America | Tracy |  | USA0002336 | 1032.9 | 39.5625 | -119.5250 | Gas |  |  |  | 2000.273017717107 | Sierra Pacific Power Co | U.S. Energy Information Administration | http://www.eia.gov/electricity/data/browser/ | U.S. Energy Information Administration | 32673¦64318 | 2019 | 3423.171 | 0.0 | 3345.468 | 4026.9700000000003 | 3903.35 | 4382.247 | 4248.303 | U.S. Energy Information Administration |  |  |  |  | 3642.51 | NO-ESTIMATION | NO-ESTIMATION | NO-ESTIMATION | NO-ESTIMATION | SOLAR-V1
USA | United States of America | Alsey |  | USA0007818 | 173 | 39.5698 | -90.4360 | Gas | Oil |  |  | 2003.9942196531792 | Prairie Power Inc | U.S. Energy Information Administration | http://www.eia.gov/electricity/data/browser/ | U.S. Energy Information Administration | 47105 | 2019 | 0.0 | 2.4170000000000003 | 10.296 | 7.713000000000001 | 16.103 | 21.066 | 15.027 | U.S. Energy Information Administration |  |  |  |  | 610.08 | HYDRO-V1 | HYDRO-V1 | HYDRO-V1 | HYDRO-V1 | HYDRO-V1
USA | United States of America | Washington Energy Facility |  | USA0055397 | 714.9 | 39.5800 | -81.6564 | Gas |  |  |  | 2001.9999999999998 | Dynegy Washington Energy Facility | U.S. Energy Information Administration | http://www.eia.gov/electricity/data/browser/ | U.S. Energy Information Administration |  | 2019 | 4014.294 | 4345.118 | 4869.157 | 4376.341 | 4034.992 | 4649.717000000001 | 5060.389 | U.S. Energy Information Administration |  |  |  |  | 2521.09 | NO-ESTIMATION | NO-ESTIMATION | NO-ESTIMATION | NO-ESTIMATION | CAPACITY-FACTOR-V1
USA | United States of America | Delaware City Plant |  | USA0052193 | 324 | 39.5871 | -75.6343 | Gas |  |  |  | 1982.9475308641975 | Delaware City Refining Company LLC | U.S. Energy Information Administration | http://www.eia.gov/electricity/data/browser/ | U.S. Energy Information Administration | 49228 | 2019 | 958.505001 | 865.156 | 1204.7349980000001 | 1272.569 | 1148.131002 | 1060.949002 | 1322.043 | U.S. Energy Information Administration |  |  |  |  | 1142.58 | NO-ESTIMATION | NO-ESTIMATION | NO-ESTIMATION | SOLAR-V1 | SOLAR-V1
USA | United States of America | Yankee Street |  | USA0002854 | 126.6 | 39.6030 | -84.2047 | Gas | Oil | Solar |  | 1969.9091627172197 | Kimura Power LLC | U.S. Energy Information Administration | http://www.eia.gov/electricity/data/browser/ | U.S. Energy Information Administration | 18125 | 2019 | 0.0 | 0.0 | 0.0 | 1.5630000000000002 | 2.118 | 7.331 | 6.414 | U.S. Energy Information Administration |  |  |  |  | 446.45 | NO-ESTIMATION | NO-ESTIMATION | NO-ESTIMATION | NO-ESTIMATION | CAPACITY-FACTOR-V1
USA | United States of America | O H Hutchings |  | USA0002848 | 32.6 | 39.6088 | -84.2921 | Gas | Oil |  |  | 1968.0 | Kimura Power LLC | U.S. Energy Information Administration | http://www.eia.gov/electricity/data/browser/ | U.S. Energy Information Administration | 18118 | 2019 | 0.0 | -4.902 | 0.0 | 0.0 | 0.0 | 0.0 | -0.63 | U.S. Energy Information Administration |  |  |  |  | 114.96 | NO-ESTIMATION | NO-ESTIMATION | NO-ESTIMATION | NO-ESTIMATION | NO-ESTIMATION
USA | United States of America | Red Lion Energy Center |  | USA0058433 | 25 | 39.6101 | -75.6297 | Gas |  |  |  | 2013.0 | Diamond State Generation Partners LLC | U.S. Energy Information Administration | http://www.eia.gov/electricity/data/browser/ | U.S. Energy Information Administration | 67147 | 2019 | 86.426 |  | 204.11 | 205.457 | 205.733 | 203.117 | 194.531 | U.S. Energy Information Administration |  |  |  |  | 88.16 | NO-ESTIMATION | NO-ESTIMATION | NO-ESTIMATION | NO-ESTIMATION | CAPACITY-FACTOR-V1
USA | United States of America | Clifton |  | USA0008037 | 87.5 | 39.6125 | -97.2778 | Gas | Oil |  |  | 1974.9714285714285 | Sunflower Electric Power Corp | U.S. Energy Information Administration | http://www.eia.gov/electricity/data/browser/ | U.S. Energy Information Administration | 35787 | 2019 | 7.44 | 2.2600000000000002 | 2.371 | 3.66 | 2.682 | 8.063 | 5.103 | U.S. Energy Information Administration |  |  |  |  | 308.56 | HYDRO-V1 | HYDRO-V1 | HYDRO-V1 | HYDRO-V1 | HYDRO-V1
USA | United States of America | American Gypsum Cogeneration |  | USA0054630 | 9.6 | 39.6486 | -106.9494 | Gas | Oil |  |  | 1990.0 | Eagle Materials Co LLC | U.S. Energy Information Administration | http://www.eia.gov/electricity/data/browser/ | U.S. Energy Information Administration | 46664 | 2019 | 16.218999999999998 | 17.857 | 18.598000000000003 | 19.535 | 20.182000000000002 | 18.823 | 20.646 | U.S. Energy Information Administration |  |  |  |  | 33.85 | NO-ESTIMATION | NO-ESTIMATION | NO-ESTIMATION | SOLAR-V1 | SOLAR-V1
USA | United States of America | Brookside Newark |  | USA0058110 | 2.6 | 39.6689 | -75.7161 | Gas |  |  |  | 2011.9999999999998 | Diamond State Generation Partners LLC | U.S. Energy Information Administration | http://www.eia.gov/electricity/data/browser/ | U.S. Energy Information Administration | 67148 | 2019 | 18.427 |  | 22.936 | 22.134 | 21.819 | 22.137 | 19.245 | U.S. Energy Information Administration |  |  |  |  | 9.16 | NO-ESTIMATION | NO-ESTIMATION | NO-ESTIMATION | NO-ESTIMATION | CAPACITY-FACTOR-V1
USA | United States of America | Arapahoe Combustion Turbine Project |  | USA0055200 | 194 | 39.6692 | -105.0018 | Gas |  |  |  | 2000.5340206185565 | SWG Arapahoe LLC | U.S. Energy Information Administration | http://www.eia.gov/electricity/data/browser/ | U.S. Energy Information Administration |  | 2019 | 21.504 | 192.959 | 118.302 | 59.277 | 184.22899999999998 | 250.56 | 208.361 | U.S. Energy Information Administration |  |  |  |  | 684.14 | NO-ESTIMATION | NO-ESTIMATION | NO-ESTIMATION | NO-ESTIMATION | CAPACITY-FACTOR-V1
USA | United States of America | Harding Street |  | USA0000990 | 1064.7 | 39.7113 | -86.1969 | Gas | Oil | Storage |  | 1978.9939889170657 | Indianapolis Power & Light Co | U.S. Energy Information Administration | http://www.eia.gov/electricity/data/browser/ | U.S. Energy Information Administration | 23038 | 2019 | 4189.063025 | 3847.897 | 3290.3939980000005 | 0.0 | 0.0 | 0.0 | 1027.98 | U.S. Energy Information Administration |  |  |  |  | 3754.65 | NO-ESTIMATION | NO-ESTIMATION | NO-ESTIMATION | NO-ESTIMATION | CAPACITY-FACTOR-V1
USA | United States of America | Darby Power LLC |  | USA0055247 | 564 | 39.7139 | -83.1778 | Gas | Oil |  |  | 2001.3333333333333 | Darby Power LLC | U.S. Energy Information Administration | http://www.eia.gov/electricity/data/browser/ | U.S. Energy Information Administration |  | 2019 | 46.323 | 0.0 | 0.0 | 68.101 | 145.48500200000004 | 108.65099900000001 | 389.751 | U.S. Energy Information Administration |  |  |  |  | 1988.94 | HYDRO-V1 | HYDRO-V1 | HYDRO-V1 | HYDRO-V1 | HYDRO-V1
USA | United States of America | Essential Power Rock Springs LLC |  | USA0007835 | 772.6 | 39.7190 | -76.1598 | Gas |  |  |  | 2003.0 | Essential Power Rock Springs LLC | U.S. Energy Information Administration | http://www.eia.gov/electricity/data/browser/ | U.S. Energy Information Administration | 28863 | 2019 | 315.336 | 317.28700000000003 | 821.789 | 875.117 | 479.577 | 436.851 | 76.846 | U.S. Energy Information Administration |  |  |  |  | 2724.57 | HYDRO-V1 | HYDRO-V1 | HYDRO-V1 | HYDRO-V1 | HYDRO-V1
USA | United States of America | Wildcat Point Generation Facility |  | USA0059220 | 1113.6 | 39.7194 | -76.1616 | Gas |  |  |  | 2018.0 | Old Dominion Electric Coop | U.S. Energy Information Administration | http://www.eia.gov/electricity/data/browser/ | U.S. Energy Information Administration |  | 2019 |  |  |  |  | 245.83789 | 3785.2650000000003 | 3351.02 | U.S. Energy Information Administration |  |  |  |  | 3927.1 | SOLAR-V1 | SOLAR-V1 | SOLAR-V1 | SOLAR-V1 | SOLAR-V1
USA | United States of America | Sierra Nevada Brewing Co Hybrid |  | USA0058585 | 4.2 | 39.7242 | -121.8153 | Gas | Solar | Storage |  | 2012.4761904761904 | Sierra Nevada Brewing Co | U.S. Energy Information Administration | http://www.eia.gov/electricity/data/browser/ | U.S. Energy Information Administration |  | 2019 | 10.877 | 9.49 | 4.969 | 9.632 | 10.46736 | 9.5548 | 9.908 | U.S. Energy Information Administration |  |  |  |  | 14.81 | NO-ESTIMATION | NO-ESTIMATION | NO-ESTIMATION | NO-ESTIMATION | CAPACITY-FACTOR-V1
USA | United States of America | Lake Road (MO) |  | USA0002098 | 278.4 | 39.7246 | -94.8773 | Gas | Oil | Other |  | 1969.9026580459772 | Evergy Missouri West | U.S. Energy Information Administration | http://www.eia.gov/electricity/data/browser/ | U.S. Energy Information Administration | 33505 | 2019 | 439.968999 | 247.561001 | 212.30499799999998 | 81.401 | -24.560005 | -12.116 | 21.253 | U.S. Energy Information Administration |  |  |  |  | 981.77 | NO-ESTIMATION | NO-ESTIMATION | NO-ESTIMATION | NO-ESTIMATION | CAPACITY-FACTOR-V1
USA | United States of America | Tait Electric Generating Station |  | USA0002847 | 680.6 | 39.7272 | -84.2111 | Gas | Oil |  |  | 1999.2295033793703 | Kimura Power LLC | U.S. Energy Information Administration | http://www.eia.gov/electricity/data/browser/ | U.S. Energy Information Administration | 18114 | 2019 | 20.91 | 13.6 | 46.184 | 173.81100200000003 | 75.515 | 0.0 | 856.351 | U.S. Energy Information Administration |  |  |  |  | 2400.13 | NO-ESTIMATION | NO-ESTIMATION | NO-ESTIMATION | NO-ESTIMATION | CAPACITY-FACTOR-V1
USA | United States of America | York Energy Center |  | USA0055524 | 1449.4 | 39.7375 | -76.3067 | Gas | Oil |  |  | 2015.9090658203395 | Calpine Mid-Merit LLC | U.S. Energy Information Administration | http://www.eia.gov/electricity/data/browser/ | U.S. Energy Information Administration | 56701 | 2019 | 0.0 | 2537.263961 | 1976.5700430000002 | 1552.4010390000003 | 1590.270971 | 1838.9099869999998 | 5340.5731 | U.S. Energy Information Administration |  |  |  |  | 5111.3 | NO-ESTIMATION | NO-ESTIMATION | NO-ESTIMATION | NO-ESTIMATION | CAPACITY-FACTOR-V1
USA | United States of America | Edge Moor |  | USA0000593 | 710.3 | 39.7389 | -75.5038 | Gas | Oil |  |  | 1969.1810502604535 | Calpine Mid-Atlantic Generation LLC | U.S. Energy Information Administration | http://www.eia.gov/electricity/data/browser/ | U.S. Energy Information Administration | 18228 | 2019 | 395.56199799999996 | 0.0 | 0.0 | 0.0 | 232.146002 | 312.965002 | 137.839 | U.S. Energy Information Administration |  |  |  |  | 2504.86 | NO-ESTIMATION | NO-ESTIMATION | NO-ESTIMATION | NO-ESTIMATION | SOLAR-V1
USA | United States of America | Hay Road |  | USA0007153 | 1193 | 39.7436 | -75.5072 | Gas | Oil |  |  | 1996.3453478625315 | Calpine Mid-Atlantic Generation LLC | U.S. Energy Information Administration | http://www.eia.gov/electricity/data/browser/ | U.S. Energy Information Administration | 18235 | 2019 | 0.0 | 0.0 | 4236.855008 | 3855.7340300000005 | 0.0 | 2751.210036 | 1473.851 | U.S. Energy Information Administration |  |  |  |  | 4207.1 | NO-ESTIMATION | NO-ESTIMATION | NO-ESTIMATION | NO-ESTIMATION | CAPACITY-FACTOR-V1
USA | United States of America | Gans |  | USA0055377 | 87.6 | 39.7475 | -79.8389 | Gas | Oil |  |  | 2000.0000000000002 | Gans Energy LLC | U.S. Energy Information Administration | http://www.eia.gov/electricity/data/browser/ | U.S. Energy Information Administration | 47249 | 2019 | 0.0 | 0.0 | 0.0 | 0.0 | 0.0 | 0.0 | 162.311 | U.S. Energy Information Administration |  |  |  |  | 308.92 | NO-ESTIMATION | NO-ESTIMATION | NO-ESTIMATION | NO-ESTIMATION | CAPACITY-FACTOR-V1
USA | United States of America | Axiall Natrium Plant |  | USA0050491 | 115.5 | 39.7475 | -80.8547 | Gas |  |  |  | 1961.8051948051948 | Westlake Chemical Natrium Plant | U.S. Energy Information Administration | http://www.eia.gov/electricity/data/browser/ | U.S. Energy Information Administration | 30601 | 2019 | 452.37716900000004 | 586.274681 | 556.065565 | 381.32457500000004 | 543.037172 | 377.231768 | 682.9097 | U.S. Energy Information Administration |  |  |  |  | 407.31 | NO-ESTIMATION | NO-ESTIMATION | NO-ESTIMATION | SOLAR-V1 | SOLAR-V1
USA | United States of America | Blue Spruce Energy Center |  | USA0055645 | 397.8 | 39.7479 | -104.6814 | Gas | Oil |  |  | 2003.0 | Public Service Co of Colorado | U.S. Energy Information Administration | http://www.eia.gov/electricity/data/browser/ | U.S. Energy Information Administration | 47813 | 2019 | 296.973004 | 300.21300499999995 | 402.09000000000003 | 181.944996 | 334.67400100000003 | 210.818004 | 427.876 | U.S. Energy Information Administration |  |  |  |  | 1402.83 | NO-ESTIMATION | NO-ESTIMATION | NO-ESTIMATION | NO-ESTIMATION | CAPACITY-FACTOR-V1
USA | United States of America | Macon Energy Center |  | USA0056127 | 10 | 39.7490 | -92.3845 | Gas |  |  |  | 2003.0 | City of Macon - (MO) | U.S. Energy Information Administration | http://www.eia.gov/electricity/data/browser/ | U.S. Energy Information Administration |  | 2019 | 61.835 | 86.677 | 65.298 | 76.09700000000001 | 76.408 | 86.94800000000001 | 86.228 | U.S. Energy Information Administration |  |  |  |  | 35.26 | WIND-V1 | WIND-V1 | WIND-V1 | WIND-V1 | WIND-V1
USA | United States of America | AGT001 Centerville Fuel Cell |  | USA0063700 | 1.3 | 39.7579 | -75.6221 | Gas |  |  |  | 2019.0000000000002 | 2016 ESA Project Company LLC | U.S. Energy Information Administration | http://www.eia.gov/electricity/data/browser/ | U.S. Energy Information Administration |  | 2019 | [6 empty] | 9.289 | U.S. Energy Information Administration |  |  |  |  | 4.58 | WIND-V1 | WIND-V1 | WIND-V1 | WIND-V1 | WIND-V1
USA | United States of America | Colorado Energy Nations Company |  | USA0010003 | 35 | 39.7606 | -105.2150 | Gas |  |  |  | 1980.2142857142858 | Colorado Energy Nations Company LLC | U.S. Energy Information Administration | http://www.eia.gov/electricity/data/browser/ | U.S. Energy Information Administration | 34972 | 2019 | 184.73098600000003 | 177.46824500000002 | 172.43051200000002 | 173.411937 | 0.0 | 0.0 | 161.2565 | U.S. Energy Information Administration |  |  |  |  | 123.42 | WIND-V1 | WIND-V1 | WIND-V1 | WIND-V1 | WIND-V1
USA | United States of America | Prairie Horizon Agri Energy |  | USA0058183 | 1.7 | 39.7611 | -99.3058 | Gas |  |  |  | 2006.0 | Prairie Horizon Agri Energy LLC | U.S. Energy Information Administration | http://www.eia.gov/electricity/data/browser/ | U.S. Energy Information Administration |  | 2019 | 4.13414 | 4.0061 | 1.649 | 0.20855 | 0.11349 | 2.4482800000000005 | 3.5075 | U.S. Energy Information Administration |  |  |  |  | 5.99 | WIND-V1 | WIND-V1 | WIND-V1 | WIND-V1 | WIND-V1
USA | United States of America | CC Perry K |  | USA0000992 | 23.4 | 39.7631 | -86.1667 | Gas | Oil | Other |  | 1939.9829059829065 | Citizens Thermal Energy | U.S. Energy Information Administration | http://www.eia.gov/electricity/data/browser/ | U.S. Energy Information Administration | 23042 | 2019 | 7.616141000000001 | 8.230730000000001 | 0.0 | 0.0 | 0.0 | 0.0 | 24.089 | U.S. Energy Information Administration |  |  |  |  | 82.51 | WIND-V1 | WIND-V1 | WIND-V1 | WIND-V1 | WIND-V1
USA | United States of America | Pedricktown Cogeneration Company LP |  | USA0010099 | 140.2 | 39.7668 | -75.4238 | Gas | Oil |  |  | 1992.0000000000002 | Pedricktown Cogeneration Company LP | U.S. Energy Information Administration | http://www.eia.gov/electricity/data/browser/ | U.S. Energy Information Administration | 29065 | 2019 | 0.0 | 225.068126 | 268.887883 | 170.687987 | 48.62319 | 46.90435000000001 | 4.849 | U.S. Energy Information Administration |  |  |  |  | 494.41 | HYDRO-V1 | HYDRO-V1 | HYDRO-V1 | HYDRO-V1 | HYDRO-V1
USA | United States of America | Chillicothe |  | USA0002122 | 90 | 39.7834 | -93.5641 | Gas | Oil |  |  | 1987.888888888889 | Chillicothe Municipal Utils | U.S. Energy Information Administration | http://www.eia.gov/electricity/data/browser/ | U.S. Energy Information Administration |  | 2019 | 0.40499999999999997 | 0.394 | 0.0 | 0.6030000000000001 | 0.502 | 3.02 | 5.216 | U.S. Energy Information Administration |  |  |  |  | 317.38 | NO-ESTIMATION | NO-ESTIMATION | NO-ESTIMATION | SOLAR-V1 | SOLAR-V1
USA | United States of America | Tuscola Station |  | USA0055245 | 6 | 39.7982 | -88.3498 | Gas |  |  |  | 2001.0 | DTE Tuscola LLC | U.S. Energy Information Administration | http://www.eia.gov/electricity/data/browser/ | U.S. Energy Information Administration |  | 2019 | 44.320206000000006 | 40.593999999999994 | 45.293837 | 0.0 | 0.0 | 0.0 | 27.5769 | U.S. Energy Information Administration |  |  |  |  | 21.15 | NO-ESTIMATION | NO-ESTIMATION | NO-ESTIMATION | NO-ESTIMATION | CAPACITY-FACTOR-V1
USA | United States of America | Marcus Hook Energy LP |  | USA0055801 | 836.1 | 39.8070 | -75.4216 | Gas |  |  |  | 2005.0000000000002 | Marcus Hook Energy LP | U.S. Energy Information Administration | http://www.eia.gov/electricity/data/browser/ | U.S. Energy Information Administration | 33905 | 2019 | 4593.0335 | 5089.9923 | 4526.102 | 5030.331983 | 5442.321 | 4132.590032 | 4470.434 | U.S. Energy Information Administration |  |  |  |  | 2948.5 | NO-ESTIMATION | NO-ESTIMATION | NO-ESTIMATION | NO-ESTIMATION | CAPACITY-FACTOR-V1
USA | United States of America | Cherokee |  | USA0000469 | 1006.4 | 39.8073 | -104.9645 | Gas |  |  |  | 1997.216216216216 | Public Service Co of Colorado | U.S. Energy Information Administration | http://www.eia.gov/electricity/data/browser/ | U.S. Energy Information Administration | 30846 | 2019 | 2873.768954 | 3075.3740270000003 | 3192.480004 | 4633.892998 | 4274.896992 | 3841.878044 | 3932.404 | U.S. Energy Information Administration |  |  |  |  | 3549.06 | NO-ESTIMATION | NO-ESTIMATION | NO-ESTIMATION | NO-ESTIMATION | CAPACITY-FACTOR-V1
USA | United States of America | Mickleton Station |  | USA0008008 | 71.2 | 39.8119 | -75.2490 | Gas |  |  |  | 1974.0000000000002 | Calpine New Jersey Generation LLC | U.S. Energy Information Administration | http://www.eia.gov/electricity/data/browser/ | U.S. Energy Information Administration | 13709 | 2019 | 6.538 | 13.737 | 3.275 | 6.102 | 11.955 | 5.021 | 0.059 | U.S. Energy Information Administration |  |  |  |  | 251.08 | NO-ESTIMATION | NO-ESTIMATION | SOLAR-V1 | SOLAR-V1 | SOLAR-V1
USA | United States of America | Forked River |  | USA0007138 | 76.8 | 39.8154 | -74.2098 | Gas | Oil |  |  | 1988.9999999999998 | Forked River Power LLC | U.S. Energy Information Administration | http://www.eia.gov/electricity/data/browser/ | U.S. Energy Information Administration | 23586 | 2019 | 4.24634 | 4.32768 | 5.446 | 11.658 | 7.274 | 8.651000000000002 | 6.293 | U.S. Energy Information Administration |  |  |  |  | 270.83 | NO-ESTIMATION | NO-ESTIMATION | NO-ESTIMATION | NO-ESTIMATION | CAPACITY-FACTOR-V1
USA | United States of America | Currant Creek |  | USA0056102 | 649 | 39.8214 | -111.8935 | Gas |  |  |  | 2005.4699537750384 | PacifiCorp | U.S. Energy Information Administration | http://www.eia.gov/electricity/data/browser/ | U.S. Energy Information Administration | 52004 | 2019 | 2360.014 | 2497.4390000000003 | 2257.1059999999998 | 1475.0500000000002 | 1193.242 | 2418.275 | 2917.516 | U.S. Energy Information Administration |  |  |  |  | 2288.69 | HYDRO-V1 | HYDRO-V1 | HYDRO-V1 | HYDRO-V1 | HYDRO-V1
USA | United States of America | Interstate |  | USA0007425 | 138.6 | 39.8233 | -89.5891 | Gas | Oil |  |  | 1997.0000000000002 | City of Springfield - (IL) | U.S. Energy Information Administration | http://www.eia.gov/electricity/data/browser/ | U.S. Energy Information Administration | 33410 | 2019 | 7.355000000000001 | 8.825000000000001 | 0.0 | 44.347 | 0.0 | 30.354999999999997 | 10.946 | U.S. Energy Information Administration |  |  |  |  | 488.77 | NO-ESTIMATION | NO-ESTIMATION | NO-ESTIMATION | NO-ESTIMATION | CAPACITY-FACTOR-V1
USA | United States of America | Richmond |  | USA0007335 | 82.8 | 39.8396 | -84.9657 | Gas | Oil |  |  | 1992.0000000000002 | Indiana Municipal Power Agency | U.S. Energy Information Administration | http://www.eia.gov/electricity/data/browser/ | U.S. Energy Information Administration | 23028 | 2019 | 2.817 | 1.288 | 5.746 | 3.017 | 6.85 | 14.825000000000001 | 2.523 | U.S. Energy Information Administration |  |  |  |  | 291.99 | NO-ESTIMATION | NO-ESTIMATION | NO-ESTIMATION | NO-ESTIMATION | CAPACITY-FACTOR-V1
USA | United States of America | Paulsboro Refinery |  | USA0050628 | 78.5 | 39.8400 | -75.2583 | Gas | Petcoke | Oil |  | 1992.71974522293 | Paulsboro Refining Company - LLC | U.S. Energy Information Administration | http://www.eia.gov/electricity/data/browser/ | U.S. Energy Information Administration | 63857 | 2019 | 510.60666 |  | 478.31122200000004 | 494.00322 | 520.27631 | 496.248249 | 517.3517 | U.S. Energy Information Administration |  |  |  |  | 276.82 | HYDRO-V1 | HYDRO-V1 | HYDRO-V1 | HYDRO-V1 | HYDRO-V1
USA | United States of America | West Deptford Energy Station |  | USA0056963 | 754.6 | 39.8414 | -75.2214 | Gas |  |  |  | 2013.9999999999998 | West Deptford Energy LLC | U.S. Energy Information Administration | http://www.eia.gov/electricity/data/browser/ | U.S. Energy Information Administration | 56014 | 2019 |  | 357.976 | 4276.113 | 4787.112 | 4686.119000000001 | 3832.025 | 4682.299 | U.S. Energy Information Administration |  |  |  |  | 2661.09 | NO-ESTIMATION | NO-ESTIMATION | NO-ESTIMATION | NO-ESTIMATION | CAPACITY-FACTOR-V1
USA | United States of America | Plains End |  | USA0055650 | 114 | 39.8575 | -105.2260 | Gas |  |  |  | 2001.9999999999984 | Plains End Operating Services LLC | U.S. Energy Information Administration | http://www.eia.gov/electricity/data/browser/ | U.S. Energy Information Administration | 48376 | 2019 | 37.051 | 15.815 | 8.772 | 8.028 | 6.271 | 6.672 | 3.941 | U.S. Energy Information Administration |  |  |  |  | 402.02 | NO-ESTIMATION | NO-ESTIMATION | NO-ESTIMATION | NO-ESTIMATION | CAPACITY-FACTOR-V1
USA | United States of America | Eddystone Generating Station |  | USA0003161 | 861.6 | 39.8580 | -75.3230 | Gas | Oil |  |  | 1974.4085422469823 | Exelon Power | U.S. Energy Information Administration | http://www.eia.gov/electricity/data/browser/ | U.S. Energy Information Administration | 29827 | 2019 | 37.278 | 65.37700000000001 | 0.0 | 141.780997 | 47.48100000000001 | 44.645 | 13.321 | U.S. Energy Information Administration |  |  |  |  | 3038.42 | NO-ESTIMATION | NO-ESTIMATION | NO-ESTIMATION | NO-ESTIMATION | CAPACITY-FACTOR-V1
USA | United States of America | Plains End II LLC |  | USA0056516 | 117.6 | 39.8586 | -105.2256 | Gas |  |  |  | 2008.0 | Plains End Operating Services LLC | U.S. Energy Information Administration | http://www.eia.gov/electricity/data/browser/ | U.S. Energy Information Administration | 48376 | 2019 | 107.809 | 59.623000000000005 | 37.931 | 15.041 | 9.647 | 10.611 | 6.413 | U.S. Energy Information Administration |  |  |  |  | 414.71 | NO-ESTIMATION | NO-ESTIMATION | NO-ESTIMATION | NO-ESTIMATION | CAPACITY-FACTOR-V1
USA | United States of America | Fayette Energy Facility |  | USA0055516 | 644.1 | 39.8592 | -79.9182 | Gas |  |  |  | 2003.0 | Dynegy Fayette Energy Facility | U.S. Energy Information Administration | http://www.eia.gov/electricity/data/browser/ | U.S. Energy Information Administration |  | 2019 | 4040.204 | 4461.553 | 5244.353 | 4606.878000000001 | 4082.1760000000004 | 4721.517 | 5047.358 | U.S. Energy Information Administration |  |  |  |  | 2271.41 | NO-ESTIMATION | NO-ESTIMATION | NO-ESTIMATION | NO-ESTIMATION | CAPACITY-FACTOR-V1
USA | United States of America | Liberty Electric Power Plant |  | USA0055231 | 614 | 39.8614 | -75.3358 | Gas |  |  |  | 2002.0 | Liberty Electric Power LLC | U.S. Energy Information Administration | http://www.eia.gov/electricity/data/browser/ | U.S. Energy Information Administration | 45416 | 2019 | 3632.955 | 3751.6800000000003 | 4122.956 | 4136.54 | 4140.9169999999995 | 4273.036 | 3928.947 | U.S. Energy Information Administration |  |  |  |  | 2165.26 | NO-ESTIMATION | NO-ESTIMATION | NO-ESTIMATION | NO-ESTIMATION | CAPACITY-FACTOR-V1
USA | United States of America | Chambersburg |  | USA0055654 | 87.6 | 39.8669 | -77.6858 | Gas | Oil |  |  | 2000.9999999999998 | Chambersburg Energy LLC | U.S. Energy Information Administration | http://www.eia.gov/electricity/data/browser/ | U.S. Energy Information Administration |  | 2019 | 0.0 | 0.0 | 0.0 | 0.0 | 0.0 | 0.0 | 222.211 | U.S. Energy Information Administration |  |  |  |  | 308.92 | NO-ESTIMATION | NO-ESTIMATION | NO-ESTIMATION | NO-ESTIMATION | CAPACITY-FACTOR-V1
USA | United States of America | Hunterstown Power Plant |  | USA0055976 | 898 | 39.8725 | -77.1672 | Gas |  |  |  | 2003.0 | Kestrel Acquisition LLC | U.S. Energy Information Administration | http://www.eia.gov/electricity/data/browser/ | U.S. Energy Information Administration | 26154 | 2019 | 4344.588 | 3834.5280000000002 | 5095.053 | 4577.4619999999995 | 5049.276 | 5311.726000000001 | 5863.953 | U.S. Energy Information Administration |  |  |  |  | 3166.79 | HYDRO-V1 | HYDRO-V1 | HYDRO-V1 | HYDRO-V1 | HYDRO-V1
USA | United States of America | Eagle Point Power Generation |  | USA0050561 | 251.8 | 39.8746 | -75.1592 | Gas | Oil |  |  | 1992.9459888800634 | Eagle Point Power Generation LLC | U.S. Energy Information Administration | http://www.eia.gov/electricity/data/browser/ | U.S. Energy Information Administration | 17196 | 2019 | 93.684 | 347.225 | 554.772 | 749.4739999999999 | 617.659 | 535.47 | 654.405 | U.S. Energy Information Administration |  |  |  |  | 887.97 | NO-ESTIMATION | NO-ESTIMATION | NO-ESTIMATION | NO-ESTIMATION | CAPACITY-FACTOR-V1
USA | United States of America | Navy Yard Peaker Station |  | USA0061737 | 8 | 39.8902 | -75.1855 | Gas |  |  |  | 2018.25 | Philadelphia Authority for Industrial Development | U.S. Energy Information Administration | http://www.eia.gov/electricity/data/browser/ | U.S. Energy Information Administration |  | 2019 |  |  |  |  | 0.079 | 1.157 | 3.266 | U.S. Energy Information Administration |  |  |  |  | 28.21 | NO-ESTIMATION | NO-ESTIMATION | SOLAR-V1 | SOLAR-V1 | SOLAR-V1
USA | United States of America | Georgetown |  | USA0007759 | 340 | 39.9026 | -86.2441 | Gas |  |  |  | 2000.25 | Indianapolis Power & Light Co | U.S. Energy Information Administration | http://www.eia.gov/electricity/data/browser/ | U.S. Energy Information Administration | 23040 | 2019 | 111.244 | 30.793 | 119.918 | 181.709 | 72.774 | 127.147 | 54.099 | U.S. Energy Information Administration |  |  |  |  | 1199 | NO-ESTIMATION | NO-ESTIMATION | NO-ESTIMATION | NO-ESTIMATION | CAPACITY-FACTOR-V1
USA | United States of America | Orchard Park |  | USA0055997 | 24 | 39.9109 | -77.6667 | Gas | Oil |  |  | 2004.0 | Borough of Chambersburg | U.S. Energy Information Administration | http://www.eia.gov/electricity/data/browser/ | U.S. Energy Information Administration |  | 2019 | 3.0020000000000002 | 7.965 | 3.556 | 12.065 | 5.885000000000001 | 7.029 | 3.316 | U.S. Energy Information Administration |  |  |  |  | 84.63 | NO-ESTIMATION | NO-ESTIMATION | NO-ESTIMATION | NO-ESTIMATION | CAPACITY-FACTOR-V1
USA | United States of America | Camden Plant Holdings LLC |  | USA0010751 | 172.9 | 39.9175 | -75.1192 | Gas |  |  |  | 1993.0 | Camden Plant Holdings LLC | U.S. Energy Information Administration | http://www.eia.gov/electricity/data/browser/ | U.S. Energy Information Administration |  | 2019 | 0.0 | 0.0 | 0.0 | 0.0 | 0.0 | 0.0 | 59.215 | U.S. Energy Information Administration |  |  |  |  | 609.73 | NO-ESTIMATION | NO-ESTIMATION | NO-ESTIMATION | NO-ESTIMATION | CAPACITY-FACTOR-V1
USA | United States of America | Vermillion Energy Facility |  | USA0055111 | 692 | 39.9223 | -87.4464 | Gas |  |  |  | 2000.0 | Duke Energy Ohio Inc | U.S. Energy Information Administration | http://www.eia.gov/electricity/data/browser/ | U.S. Energy Information Administration |  | 2019 | 67.169 | 14.632 | 105.077 | 147.883 | 58.277 | 243.197 | 99.994 | U.S. Energy Information Administration |  |  |  |  | 2440.33 | NO-ESTIMATION | NO-ESTIMATION | NO-ESTIMATION | NO-ESTIMATION | CAPACITY-FACTOR-V1
USA | United States of America | Falling Spring |  | USA0007397 | 7.2 | 39.9389 | -77.6583 | Gas | Oil |  |  | 1982.6666666666667 | Borough of Chambersburg | U.S. Energy Information Administration | http://www.eia.gov/electricity/data/browser/ | U.S. Energy Information Administration |  | 2019 | 0.7130000000000001 | 1.9009999999999998 | 0.7360000000000001 | 0.825 | 1.361 | 1.737 | 1.15 | U.S. Energy Information Administration |  |  |  |  | 25.39 | NO-ESTIMATION | NO-ESTIMATION | NO-ESTIMATION | NO-ESTIMATION | CAPACITY-FACTOR-V1
USA | United States of America | Frank Knutson |  | USA0055505 | 154.2 | 39.9411 | -104.6820 | Gas | Oil |  |  | 2002.0 | Tri-State G & T Assn Inc | U.S. Energy Information Administration | http://www.eia.gov/electricity/data/browser/ | U.S. Energy Information Administration | 48094 | 2019 | 63.871 | 0.0 | 7.102 | 15.620999999999999 | 11.742 | 39.65 | 93.285 | U.S. Energy Information Administration |  |  |  |  | 543.78 | NO-ESTIMATION | NO-ESTIMATION | NO-ESTIMATION | NO-ESTIMATION | CAPACITY-FACTOR-V1
USA | United States of America | Grays Ferry Cogeneration |  | USA0054785 | 192.6 | 39.9422 | -75.1881 | Gas | Oil |  |  | 1997.0000000000002 | Grays Ferry Cogen Partnership | U.S. Energy Information Administration | http://www.eia.gov/electricity/data/browser/ | U.S. Energy Information Administration | 34973 | 2019 |  | 912.680004 | 0.0 | 0.0 | 1041.9759980000001 | 998.083003 | 1002.732 | U.S. Energy Information Administration |  |  |  |  | 679.2 | NO-ESTIMATION | NO-ESTIMATION | NO-ESTIMATION | NO-ESTIMATION | CAPACITY-FACTOR-V1
USA | United States of America | Henry County |  | USA0007763 | 181.5 | 39.9528 | -85.5039 | Gas |  |  |  | 2001.0 | Duke Energy Indiana LLC | U.S. Energy Information Administration | http://www.eia.gov/electricity/data/browser/ | U.S. Energy Information Administration | 46146 | 2019 | 62.839 | 47.04 | 144.62 | 127.265 | 173.93 | 284.886 | 238.622 | U.S. Energy Information Administration |  |  |  |  | 640.05 | NO-ESTIMATION | NO-ESTIMATION | NO-ESTIMATION | NO-ESTIMATION | NO-ESTIMATION
USA | United States of America | Temple SEGF |  | USA0058897 | 16 | 39.9800 | -75.1506 | Gas |  |  |  | 1993.0 | Temple University | U.S. Energy Information Administration | http://www.eia.gov/electricity/data/browser/ | U.S. Energy Information Administration |  | 2019 | 0.99 | 0.581 | 0.917 | 0.906 | 1.358 | 1.109 | 1.44 | U.S. Energy Information Administration |  |  |  |  | 56.42 | NO-ESTIMATION | NO-ESTIMATION | NO-ESTIMATION | NO-ESTIMATION | CAPACITY-FACTOR-V1
USA | United States of America | York Generation Company LLC |  | USA0054693 | 52.2 | 39.9856 | -76.6762 | Gas |  |  |  | 1989.0 | York Generation Company LLC | U.S. Energy Information Administration | http://www.eia.gov/electricity/data/browser/ | U.S. Energy Information Administration |  | 2019 | 17.67631 | 0.0 | 7.76291 | 35.4632 | 4.997439999999999 | 3.5259500000000004 | 0 | U.S. Energy Information Administration |  |  |  |  | 184.08 | NO-ESTIMATION | NO-ESTIMATION | NO-ESTIMATION | NO-ESTIMATION | CAPACITY-FACTOR-V1
USA | United States of America | University of Colorado |  | USA0054372 | 33 | 40.0076 | -105.2692 | Gas | Oil |  |  | 1992.0 | University of Colorado | U.S. Energy Information Administration | http://www.eia.gov/electricity/data/browser/ | U.S. Energy Information Administration | 35405 | 2019 | 0.0 | 0.0 | 0.0 | 0.0 | 0.0 | 0.0 | 5.9645 | U.S. Energy Information Administration |  |  |  |  | 116.37 | NO-ESTIMATION | NO-ESTIMATION | NO-ESTIMATION | NO-ESTIMATION | CAPACITY-FACTOR-V1
USA | United States of America | Newman (PA) |  | USA0054250 | 1.8 | 40.0140 | -75.0528 | Gas | Oil |  |  | 1964.0 | Newman & Co Inc | U.S. Energy Information Administration | http://www.eia.gov/electricity/data/browser/ | U.S. Energy Information Administration | 27739 | 2019 | 12.14 | 12.401 | 11.850000000000001 | 11.152000000000001 | 11.463000000000001 | 12.155000000000001 | 10.936 | U.S. Energy Information Administration |  |  |  |  | 6.34 | NO-ESTIMATION | NO-ESTIMATION | NO-ESTIMATION | NO-ESTIMATION | CAPACITY-FACTOR-V1
USA | United States of America | Valmont |  | USA0000477 | 59.3 | 40.0195 | -105.2020 | Gas |  |  |  | 1973.0 | Public Service Co of Colorado | U.S. Energy Information Administration | http://www.eia.gov/electricity/data/browser/ | U.S. Energy Information Administration | 46204 | 2019 | 995.859996 | 1048.991048 | 1058.4750450000001 | 1010.5650029999999 | 0.0 | 2.7169999999999996 | 2.466 | U.S. Energy Information Administration |  |  |  |  | 209.12 | NO-ESTIMATION | NO-ESTIMATION | NO-ESTIMATION | NO-ESTIMATION | CAPACITY-FACTOR-V1
USA | United States of America | Valmont Combustion Turbine Project |  | USA0055207 | 142.2 | 40.0205 | -105.2009 | Gas |  |  |  | 2000.5 | SWG Colorado LLC | U.S. Energy Information Administration | http://www.eia.gov/electricity/data/browser/ | U.S. Energy Information Administration |  | 2019 | 9.264 | 0.48 | 0.0 | 0.0 | 0.0 | 0.0 | 0 | U.S. Energy Information Administration |  |  |  |  | 501.46 | NO-ESTIMATION | NO-ESTIMATION | NO-ESTIMATION | NO-ESTIMATION | CAPACITY-FACTOR-V1
USA | United States of America | Anderson |  | USA0007336 | 168.7 | 40.0529 | -85.7389 | Gas | Oil |  |  | 1998.1102548903382 | Indiana Municipal Power Agency | U.S. Energy Information Administration | http://www.eia.gov/electricity/data/browser/ | U.S. Energy Information Administration | 23027 | 2019 | 6.557 | 6.676 | 10.772 | 12.342 | 9.159999999999998 | 7.094 | 6.297 | U.S. Energy Information Administration |  |  |  |  | 594.91 | NO-ESTIMATION | NO-ESTIMATION | NO-ESTIMATION | NO-ESTIMATION | CAPACITY-FACTOR-V1
USA | United States of America | Falls City |  | USA0002237 | 31.3 | 40.0550 | -95.6083 | Gas | Oil |  |  | 1981.7316293929714 | City of Falls City - (NE) | U.S. Energy Information Administration | http://www.eia.gov/electricity/data/browser/ | U.S. Energy Information Administration | 19961 | 2019 | -0.533 | 0.38600000000000007 | -0.8590000000000001 | 0.096 | 0.0 | 2.4850000000000003 | 0.163 | U.S. Energy Information Administration |  |  |  |  | 110.37 | NO-ESTIMATION | NO-ESTIMATION | NO-ESTIMATION | NO-ESTIMATION | CAPACITY-FACTOR-V1
USA | United States of America | Payson |  | USA0007408 | 9.7 | 40.0608 | -111.7302 | Gas | Oil |  |  | 1991.2474226804125 | Payson City Corporation | U.S. Energy Information Administration | http://www.eia.gov/electricity/data/browser/ | U.S. Energy Information Administration | 29774 | 2019 | 0.005 | 0.006 | 0.005 | 0.006 | 0.005 | 0.004 | 0.006 | U.S. Energy Information Administration |  |  |  |  | 34.2 | NO-ESTIMATION | NO-ESTIMATION | NO-ESTIMATION | NO-ESTIMATION | NO-ESTIMATION
USA | United States of America | NAEA Lakewood LLC |  | USA0054640 | 236.8 | 40.0613 | -74.1686 | Gas | Oil |  |  | 1994.0 | Nautilus Power LLC | U.S. Energy Information Administration | http://www.eia.gov/electricity/data/browser/ | U.S. Energy Information Administration |  | 2019 | 438.945003 | 725.865998 | 1107.987997 | 1180.849996 | 934.832993 | 780.087006 | 352.989 | U.S. Energy Information Administration |  |  |  |  | 835.07 | SOLAR-V1 | SOLAR-V1 | SOLAR-V1 | SOLAR-V1 | SOLAR-V1
USA | United States of America | Nebo Power Station |  | USA0056177 | 140 | 40.0614 | -111.7294 | Gas |  |  |  | 2004.0 | Utah Associated Mun Power Sys | U.S. Energy Information Administration | http://www.eia.gov/electricity/data/browser/ | U.S. Energy Information Administration | 51204 | 2019 | 391.065 | 358.69000000000005 | 483.495 | 534.329 | 344.588 | 433.49 | 419.394 | U.S. Energy Information Administration |  |  |  |  | 493.7 | NO-ESTIMATION | NO-ESTIMATION | NO-ESTIMATION | NO-ESTIMATION | CAPACITY-FACTOR-V1
USA | United States of America | NAEA Ocean Peaking Power LLC |  | USA0055938 | 383 | 40.0633 | -74.1672 | Gas |  |  |  | 2003.0 | Nautilus Power LLC | U.S. Energy Information Administration | http://www.eia.gov/electricity/data/browser/ | U.S. Energy Information Administration | 55300 | 2019 | 261.397 | 319.30170000000004 | 332.45 | 355.19192 | 349.313 | 257.871 | 71.728 | U.S. Energy Information Administration |  |  |  |  | 1350.64 | NO-ESTIMATION | NO-ESTIMATION | NO-ESTIMATION | NO-ESTIMATION | CAPACITY-FACTOR-V1
USA | United States of America | Jefferson Torresdale Hospital |  | USA0063023 | 1.1 | 40.0711 | -74.9831 | Gas |  |  |  | 2016.0000000000002 | Jefferson Torresdale Hospital | U.S. Energy Information Administration | http://www.eia.gov/electricity/data/browser/ | U.S. Energy Information Administration |  | 2019 | [6 empty] | 8.5525 | U.S. Energy Information Administration |  |  |  |  | 3.87 | WIND-V1 | WIND-V1 | WIND-V1 | WIND-V1 | WIND-V1
USA | United States of America | Greenville Electric Generating Station |  | USA0055228 | 236 | 40.0758 | -84.6151 | Gas | Oil |  |  | 2000.0 | Buckeye Power Inc | U.S. Energy Information Administration | http://www.eia.gov/electricity/data/browser/ | U.S. Energy Information Administration |  | 2019 | 37.508 | 47.938 | 42.378 | 86.166 | 93.627 | 212.537004 | 190.752 | U.S. Energy Information Administration |  |  |  |  | 832.25 | WIND-V1 | WIND-V1 | WIND-V1 | WIND-V1 | WIND-V1
USA | United States of America | PSEG Burlington Generating Station |  | USA0002399 | 242 | 40.0766 | -74.8792 | Gas | Oil |  |  | 2000.0 | PSEG Fossil LLC | U.S. Energy Information Administration | http://www.eia.gov/electricity/data/browser/ | U.S. Energy Information Administration | 30872 | 2019 | 0.0 | 0.0 | 0.0 | 0.0 | 0.0 | 0.0 | 13.068 | U.S. Energy Information Administration |  |  |  |  | 853.41 | NO-ESTIMATION | NO-ESTIMATION | NO-ESTIMATION | NO-ESTIMATION | CAPACITY-FACTOR-V1
USA | United States of America | Franklin (NE) |  | USA0002238 | 3.9 | 40.0892 | -98.9508 | Gas | Oil |  |  | 1966.5128205128206 | City of Franklin - (NE) | U.S. Energy Information Administration | http://www.eia.gov/electricity/data/browser/ | U.S. Energy Information Administration | 20552 | 2019 | 0.058 | 0.097 | 0.034 | 0.057 | 0.023 | 0.020999999999999998 | 0.009 | U.S. Energy Information Administration |  |  |  |  | 13.75 | NO-ESTIMATION | NO-ESTIMATION | NO-ESTIMATION | NO-ESTIMATION | CAPACITY-FACTOR-V1
USA | United States of America | TAC-Distributed Energy Resource Hybrid |  | USA0061990 | 1.5 | 40.0898 | -88.2436 | Gas | Solar | Wind | Storage | 2016.9999999999993 | Ameren Illinois | U.S. Energy Information Administration | http://www.eia.gov/electricity/data/browser/ | U.S. Energy Information Administration |  | 2019 | [5 empty] | 0.33 | 0.322 | U.S. Energy Information Administration |  |  |  |  | 5.28 | NO-ESTIMATION | NO-ESTIMATION | NO-ESTIMATION | NO-ESTIMATION | CAPACITY-FACTOR-V1
USA | United States of America | Rocky Mountain Energy Center |  | USA0055835 | 685.1 | 40.0908 | -104.5953 | Gas |  |  |  | 2004.0000000000002 | Public Service Co of Colorado | U.S. Energy Information Administration | http://www.eia.gov/electricity/data/browser/ | U.S. Energy Information Administration | 47820 | 2019 | 1776.958 | 2452.794 | 1848.027 | 1860.525 | 1975.431 | 2315.659 | 2531.682 | U.S. Energy Information Administration |  |  |  |  | 2416 | NO-ESTIMATION | NO-ESTIMATION | NO-ESTIMATION | NO-ESTIMATION | CAPACITY-FACTOR-V1
USA | United States of America | Fort Lupton |  | USA0008067 | 100.8 | 40.0922 | -104.7960 | Gas | Oil |  |  | 1972.0 | Public Service Co of Colorado | U.S. Energy Information Administration | http://www.eia.gov/electricity/data/browser/ | U.S. Energy Information Administration | 30850 | 2019 | 6.098999999999999 | 2.798 | 3.2019999999999995 | 2.161 | 1.334 | 2.7369999999999997 | 8.047 | U.S. Energy Information Administration |  |  |  |  | 355.47 | HYDRO-V1 | HYDRO-V1 | HYDRO-V1 | HYDRO-V1 | HYDRO-V1
USA | United States of America | Spindle Hill Energy Center |  | USA0056445 | 420 | 40.0922 | -104.8878 | Gas | Oil |  |  | 2007.0 | Invenergy Services LLC | U.S. Energy Information Administration | http://www.eia.gov/electricity/data/browser/ | U.S. Energy Information Administration | 55363 | 2019 | 0.0 | 246.999005 | 184.279996 | 0.0 | 0.0 | 331.46299700000003 | 270.184 | U.S. Energy Information Administration |  |  |  |  | 1481.12 | NO-ESTIMATION | NO-ESTIMATION | NO-ESTIMATION | NO-ESTIMATION | SOLAR-V1
USA | United States of America | Dresden Energy Facility |  | USA0055350 | 678.3 | 40.0928 | -82.0276 | Gas |  |  |  | 2012.0000000000002 | Appalachian Power Co | U.S. Energy Information Administration | http://www.eia.gov/electricity/data/browser/ | U.S. Energy Information Administration | 45930 | 2019 | 2954.717 | 0.0 | 4144.393 | 3956.473 | 3761.9710000000005 | 4230.993 | 4459.872 | U.S. Energy Information Administration |  |  |  |  | 2392.02 | NO-ESTIMATION | NO-ESTIMATION | NO-ESTIMATION | NO-ESTIMATION | CAPACITY-FACTOR-V1
USA | United States of America | Noblesville |  | USA0001007 | 283 | 40.0969 | -85.9714 | Gas |  |  |  | 1984.4487632508833 | Duke Energy Indiana LLC | U.S. Energy Information Administration | http://www.eia.gov/electricity/data/browser/ | U.S. Energy Information Administration | 30794 | 2019 | 0.0 | 0.0 | 0.0 | 0.0 | 0.0 | 0.0 | 1422.801 | U.S. Energy Information Administration |  |  |  |  | 997.99 | HYDRO-V1 | HYDRO-V1 | HYDRO-V1 | HYDRO-V1 | HYDRO-V1
USA | United States of America | Whitemarsh Central Utility Plant |  | USA0056513 | 1.6 | 40.0975 | -75.2428 | Gas |  |  |  | 2007.0 | EPP Renewable Energy | U.S. Energy Information Administration | http://www.eia.gov/electricity/data/browser/ | U.S. Energy Information Administration |  | 2019 | 0.245 | 0.2 | 0.219 | 0.255 | 0.202 | 0.248 | 0.324 | U.S. Energy Information Administration |  |  |  |  | 5.64 | NO-ESTIMATION | NO-ESTIMATION | NO-ESTIMATION | NO-ESTIMATION | CAPACITY-FACTOR-V1
USA | United States of America | JM Shafer Generating Station |  | USA0050707 | 396.9 | 40.0986 | -104.7736 | Gas |  |  |  | 1994.0000000000005 | Tri-State G & T Assn Inc | U.S. Energy Information Administration | http://www.eia.gov/electricity/data/browser/ | U.S. Energy Information Administration | 33714 | 2019 | 608.466 | 584.017 | 702.577 | 547.556 | 433.971 | 784.004 | 647.684 | U.S. Energy Information Administration |  |  |  |  | 1399.66 | NO-ESTIMATION | NO-ESTIMATION | NO-ESTIMATION | NO-ESTIMATION | CAPACITY-FACTOR-V1
USA | United States of America | University of Illinois Abbott Power Plt |  | USA0054780 | 80.3 | 40.1052 | -88.2415 | Gas | Coal | Oil |  | 1986.6961394769617 | University of Illinois | U.S. Energy Information Administration | http://www.eia.gov/electricity/data/browser/ | U.S. Energy Information Administration |  | 2019 | 266.809731 | 0.0 | 0.0 | 0.0 | 0.0 | 0.0 | 167.0163 | U.S. Energy Information Administration |  |  |  |  | 283.17 | NO-ESTIMATION | NO-ESTIMATION | NO-ESTIMATION | NO-ESTIMATION | CAPACITY-FACTOR-V1
USA | United States of America | Tilton |  | USA0007760 | 188 | 40.1061 | -87.6538 | Gas |  |  |  | 1999.0 | Tilton Energy LLC | U.S. Energy Information Administration | http://www.eia.gov/electricity/data/browser/ | U.S. Energy Information Administration | 45408 | 2019 | 41.481 | 21.991 | 117.95100000000001 | 113.553 | 95.158 | 85.3 | 73.743 | U.S. Energy Information Administration |  |  |  |  | 662.98 | NO-ESTIMATION | NO-ESTIMATION | NO-ESTIMATION | NO-ESTIMATION | CAPACITY-FACTOR-V1
USA | United States of America | Goose Creek Energy Center |  | USA0055496 | 684 | 40.1069 | -88.5999 | Gas |  |  |  | 2003.0 | Union Electric Co - (MO) | U.S. Energy Information Administration | http://www.eia.gov/electricity/data/browser/ | U.S. Energy Information Administration | 49060 | 2019 | 13.129 | -0.929 | 13.028 | 27.657 | 21.154 | 31.465 | 4.921 | U.S. Energy Information Administration |  |  |  |  | 2412.12 | NO-ESTIMATION | NO-ESTIMATION | NO-ESTIMATION | NO-ESTIMATION | CAPACITY-FACTOR-V1
USA | United States of America | DCO Burlington |  | USA0063492 | 3.5 | 40.1083 | -74.8264 | Gas |  |  |  | 2012.0 | DCO Burlington | U.S. Energy Information Administration | http://www.eia.gov/electricity/data/browser/ | U.S. Energy Information Administration |  | 2019 | [6 empty] | 18.13 | U.S. Energy Information Administration |  |  |  |  | 12.34 | NO-ESTIMATION | NO-ESTIMATION | NO-ESTIMATION | NO-ESTIMATION | CAPACITY-FACTOR-V1
USA | United States of America | Mount Joy Wire |  | USA0062741 | 1.1 | 40.1085 | -76.4767 | Gas |  |  |  | 2012.0 | Mount Joy Wire Corp | U.S. Energy Information Administration | http://www.eia.gov/electricity/data/browser/ | U.S. Energy Information Administration |  | 2019 | [6 empty] | 2.6499 | U.S. Energy Information Administration |  |  |  |  | 3.87 | NO-ESTIMATION | NO-ESTIMATION | NO-ESTIMATION | NO-ESTIMATION | CAPACITY-FACTOR-V1
USA | United States of America | Beaver City |  | USA0002217 | 2 | 40.1303 | -99.8278 | Gas | Oil |  |  | 1960.9 | City of Beaver City - (NE) | U.S. Energy Information Administration | http://www.eia.gov/electricity/data/browser/ | U.S. Energy Information Administration |  | 2019 | 0.007 | 0.02 | 0.001 |  |  | 0.0 | 0 | U.S. Energy Information Administration |  |  |  |  | 7.05 | NO-ESTIMATION | NO-ESTIMATION | NO-ESTIMATION | NO-ESTIMATION | CAPACITY-FACTOR-V1
USA | United States of America | Fairless Energy Center |  | USA0055298 | 1338 | 40.1475 | -74.7411 | Gas |  |  |  | 2004.0 | Edgewater Generation LLC | U.S. Energy Information Administration | http://www.eia.gov/electricity/data/browser/ | U.S. Energy Information Administration |  | 2019 | 7673.143 | 6995.5509999999995 | 6450.262000000001 | 8579.023000000001 | 7570.296 | 6866.566 | 7021.403 | U.S. Energy Information Administration |  |  |  |  | 4718.45 | NO-ESTIMATION | NO-ESTIMATION | SOLAR-V1 | SOLAR-V1 | SOLAR-V1
USA | United States of America | Red Bluff |  | USA0056184 | 46.4 | 40.1501 | -122.2124 | Gas |  |  |  | 2001.0000000000002 | California Power Holdings LLC | U.S. Energy Information Administration | http://www.eia.gov/electricity/data/browser/ | U.S. Energy Information Administration | 48681 | 2019 | 10.287 | 12.269 | 21.438 | 25.241 | 20.188 | 13.845 | 12.28 | U.S. Energy Information Administration |  |  |  |  | 163.62 | NO-ESTIMATION | NO-ESTIMATION | NO-ESTIMATION | NO-ESTIMATION | CAPACITY-FACTOR-V1
USA | United States of America | Tenaska Westmoreland Generating Station |  | USA0060464 | 1134 | 40.1752 | -79.6967 | Gas |  |  |  | 2019.0 | Tenaska Pennsylvania Partners LLC | U.S. Energy Information Administration | http://www.eia.gov/electricity/data/browser/ | U.S. Energy Information Administration |  | 2019 | [5 empty] | 145.905 | 5161.329 | U.S. Energy Information Administration |  |  |  |  | 3999.04 | WIND-V1 | WIND-V1 | WIND-V1 | WIND-V1 | WIND-V1
USA | United States of America | Whitehead |  | USA0007028 | 31 | 40.1817 | -111.6203 | Gas | Oil |  |  | 1996.9032258064517 | City of Springville - (UT) | U.S. Energy Information Administration | http://www.eia.gov/electricity/data/browser/ | U.S. Energy Information Administration | 33421 | 2019 | 5.739 | 2.903 | 4.197 | 7.409999999999999 | 8.306 | 10.131 | 6.862 | U.S. Energy Information Administration |  |  |  |  | 109.32 | NO-ESTIMATION | SOLAR-V1 | SOLAR-V1 | SOLAR-V1 | SOLAR-V1
USA | United States of America | Spring House |  | USA0059056 | 3.8 | 40.1839 | -75.2342 | Gas |  |  |  | 2013.0 | Janssen Pharmaceutical Co | U.S. Energy Information Administration | http://www.eia.gov/electricity/data/browser/ | U.S. Energy Information Administration | 68966 | 2019 | 17.944 | 23.50334 | 24.19718 | 23.445 | 21.79 | 17.309 | 20.068 | U.S. Energy Information Administration |  |  |  |  | 13.4 | NO-ESTIMATION | NO-ESTIMATION | NO-ESTIMATION | NO-ESTIMATION | CAPACITY-FACTOR-V1
USA | United States of America | Stanberry |  | USA0008110 | 4.3 | 40.2127 | -94.5424 | Gas | Oil |  |  | 1970.372093023256 | City of Stanberry - (MO) | U.S. Energy Information Administration | http://www.eia.gov/electricity/data/browser/ | U.S. Energy Information Administration | 33564 | 2019 | 0.0 | 0.0 | 0.0 | 0.0 | 0.0 | 0.0 | 0 | U.S. Energy Information Administration |  |  |  |  | 15.16 | NO-ESTIMATION | NO-ESTIMATION | NO-ESTIMATION | NO-ESTIMATION | CAPACITY-FACTOR-V1
USA | United States of America | Vicinity Energy Trenton L.P. |  | USA0050094 | 6 | 40.2167 | -74.7667 | Gas | Oil |  |  | 1984.0 | Vicinity Energy Trenton L.P. | U.S. Energy Information Administration | http://www.eia.gov/electricity/data/browser/ | U.S. Energy Information Administration | 34978 | 2019 | 1.43374 | 3.72008 | 4.9431199999999995 | 2.75576 | 1.54546 | 0.77714 | 0.22442 | U.S. Energy Information Administration |  |  |  |  | 21.15 | HYDRO-V1 | HYDRO-V1 | HYDRO-V1 | HYDRO-V1 | HYDRO-V1
USA | United States of America | Manchief Electric Generating Station |  | USA0055127 | 300 | 40.2171 | -103.6850 | Gas |  |  |  | 2000.0 | Manchief Power Co LLC | U.S. Energy Information Administration | http://www.eia.gov/electricity/data/browser/ | U.S. Energy Information Administration | 45789 | 2019 | 450.118 | 295.688 | 187.257 | 77.211 | 111.886 | 300.3 | 332.776 | U.S. Energy Information Administration |  |  |  |  | 1057.94 | NO-ESTIMATION | NO-ESTIMATION | NO-ESTIMATION | NO-ESTIMATION | CAPACITY-FACTOR-V1
USA | United States of America | West Point (PA) |  | USA0052149 | 88.2 | 40.2205 | -75.3016 | Gas | Oil |  |  | 1996.810657596372 | Merck & Co Inc-West Point | U.S. Energy Information Administration | http://www.eia.gov/electricity/data/browser/ | U.S. Energy Information Administration | 26044 | 2019 | 331.5046 | 323.27064 | 311.98692 | 0.0 | 294.22638 | 281.18258 | 285.0016 | U.S. Energy Information Administration |  |  |  |  | 311.03 | NO-ESTIMATION | NO-ESTIMATION | NO-ESTIMATION | NO-ESTIMATION | CAPACITY-FACTOR-V1
USA | United States of America | Phoenix Contact - CCHP Plant |  | USA0062901 | 1 | 40.2294 | -76.7501 | Gas |  |  |  | 2014.0 | Phoenix Contact Services Inc | U.S. Energy Information Administration | http://www.eia.gov/electricity/data/browser/ | U.S. Energy Information Administration |  | 2019 | [6 empty] | 6.003 | U.S. Energy Information Administration |  |  |  |  | 3.52 | HYDRO-V1 | HYDRO-V1 | HYDRO-V1 | HYDRO-V1 | HYDRO-V1
USA | United States of America | Brush Generation Facility |  | USA0010682 | 297.2 | 40.2415 | -103.6310 | Gas |  |  |  | 1996.0713324360702 | Colorado Energy Management | U.S. Energy Information Administration | http://www.eia.gov/electricity/data/browser/ | U.S. Energy Information Administration | 17047 | 2019 | 109.536 | 66.70799999999998 | 40.1288 | 31.792 | 34.378 | 136.591 | 172.38 | U.S. Energy Information Administration |  |  |  |  | 1048.07 | WIND-V1 | WIND-V1 | WIND-V1 | WIND-V1 | WIND-V1
USA | United States of America | Provo Power Plant |  | USA0061508 | 12 | 40.2427 | -111.6630 | Gas |  |  |  | 2018.0 | Utah Municipal Power Agency | U.S. Energy Information Administration | http://www.eia.gov/electricity/data/browser/ | U.S. Energy Information Administration |  | 2019 |  |  |  |  | 0.793 | 5.297 | 5.709 | U.S. Energy Information Administration |  |  |  |  | 42.31 | WIND-V1 | WIND-V1 | WIND-V1 | WIND-V1 | WIND-V1
USA | United States of America | Fort St Vrain |  | USA0006112 | 1148.5 | 40.2461 | -104.8742 | Gas |  |  |  | 2000.992424902046 | Public Service Co of Colorado | U.S. Energy Information Administration | http://www.eia.gov/electricity/data/browser/ | U.S. Energy Information Administration | 30848 | 2019 | 3179.2219999999998 | 3876.504 | 3566.5229999999997 | 2838.2690000000002 | 2744.6040000000003 | 3569.204 | 4004.703 | U.S. Energy Information Administration |  |  |  |  | 4050.18 | NO-ESTIMATION | NO-ESTIMATION | NO-ESTIMATION | NO-ESTIMATION | CAPACITY-FACTOR-V1
USA | United States of America | BYU Central Heating Plant |  | USA0063423 | 16.5 | 40.2472 | -111.6462 | Gas |  |  |  | 2019.0 | Brigham Young University (BYU) | U.S. Energy Information Administration | http://www.eia.gov/electricity/data/browser/ | U.S. Energy Information Administration |  | 2019 | [12 empty] | 58.18 | NO-ESTIMATION | NO-ESTIMATION | NO-ESTIMATION | NO-ESTIMATION | CAPACITY-FACTOR-V1
USA | United States of America | Oxford (NE) |  | USA0002295 | 3.4 | 40.2581 | -99.6108 | Gas | Oil |  |  | 1961.5882352941173 | Village of Oxford - (NE) | U.S. Energy Information Administration | http://www.eia.gov/electricity/data/browser/ | U.S. Energy Information Administration | 29312 | 2019 | 0.1 | 0.066 | 0.060000000000000005 | 0.041999999999999996 | 0.024 | 0.027000000000000003 | 0.053 | U.S. Energy Information Administration |  |  |  |  | 11.99 | NO-ESTIMATION | NO-ESTIMATION | NO-ESTIMATION | SOLAR-V1 | SOLAR-V1
USA | United States of America | Paxton Creek Cogeneration |  | USA0050373 | 12.6 | 40.2653 | -76.8771 | Gas | Oil |  |  | 1986.0 | Energy Center Paxton LLC | U.S. Energy Information Administration | http://www.eia.gov/electricity/data/browser/ | U.S. Energy Information Administration |  | 2019 | 2.354 | 1.081 | 3.29 | 3.38 | 0.8810000000000001 | 1.2630000000000001 | 0.388 | U.S. Energy Information Administration |  |  |  |  | 44.43 | NO-ESTIMATION | NO-ESTIMATION | NO-ESTIMATION | NO-ESTIMATION | CAPACITY-FACTOR-V1
USA | United States of America | Birdsboro Power |  | USA0061035 | 525 | 40.2685 | -75.7997 | Gas |  |  |  | 2019.0 | Birdsboro Power LLC | U.S. Energy Information Administration | http://www.eia.gov/electricity/data/browser/ | U.S. Energy Information Administration |  | 2019 | [6 empty] | 2186.256 | U.S. Energy Information Administration |  |  |  |  | 1851.41 | HYDRO-V1 | HYDRO-V1 | HYDRO-V1 | HYDRO-V1 | HYDRO-V1
USA | United States of America | College of New Jersey |  | USA0058165 | 6.2 | 40.2694 | -74.7733 | Gas | Oil |  |  | 1996.0 | The College of New Jersey | U.S. Energy Information Administration | http://www.eia.gov/electricity/data/browser/ | U.S. Energy Information Administration | 54069 | 2019 | 32.368 | 29.019000000000002 | 35.218 | 30.214000000000002 | 29.286 | 27.229 | 37.093 | U.S. Energy Information Administration |  |  |  |  | 21.86 | NO-ESTIMATION | NO-ESTIMATION | NO-ESTIMATION | NO-ESTIMATION | CAPACITY-FACTOR-V1
USA | United States of America | Nodaway |  | USA0007754 | 315.6 | 40.2877 | -94.7913 | Gas |  |  |  | 1999.0 | Associated Electric Coop Inc | U.S. Energy Information Administration | http://www.eia.gov/electricity/data/browser/ | U.S. Energy Information Administration | 45198 | 2019 | 1.6260000000000001 | 0.0 | 0.0 | 0.0 | 1.119 | 10.988 | 8.824 | U.S. Energy Information Administration |  |  |  |  | 1112.96 | NO-ESTIMATION | NO-ESTIMATION | NO-ESTIMATION | NO-ESTIMATION | CAPACITY-FACTOR-V1
USA | United States of America | POET Biorefining- Alexandria LLC |  | USA0063924 | 3.6 | 40.2943 | -85.6544 | Gas |  |  |  | 2008.0 | POET Biorefining - Alexandria LLC. | U.S. Energy Information Administration | http://www.eia.gov/electricity/data/browser/ | U.S. Energy Information Administration |  | 2019 | [12 empty] | 12.69 | NO-ESTIMATION | NO-ESTIMATION | NO-ESTIMATION | NO-ESTIMATION | CAPACITY-FACTOR-V1
USA | United States of America | Clairton Works |  | USA0050729 | 31 | 40.3097 | -79.8819 | Gas |  |  |  | 1955.0 | United States Steel- Clairton | U.S. Energy Information Administration | http://www.eia.gov/electricity/data/browser/ | U.S. Energy Information Administration | 26279 | 2019 | 162.547002 | 174.088003 | 150.40799600000003 | 164.797005 | 129.243996 | 129.24400100000003 | 141.806 | U.S. Energy Information Administration |  |  |  |  | 109.32 | HYDRO-V1 | HYDRO-V1 | HYDRO-V1 | HYDRO-V1 | HYDRO-V1
USA | United States of America | Bristol Myers Squibb Lawrenceville |  | USA0058947 | 5.5 | 40.3247 | -74.7078 | Gas | Oil |  |  | 1994.1272727272728 | Bristol-Myers Squibb Co | U.S. Energy Information Administration | http://www.eia.gov/electricity/data/browser/ | U.S. Energy Information Administration | 14954 | 2019 | 32.038000000000004 | 33.138 | 29.066 | 32.879 | 33.026 | 33.12499999999999 | 31.554 | U.S. Energy Information Administration |  |  |  |  | 19.39 | NO-ESTIMATION | NO-ESTIMATION | NO-ESTIMATION | NO-ESTIMATION | SOLAR-V1
USA | United States of America | Beatrice |  | USA0008000 | 247.1 | 40.3302 | -96.8082 | Gas |  |  |  | 2005.0 | Nebraska Public Power District | U.S. Energy Information Administration | http://www.eia.gov/electricity/data/browser/ | U.S. Energy Information Administration | 48365 | 2019 | 135.863 | 178.50900000000001 | 183.712 | 258.967 | 273.82500000000005 | 435.182 | 637.374 | U.S. Energy Information Administration |  |  |  |  | 871.39 | NO-ESTIMATION | NO-ESTIMATION | NO-ESTIMATION | SOLAR-V1 | SOLAR-V1
USA | United States of America | Lake Side Power Plant |  | USA0056237 | 1385 | 40.3317 | -111.7542 | Gas |  |  |  | 2010.6794223826714 | PacifiCorp | U.S. Energy Information Administration | http://www.eia.gov/electricity/data/browser/ | U.S. Energy Information Administration | 52873 | 2019 | 2508.96 | 4358.737 | 4549.274 | 5726.0419999999995 | 3340.5609999999997 | 4861.169 | 5063.902 | U.S. Energy Information Administration |  |  |  |  | 4884.19 | NO-ESTIMATION | NO-ESTIMATION | NO-ESTIMATION | NO-ESTIMATION | SOLAR-V1
USA | United States of America | Princeton University Cogeneration |  | USA0058584 | 20 | 40.3414 | -74.6572 | Gas | Oil | Solar |  | 1999.6 | Trustees of Princeton University | U.S. Energy Information Administration | http://www.eia.gov/electricity/data/browser/ | U.S. Energy Information Administration |  | 2019 | 0.0 | 0.0 | 0.0 | 0.0 | 0.0 | 56.518 | 59.133 | U.S. Energy Information Administration |  |  |  |  | 70.52 | NO-ESTIMATION | NO-ESTIMATION | NO-ESTIMATION | NO-ESTIMATION | CAPACITY-FACTOR-V1
USA | United States of America | Hopewell Cogeneration NJ |  | USA0060933 | 4 | 40.3483 | -74.7715 | Gas |  |  |  | 2015.0 | Bristol-Myers Squibb Co | U.S. Energy Information Administration | http://www.eia.gov/electricity/data/browser/ | U.S. Energy Information Administration |  | 2019 |  |  |  | 8.06 | 11.595 | 5.692 | 4.751 | U.S. Energy Information Administration |  |  |  |  | 14.1 | NO-ESTIMATION | NO-ESTIMATION | NO-ESTIMATION | NO-ESTIMATION | CAPACITY-FACTOR-V1
USA | United States of America | Ironwood LLC |  | USA0055337 | 777.6 | 40.3509 | -76.3658 | Gas |  |  |  | 2002.0000000000002 | Helix Ironwood LLC | U.S. Energy Information Administration | http://www.eia.gov/electricity/data/browser/ | U.S. Energy Information Administration | 38102 | 2019 | 4319.195 | 5208.269 | 4868.033 | 5397.63 | 4849.4220000000005 | 5209.8150000000005 | 4843.502 | U.S. Energy Information Administration |  |  |  |  | 2742.2 | NO-ESTIMATION | NO-ESTIMATION | NO-ESTIMATION | NO-ESTIMATION | CAPACITY-FACTOR-V1
USA | United States of America | Auburn |  | USA0002215 | 18.7 | 40.3883 | -95.8464 | Gas | Oil |  |  | 1980.1550802139043 | Auburn Board of Public Works | U.S. Energy Information Administration | http://www.eia.gov/electricity/data/browser/ | U.S. Energy Information Administration | 13766 | 2019 | 0.315 | 0.232 | 0.191 | 0.192 | 0.14900000000000002 | 0.23000000000000004 | 0.16 | U.S. Energy Information Administration |  |  |  |  | 65.94 | NO-ESTIMATION | NO-ESTIMATION | NO-ESTIMATION | NO-ESTIMATION | CAPACITY-FACTOR-V1
USA | United States of America | Roquette America |  | USA0057953 | 84.4 | 40.3892 | -91.3942 | Gas | Coal | Petcoke |  | 2005.2227488151657 | Roquette America | U.S. Energy Information Administration | http://www.eia.gov/electricity/data/browser/ | U.S. Energy Information Administration |  | 2019 | 0.0 | 0.0 | 0.0 | 0.0 | 0.0 | 0.0 | 218.505 | U.S. Energy Information Administration |  |  |  |  | 297.63 | NO-ESTIMATION | NO-ESTIMATION | NO-ESTIMATION | NO-ESTIMATION | CAPACITY-FACTOR-V1
USA | United States of America | Mon Valley Works |  | USA0050732 | 52.5 | 40.3925 | -79.8564 | Gas |  |  |  | 1945.8095238095239 | United States Steel-Mon Valley | U.S. Energy Information Administration | http://www.eia.gov/electricity/data/browser/ | U.S. Energy Information Administration | 69272 | 2019 | 437.461001 | 256.797999 | 225.38 | 323.91000500000007 | 282.326996 | 345.471999 | 398.482 | U.S. Energy Information Administration |  |  |  |  | 185.14 | SOLAR-V1 | SOLAR-V1 | SOLAR-V1 | SOLAR-V1 | SOLAR-V1
USA | United States of America | CPV Fairview Energy Center |  | USA0060589 | 1197 | 40.4120 | -78.8550 | Gas |  |  |  | 2020.0 | CPV Fairview LLC | U.S. Energy Information Administration | http://www.eia.gov/electricity/data/browser/ | U.S. Energy Information Administration |  | 2019 | [6 empty] | 371.609 | U.S. Energy Information Administration |  |  |  |  | 4221.21 | NO-ESTIMATION | NO-ESTIMATION | SOLAR-V1 | SOLAR-V1 | SOLAR-V1
USA | United States of America | High Sierra Cogeneration Plant |  | USA0057977 | 6 | 40.4128 | -120.4774 | Gas |  |  |  | 2010.0 | Plumas Sierra Rural Electric Coop | U.S. Energy Information Administration | http://www.eia.gov/electricity/data/browser/ | U.S. Energy Information Administration | 64564 | 2019 | 28.364 | 36.212 | 37.032000000000004 | 34.6 | 25.115000000000002 | 34.849000000000004 | 31.553 | U.S. Energy Information Administration |  |  |  |  | 21.15 | HYDRO-V1 | HYDRO-V1 | HYDRO-V1 | HYDRO-V1 | HYDRO-V1
USA | United States of America | POET Biorefining - Portland |  | USA0063922 | 3.5 | 40.4145 | -85.0255 | Gas |  |  |  | 2017.0 | POET Biorefining - Portland | U.S. Energy Information Administration | http://www.eia.gov/electricity/data/browser/ | U.S. Energy Information Administration |  | 2019 | [12 empty] | 12.34 | WIND-V1 | WIND-V1 | WIND-V1 | WIND-V1 | WIND-V1
USA | United States of America | Purdue University |  | USA0050240 | 43.2 | 40.4172 | -86.9122 | Gas | Coal | Oil |  | 1988.8287037037037 | Purdue University | U.S. Energy Information Administration | http://www.eia.gov/electricity/data/browser/ | U.S. Energy Information Administration |  | 2019 | 109.03577 | 103.33938900000001 | 138.372933 | 166.004764 | 144.179798 | 125.03571600000001 | 158.4187 | U.S. Energy Information Administration |  |  |  |  | 152.34 | NO-ESTIMATION | NO-ESTIMATION | NO-ESTIMATION | NO-ESTIMATION | CAPACITY-FACTOR-V1
USA | United States of America | Ontelaunee Energy Center |  | USA0055193 | 728 | 40.4219 | -75.9356 | Gas |  |  |  | 2002.0 | Ontelaunee Energy Center | U.S. Energy Information Administration | http://www.eia.gov/electricity/data/browser/ | U.S. Energy Information Administration | 45874 | 2019 | 2394.771 | 2503.9629999999997 | 4088.379 | 4176.193 | 4263.945 | 4073.5470000000005 | 3930.943 | U.S. Energy Information Administration |  |  |  |  | 2567.28 | HYDRO-V1 | HYDRO-V1 | HYDRO-V1 | HYDRO-V1 | HYDRO-V1
USA | United States of America | ECP Uptown Campus |  | USA0063485 | 5.6 | 40.4373 | -79.9874 | Gas |  |  |  | 1997.0 | ECP Uptown Campus LLC | U.S. Energy Information Administration | http://www.eia.gov/electricity/data/browser/ | U.S. Energy Information Administration |  | 2019 | [6 empty] | 31.6873 | U.S. Energy Information Administration |  |  |  |  | 19.74 | NO-ESTIMATION | NO-ESTIMATION | NO-ESTIMATION | NO-ESTIMATION | CAPACITY-FACTOR-V1
USA | United States of America | Sayreville Cogeneration Facility |  | USA0010308 | 430.2 | 40.4390 | -74.3444 | Gas |  |  |  | 1991.0 | North Jersey Energy Assoc LP | U.S. Energy Information Administration | http://www.eia.gov/electricity/data/browser/ | U.S. Energy Information Administration | 36772 | 2019 | 1210.406 | 1401.1941000000002 | 1270.4276 | 941.1700000000001 | 846.682 | 707.656 | 392.036 | U.S. Energy Information Administration |  |  |  |  | 1517.09 | HYDRO-V1 | HYDRO-V1 | HYDRO-V1 | HYDRO-V1 | HYDRO-V1
USA | United States of America | Sagamore Plant Cogeneration |  | USA0050903 | 7.4 | 40.4439 | -86.8600 | Gas |  |  |  | 1984.0 | Tate & Lyle Ingredients Americas Inc | U.S. Energy Information Administration | http://www.eia.gov/electricity/data/browser/ | U.S. Energy Information Administration |  | 2019 | 18.0226 | 25.81655 | 0.0 | 0.0 | 0.0 | 0.0 | 27.3365 | U.S. Energy Information Administration |  |  |  |  | 26.09 | HYDRO-V1 | HYDRO-V1 | HYDRO-V1 | HYDRO-V1 | HYDRO-V1
USA | United States of America | Red Oak Power LLC |  | USA0055239 | 821.1 | 40.4487 | -74.3489 | Gas |  |  |  | 2002.0000000000002 | Red Oak Operating Services LLC | U.S. Energy Information Administration | http://www.eia.gov/electricity/data/browser/ | U.S. Energy Information Administration | 45679 | 2019 | 3831.843 | 5428.446 | 5810.095 | 5955.258 | 5293.604 | 4268.42 | 5092.128 | U.S. Energy Information Administration |  |  |  |  | 2895.6 | NO-ESTIMATION | NO-ESTIMATION | NO-ESTIMATION | NO-ESTIMATION | CAPACITY-FACTOR-V1
USA | United States of America | Parlin Power Plant |  | USA0050799 | 135 | 40.4607 | -74.3272 | Gas | Oil |  |  | 1991.0 | Consolidated Edison Energy Inc. | U.S. Energy Information Administration | http://www.eia.gov/electricity/data/browser/ | U.S. Energy Information Administration | 28560 | 2019 | 0.0 | 66.088 | 45.623 | 0.0 | 0.0 | 0.0 | 8.059 | U.S. Energy Information Administration |  |  |  |  | 476.07 | NO-ESTIMATION | NO-ESTIMATION | NO-ESTIMATION | NO-ESTIMATION | NO-ESTIMATION
USA | United States of America | Brunot Island |  | USA0003096 | 365.4 | 40.4649 | -80.0438 | Gas | Oil |  |  | 1973.324302134647 | Brunot Island Power LLC | U.S. Energy Information Administration | http://www.eia.gov/electricity/data/browser/ | U.S. Energy Information Administration | 18798 | 2019 | 0.0 | 0.0 | 97.03500000000001 | 52.25 | 64.02600000000001 | 36.208 | 71.539 | U.S. Energy Information Administration |  |  |  |  | 1288.58 | NO-ESTIMATION | NO-ESTIMATION | NO-ESTIMATION | NO-ESTIMATION | NO-ESTIMATION
USA | United States of America | Gibson City Energy Center LLC |  | USA0055201 | 270 | 40.4705 | -88.3987 | Gas | Oil |  |  | 2000.0 | Mainline Generation LLC | U.S. Energy Information Administration | http://www.eia.gov/electricity/data/browser/ | U.S. Energy Information Administration | 45675 | 2019 | 0.0 | 0.0 | 0.0 | 0.0 | 0.0 | 0.0 | 75.048 | U.S. Energy Information Administration |  |  |  |  | 952.15 | NO-ESTIMATION | NO-ESTIMATION | NO-ESTIMATION | NO-ESTIMATION | NO-ESTIMATION
USA | United States of America | Bristol Myers Squibb New Brunswick |  | USA0054829 | 10.5 | 40.4757 | -74.4462 | Gas | Oil |  |  | 1992.6666666666667 | Bristol-Myers Squibb Co | U.S. Energy Information Administration | http://www.eia.gov/electricity/data/browser/ | U.S. Energy Information Administration | 49083 | 2019 | 49.520999999999994 | 53.79800000000001 | 54.997 | 59.249 | 64.879 | 54.9953 | 44.639 | U.S. Energy Information Administration |  |  |  |  | 37.02 | NO-ESTIMATION | NO-ESTIMATION | NO-ESTIMATION | NO-ESTIMATION | NO-ESTIMATION
USA | United States of America | Sayreville |  | USA0002390 | 212 | 40.4765 | -74.3523 | Gas | Oil |  |  | 1972.25 | Sayreville Power LLC | U.S. Energy Information Administration | http://www.eia.gov/electricity/data/browser/ | U.S. Energy Information Administration | 23589 | 2019 | 0.0 | 1.6729999999999998 | 8.304 | 3.7360000000000007 | -0.7350000000000001 | 1.725 | -0.916 | U.S. Energy Information Administration |  |  |  |  | 747.61 | NO-ESTIMATION | NO-ESTIMATION | NO-ESTIMATION | NO-ESTIMATION | NO-ESTIMATION
USA | United States of America | Heber City |  | USA0007111 | 14.1 | 40.5037 | -111.4252 | Gas |  |  |  | 2005.9432624113479 | Heber Light & Power Company | U.S. Energy Information Administration | http://www.eia.gov/electricity/data/browser/ | U.S. Energy Information Administration |  | 2019 | 0.0 | 0.0 | 0.0 | 0.0 | 0.0 | 0.0 | 20.618 | U.S. Energy Information Administration |  |  |  |  | 49.72 | NO-ESTIMATION | NO-ESTIMATION | NO-ESTIMATION | NO-ESTIMATION | CAPACITY-FACTOR-V1
USA | United States of America | Redding Power |  | USA0007307 | 183.1 | 40.5073 | -122.4233 | Gas |  |  |  | 1999.767886400874 | City of Redding - (CA) | U.S. Energy Information Administration | http://www.eia.gov/electricity/data/browser/ | U.S. Energy Information Administration | 31217 | 2019 | 146.888 | 258.524 | 281.436 | 303.162 | 191.156 | 244.98999999999998 | 232.344 | U.S. Energy Information Administration |  |  |  |  | 645.7 | NO-ESTIMATION | NO-ESTIMATION | NO-ESTIMATION | NO-ESTIMATION | CAPACITY-FACTOR-V1
USA | United States of America | Woodbridge Energy Center |  | USA0057839 | 772.9 | 40.5150 | -74.3189 | Gas |  |  |  | 2015.0 | Woodbridge Energy Center | U.S. Energy Information Administration | http://www.eia.gov/electricity/data/browser/ | U.S. Energy Information Administration | 63472 | 2019 |  |  | 160.654 | 4751.779 | 5045.276 | 4898.709 | 5050.5942 | U.S. Energy Information Administration |  |  |  |  | 2725.62 | HYDRO-V1 | HYDRO-V1 | HYDRO-V1 | HYDRO-V1 | HYDRO-V1
USA | United States of America | Juniata Locomotive Shop |  | USA0010302 | 1.5 | 40.5333 | -78.3841 | Gas |  |  |  | 2015.0 | Norfork Southern Corp | U.S. Energy Information Administration | http://www.eia.gov/electricity/data/browser/ | U.S. Energy Information Administration |  | 2019 | 8.881 | 7.12 | 0.0 |  | 0.0 | 0.0 | 8.937 | U.S. Energy Information Administration |  |  |  |  | 5.28 | NO-ESTIMATION | NO-ESTIMATION | NO-ESTIMATION | NO-ESTIMATION | NO-ESTIMATION
USA | United States of America | Allegheny Energy Units 3 4 & 5 |  | USA0055710 | 556 | 40.5453 | -79.7686 | Gas | Oil |  |  | 2003.0 | Springdale Energy LLC | U.S. Energy Information Administration | http://www.eia.gov/electricity/data/browser/ | U.S. Energy Information Administration |  | 2019 | 3493.134 | 0.0 | 0.0 | 0.0 | 0.0 | 0.0 | 4340.792 | U.S. Energy Information Administration |  |  |  |  | 1960.73 | HYDRO-V1 | HYDRO-V1 | HYDRO-V1 | HYDRO-V1 | HYDRO-V1
USA | United States of America | Springdale 1 & 2 |  | USA0055196 | 87.6 | 40.5467 | -79.7683 | Gas | Oil |  |  | 2000.0000000000002 | Springdale Energy LLC | U.S. Energy Information Administration | http://www.eia.gov/electricity/data/browser/ | U.S. Energy Information Administration |  | 2019 | 0.0 | 0.0 | 0.0 | 0.0 | 0.0 | 0.0 | 122.276 | U.S. Energy Information Administration |  |  |  |  | 308.92 | HYDRO-V1 | HYDRO-V1 | HYDRO-V1 | HYDRO-V1 | HYDRO-V1
USA | United States of America | PSEG Sewaren Generating Station |  | USA0002411 | 609.5 | 40.5558 | -74.2469 | Gas |  |  |  | 2018.0 | PSEG Fossil LLC | U.S. Energy Information Administration | http://www.eia.gov/electricity/data/browser/ | U.S. Energy Information Administration | 30890 | 2019 | 0.0 | 0.0 | 0.0 | 0.0 | 0.0 | 0.0 | 3308.721 | U.S. Energy Information Administration |  |  |  |  | 2149.39 | NO-ESTIMATION | NO-ESTIMATION | NO-ESTIMATION | NO-ESTIMATION | CAPACITY-FACTOR-V1
USA | United States of America | Hallam |  | USA0002265 | 56.7 | 40.5587 | -96.7862 | Gas | Oil |  |  | 1973.0 | Nebraska Public Power District | U.S. Energy Information Administration | http://www.eia.gov/electricity/data/browser/ | U.S. Energy Information Administration | 27287 | 2019 | 1.099 | 5.3919999999999995 | 3.42 | 4.351 | 2.455 | 3.593 | 5.041 | U.S. Energy Information Administration |  |  |  |  | 199.95 | HYDRO-V1 | HYDRO-V1 | HYDRO-V1 | HYDRO-V1 | HYDRO-V1
USA | United States of America | eBay - South Jordan |  | USA0059281 | 9.8 | 40.5606 | -112.0478 | Gas |  |  |  | 2013.7755102040815 | Bloom Energy | U.S. Energy Information Administration | http://www.eia.gov/electricity/data/browser/ | U.S. Energy Information Administration |  | 2019 | 12.968 | 51.276 | 71.505 | 76.392 | 76.631 | 75.22800000000001 | 72.0651 | U.S. Energy Information Administration |  |  |  |  | 34.55 | WIND-V1 | WIND-V1 | WIND-V1 | WIND-V1 | WIND-V1
USA | United States of America | Gilbert |  | USA0002393 | 512 | 40.5658 | -75.1639 | Gas | Oil |  |  | 1981.708984375 | Gilbert Power LLC | U.S. Energy Information Administration | http://www.eia.gov/electricity/data/browser/ | U.S. Energy Information Administration | 23584 | 2019 | 20.202 | 66.31900000000002 | 34.8 | 0.0 | 0.0 | 0.0 | 4.196 | U.S. Energy Information Administration |  |  |  |  | 1805.56 | NO-ESTIMATION | NO-ESTIMATION | NO-ESTIMATION | NO-ESTIMATION | CAPACITY-FACTOR-V1
USA | United States of America | Rariton OMP |  | USA0059055 | 5.4 | 40.5744 | -74.6481 | Gas | Solar |  |  | 2010.333333333333 | Janssen Pharmaceutical Co | U.S. Energy Information Administration | http://www.eia.gov/electricity/data/browser/ | U.S. Energy Information Administration |  | 2019 | 6.194000000000001 | 4.25588 | 4.34081 | 2.798 | 1.058 |  | 1.473 | U.S. Energy Information Administration |  |  |  |  | 19.04 | HYDRO-V1 | HYDRO-V1 | HYDRO-V1 | HYDRO-V1 | HYDRO-V1
USA | United States of America | Don Henry |  | USA0002243 | 22 | 40.5832 | -98.4201 | Gas | Oil |  |  | 1972.0 | City of Hastings - (NE) | U.S. Energy Information Administration | http://www.eia.gov/electricity/data/browser/ | U.S. Energy Information Administration | 21853 | 2019 | 0.0 | 0.0 | 0.0 | 0.0 | 0.0 | 0.0 | -0.466 | U.S. Energy Information Administration |  |  |  |  | 77.58 | NO-ESTIMATION | NO-ESTIMATION | NO-ESTIMATION | NO-ESTIMATION | CAPACITY-FACTOR-V1
USA | United States of America | Snowbird Power Plant |  | USA0010215 | 1.8 | 40.5834 | -111.6539 | Gas |  |  |  | 1987.0000000000005 | Snowbird Corporation | U.S. Energy Information Administration | http://www.eia.gov/electricity/data/browser/ | U.S. Energy Information Administration |  | 2019 | 0.013000000000000001 | 0.014 | 0.014 | 0.014 | 0.013000000000000001 | 0.015 | 0.014 | U.S. Energy Information Administration |  |  |  |  | 6.34 | NO-ESTIMATION | NO-ESTIMATION | NO-ESTIMATION | NO-ESTIMATION | CAPACITY-FACTOR-V1
USA | United States of America | Arthur Kill Generating Station |  | USA0002490 | 895.5 | 40.5916 | -74.2000 | Gas |  |  |  | 1965.2010050251256 | NRG Arthur Kill Operations Inc | U.S. Energy Information Administration | http://www.eia.gov/electricity/data/browser/ | U.S. Energy Information Administration | 17338 | 2019 | 1356.2590000000002 | 1098.0490000000002 | 1050.964 | 1095.259 | 827.118 | 989.784 | 903.336 | U.S. Energy Information Administration |  |  |  |  | 3157.97 | NO-ESTIMATION | NO-ESTIMATION | NO-ESTIMATION | SOLAR-V1 | SOLAR-V1
USA | United States of America | North Denver |  | USA0002244 | 39 | 40.5988 | -98.3886 | Gas | Oil |  |  | 1963.076923076923 | City of Hastings - (NE) | U.S. Energy Information Administration | http://www.eia.gov/electricity/data/browser/ | U.S. Energy Information Administration | 21855 | 2019 | 0.0 | 0.0 | 0.0 | 0.0 | 0.0 | 0.0 | -0.155 | U.S. Energy Information Administration |  |  |  |  | 137.53 | NO-ESTIMATION | NO-ESTIMATION | NO-ESTIMATION | NO-ESTIMATION | CAPACITY-FACTOR-V1
USA | United States of America | Carroll County Energy |  | USA0059773 | 832.3 | 40.6044 | -81.0592 | Gas |  |  |  | 2018.0 | Carroll County Energy LLC | U.S. Energy Information Administration | http://www.eia.gov/electricity/data/browser/ | U.S. Energy Information Administration |  | 2019 |  |  |  |  | 465.33500000000004 | 4713.968 | 5201.771 | U.S. Energy Information Administration |  |  |  |  | 2935.1 | SOLAR-V1 | SOLAR-V1 | SOLAR-V1 | SOLAR-V1 | SOLAR-V1
USA | United States of America | Kings Plaza Total Energy Plant (TEP) |  | USA0063236 | 12.8 | 40.6102 | -73.9200 | Gas |  |  |  | 2007.0 | Veolia North America | U.S. Energy Information Administration | http://www.eia.gov/electricity/data/browser/ | U.S. Energy Information Administration |  | 2019 | [6 empty] | 20.983 | U.S. Energy Information Administration |  |  |  |  | 45.13 | NO-ESTIMATION | NO-ESTIMATION | NO-ESTIMATION | NO-ESTIMATION | CAPACITY-FACTOR-V1
USA | United States of America | Bayswater Peaking Facility LLC |  | USA0055699 | 60.5 | 40.6107 | -73.7622 | Gas |  |  |  | 2002.0 | Bayswater Peaking Facility LLC | U.S. Energy Information Administration | http://www.eia.gov/electricity/data/browser/ | U.S. Energy Information Administration |  | 2019 | 153.596 | 200.104 | 223.241 | 226.511 | 99.575 | 140.751 | 118.939 | U.S. Energy Information Administration |  |  |  |  | 213.35 | NO-ESTIMATION | NO-ESTIMATION | NO-ESTIMATION | NO-ESTIMATION | CAPACITY-FACTOR-V1
USA | United States of America | Indiana University of Pennsylvania |  | USA0010129 | 24.4 | 40.6144 | -79.1594 | Gas | Oil |  |  | 1988.0 | Indiana University of Penn | U.S. Energy Information Administration | http://www.eia.gov/electricity/data/browser/ | U.S. Energy Information Administration |  | 2019 | 15.626 | 32.049 | 29.0 | 25.828000000000003 | 25.400000000000002 | 16.199 | 14.041 | U.S. Energy Information Administration |  |  |  |  | 86.04 | NO-ESTIMATION | NO-ESTIMATION | NO-ESTIMATION | NO-ESTIMATION | CAPACITY-FACTOR-V1
USA | United States of America | Merck Rahway Power Plant |  | USA0010224 | 20.8 | 40.6156 | -74.2653 | Gas | Oil | Solar |  | 2000.5865384615383 | Merck & Co Inc | U.S. Energy Information Administration | http://www.eia.gov/electricity/data/browser/ | U.S. Energy Information Administration | 26043 | 2019 | 25.732000000000003 | 30.404 | 14.872000000000002 | 0.0 | 16.53 | 35.289500000000004 | 43.2771 | U.S. Energy Information Administration |  |  |  |  | 73.35 | NO-ESTIMATION | NO-ESTIMATION | NO-ESTIMATION | NO-ESTIMATION | CAPACITY-FACTOR-V1
USA | United States of America | E F Barrett |  | USA0002511 | 669.2 | 40.6167 | -73.6479 | Gas | Oil |  |  | 1964.3502689778838 | National Grid Generation LLC | U.S. Energy Information Administration | http://www.eia.gov/electricity/data/browser/ | U.S. Energy Information Administration | 25010 | 2019 | 1154.509988 | 1518.973985 | 1538.094009 | 1615.262993 | 1357.5960400000001 | 1436.3359920000003 | 1423.7797 | U.S. Energy Information Administration |  |  |  |  | 2359.93 | NO-ESTIMATION | NO-ESTIMATION | NO-ESTIMATION | NO-ESTIMATION | CAPACITY-FACTOR-V1
USA | United States of America | Bethlehem Power Plant |  | USA0055690 | 1153 | 40.6175 | -75.3147 | Gas | Oil |  |  | 2003.1695576756288 | Calpine Bethlehem LLC | U.S. Energy Information Administration | http://www.eia.gov/electricity/data/browser/ | U.S. Energy Information Administration |  | 2019 | 4869.8079800000005 | 4702.961988 | 5327.292026 | 5343.008945 | 4797.667984000001 | 4159.648972 | 4721.993 | U.S. Energy Information Administration |  |  |  |  | 4066.04 | NO-ESTIMATION | NO-ESTIMATION | NO-ESTIMATION | SOLAR-V1 | SOLAR-V1
USA | United States of America | Pouch |  | USA0008053 | 47 | 40.6182 | -74.0685 | Gas |  |  |  | 2001.0 | New York Power Authority | U.S. Energy Information Administration | http://www.eia.gov/electricity/data/browser/ | U.S. Energy Information Administration | 47044 | 2019 | 108.11200000000001 | 43.407000000000004 | 64.037 | 64.985 | 44.132 | 56.003 | 47.443 | U.S. Energy Information Administration |  |  |  |  | 165.74 | NO-ESTIMATION | NO-ESTIMATION | NO-ESTIMATION | NO-ESTIMATION | CAPACITY-FACTOR-V1
USA | United States of America | Montpelier Electric Generating Station |  | USA0055229 | 236 | 40.6206 | -85.3057 | Gas | Oil |  |  | 2001.0 | Kimura Power LLC | U.S. Energy Information Administration | http://www.eia.gov/electricity/data/browser/ | U.S. Energy Information Administration | 46903 | 2019 | 71.251 | 0.0 | 0.0 | 0.0 | 140.885998 | 212.74599700000002 | 151.435 | U.S. Energy Information Administration |  |  |  |  | 832.25 | NO-ESTIMATION | NO-ESTIMATION | NO-ESTIMATION | NO-ESTIMATION | CAPACITY-FACTOR-V1
USA | United States of America | PSEG Linden Generating Station |  | USA0002406 | 1740 | 40.6217 | -74.2072 | Gas | Oil |  |  | 2004.1221839080463 | PSEG Fossil LLC | U.S. Energy Information Administration | http://www.eia.gov/electricity/data/browser/ | U.S. Energy Information Administration | 30882 | 2019 | 6105.231954 | 5540.305907 | 7598.443998000001 | 6414.47604 | 4909.400037 | 5265.587018000001 | 5310.201 | U.S. Energy Information Administration |  |  |  |  | 6136.1 | WIND-V1 | WIND-V1 | WIND-V1 | WIND-V1 | WIND-V1
USA | United States of America | POET Biorefining - Marion LLC |  | USA0063829 | 7.8 | 40.6220 | -83.1570 | Gas |  |  |  | 2017.0 | POET Biorefining - Marion LLC | U.S. Energy Information Administration | http://www.eia.gov/electricity/data/browser/ | U.S. Energy Information Administration |  | 2019 | [6 empty] | 30.509 | U.S. Energy Information Administration |  |  |  |  | 27.5 | NO-ESTIMATION | NO-ESTIMATION | NO-ESTIMATION | NO-ESTIMATION | CAPACITY-FACTOR-V1
USA | United States of America | CIP II/AR Bridgewater Holdings - NJCOE |  | USA0010122 | 5 | 40.6240 | -74.6340 | Gas | Oil |  |  | 2002.0 | COE Bridgewater LLC c/o Thor Equities LLC | U.S. Energy Information Administration | http://www.eia.gov/electricity/data/browser/ | U.S. Energy Information Administration |  | 2019 | 16.94812 | 26.836319999999997 | 25.74362 | 24.90474 | 26.57564 | 22.72522 | 22.6635 | U.S. Energy Information Administration |  |  |  |  | 17.63 | HYDRO-V1 | HYDRO-V1 | HYDRO-V1 | HYDRO-V1 | HYDRO-V1
USA | United States of America | Crete |  | USA0002231 | 6 | 40.6253 | -96.9601 | Gas | Oil |  |  | 1973.0 | City of Crete | U.S. Energy Information Administration | http://www.eia.gov/electricity/data/browser/ | U.S. Energy Information Administration | 17815 | 2019 | 0.157 | 0.091 | 0.062 | 0.092 | 0.202 | 0.051000000000000004 | 0.046 | U.S. Energy Information Administration |  |  |  |  | 21.15 | NO-ESTIMATION | NO-ESTIMATION | NO-ESTIMATION | NO-ESTIMATION | CAPACITY-FACTOR-V1
USA | United States of America | Curtis |  | USA0002232 | 3.4 | 40.6315 | -100.5152 | Gas | Oil |  |  | 1967.764705882353 | City of Curtis - (NE) | U.S. Energy Information Administration | http://www.eia.gov/electricity/data/browser/ | U.S. Energy Information Administration |  | 2019 | 0.013999999999999999 | 0.006 | 0.022000000000000002 | 0.018 | 0.002 | 0.047 | 0.038 | U.S. Energy Information Administration |  |  |  |  | 11.99 | NO-ESTIMATION | NO-ESTIMATION | NO-ESTIMATION | NO-ESTIMATION | CAPACITY-FACTOR-V1
USA | United States of America | Linden Cogen Plant |  | USA0050006 | 974.1 | 40.6322 | -74.2156 | Gas | Oil |  |  | 1994.1815008725998 | EFS Cogen Holdings I LLC | U.S. Energy Information Administration | http://www.eia.gov/electricity/data/browser/ | U.S. Energy Information Administration | 16937 | 2019 | 4169.277038 | 4618.0939880000005 | 4585.226997000001 | 4893.533013 | 5088.850079000001 | 5546.963009999999 | 5500.027 | U.S. Energy Information Administration |  |  |  |  | 3435.15 | WIND-V1 | WIND-V1 | WIND-V1 | WIND-V1 | WIND-V1
USA | United States of America | IIV000 Mt Bethel Fuel Cell |  | USA0063713 | 2.6 | 40.6325 | -74.5035 | Gas |  |  |  | 2019.0000000000002 | 2016 ESA Project Company LLC | U.S. Energy Information Administration | http://www.eia.gov/electricity/data/browser/ | U.S. Energy Information Administration |  | 2019 | [6 empty] | 19.429 | U.S. Energy Information Administration |  |  |  |  | 9.16 | WIND-V1 | WIND-V1 | WIND-V1 | WIND-V1 | WIND-V1
USA | United States of America | Armstrong |  | USA0055347 | 688 | 40.6380 | -79.3517 | Gas | Oil |  |  | 2002.0 | Armstrong Power LLC | U.S. Energy Information Administration | http://www.eia.gov/electricity/data/browser/ | U.S. Energy Information Administration | 36602 | 2019 | 261.705999 | 711.764003 | 1206.4590460000002 | 1171.910004 | 1372.481977 | 480.57000500000004 | 826.177 | U.S. Energy Information Administration |  |  |  |  | 2426.22 | WIND-V1 | WIND-V1 | WIND-V1 | WIND-V1 | WIND-V1
USA | United States of America | Kennedy International Airport Cogen |  | USA0054114 | 121.2 | 40.6417 | -73.7778 | Gas | Oil |  |  | 1995.0 | KIAC Partners | U.S. Energy Information Administration | http://www.eia.gov/electricity/data/browser/ | U.S. Energy Information Administration |  | 2019 | 0.0 | 734.159003 | 0.0 | 0.0 | 0.0 | 603.058001 | 480.049 | U.S. Energy Information Administration |  |  |  |  | 427.41 | NO-ESTIMATION | NO-ESTIMATION | SOLAR-V1 | SOLAR-V1 | SOLAR-V1
USA | United States of America | Equus Freeport Power |  | USA0056032 | 120 | 40.6439 | -73.5683 | Gas | Oil |  |  | 2004.0 | Equus Power I L.P. | U.S. Energy Information Administration | http://www.eia.gov/electricity/data/browser/ | U.S. Energy Information Administration | 61372 | 2019 | 0.0 | 105.539 | 131.587004 | 117.19799900000001 | 85.694 | 36.705000000000005 | 39.915 | U.S. Energy Information Administration |  |  |  |  | 423.17 | NO-ESTIMATION | NO-ESTIMATION | NO-ESTIMATION | NO-ESTIMATION | CAPACITY-FACTOR-V1
USA | United States of America | Plant No 2 Freeport |  | USA0002679 | 78.6 | 40.6447 | -73.5683 | Gas | Oil |  |  | 1996.8613231552163 | Village of Freeport - (NY) | U.S. Energy Information Administration | http://www.eia.gov/electricity/data/browser/ | U.S. Energy Information Administration | 20585 | 2019 | 0.0 | 0.0 | 0.0 | 0.0 | 0.0 | 0.0 | 13.823 | U.S. Energy Information Administration |  |  |  |  | 277.18 | WIND-V1 | WIND-V1 | WIND-V1 | WIND-V1 | WIND-V1
USA | United States of America | Narrows Gas Turbines Generating |  | USA0002499 | 352 | 40.6486 | -74.0208 | Gas | Oil |  |  | 1972.0 | U S Power Generating Company LLC | U.S. Energy Information Administration | http://www.eia.gov/electricity/data/browser/ | U.S. Energy Information Administration |  | 2019 | 123.88399700000001 | 25.190000000000005 | 61.52 | 79.461 | 24.054000000000002 | 71.06 | 37.09 | U.S. Energy Information Administration |  |  |  |  | 1241.32 | WIND-V1 | WIND-V1 | WIND-V1 | WIND-V1 | WIND-V1
USA | United States of America | Bayonne Energy Center |  | USA0056964 | 644 | 40.6528 | -74.0915 | Gas | Oil |  |  | 2013.2298136645963 | Bayonne Energy Center LLC | U.S. Energy Information Administration | http://www.eia.gov/electricity/data/browser/ | U.S. Energy Information Administration | 57985 | 2019 | 829.3850010000001 | 1301.635041 | 1016.5140349999999 | 1115.6600469999998 | 625.794002 | 772.116004 | 656.742 | U.S. Energy Information Administration |  |  |  |  | 2271.06 | NO-ESTIMATION | NO-ESTIMATION | NO-ESTIMATION | NO-ESTIMATION | CAPACITY-FACTOR-V1
USA | United States of America | SDM000 Clarkson Fuel Cell |  | USA0063647 | 1.8 | 40.6551 | -73.9441 | Gas |  |  |  | 2018.0 | 2016 ESA Project Company LLC | U.S. Energy Information Administration | http://www.eia.gov/electricity/data/browser/ | U.S. Energy Information Administration |  | 2019 | [6 empty] | 14.692 | U.S. Energy Information Administration |  |  |  |  | 6.34 | WIND-V1 | WIND-V1 | WIND-V1 | WIND-V1 | WIND-V1
USA | United States of America | NHH003 Clarkson Fuel Cell |  | USA0063648 | 1.1 | 40.6565 | -73.9428 | Gas |  |  |  | 2018.0 | 2016 ESA Project Company LLC | U.S. Energy Information Administration | http://www.eia.gov/electricity/data/browser/ | U.S. Energy Information Administration |  | 2019 | [6 empty] | 9.364 | U.S. Energy Information Administration |  |  |  |  | 3.87 | NO-ESTIMATION | NO-ESTIMATION | NO-ESTIMATION | NO-ESTIMATION | CAPACITY-FACTOR-V1
USA | United States of America | NHH004 Winthrop Fuel Cell |  | USA0063649 | 1 | 40.6568 | -73.9467 | Gas |  |  |  | 2018.0 | 2016 ESA Project Company LLC | U.S. Energy Information Administration | http://www.eia.gov/electricity/data/browser/ | U.S. Energy Information Administration |  | 2019 | [6 empty] | 8.579 | U.S. Energy Information Administration |  |  |  |  | 3.52 | WIND-V1 | WIND-V1 | WIND-V1 | WIND-V1 | WIND-V1
USA | United States of America | Charles P Keller |  | USA0002695 | 29.4 | 40.6583 | -73.6406 | Gas | Oil |  |  | 1970.0238095238099 | Village of Rockville Centre - (NY) | U.S. Energy Information Administration | http://www.eia.gov/electricity/data/browser/ | U.S. Energy Information Administration |  | 2019 | 1.434 | -0.6910000000000001 | -0.399 | 0.425 | 0.31300000000000006 | 0.309 | -0.966 | U.S. Energy Information Administration |  |  |  |  | 103.67 | NO-ESTIMATION | NO-ESTIMATION | NO-ESTIMATION | NO-ESTIMATION | CAPACITY-FACTOR-V1
USA | United States of America | Joseph J Seymour Power Project |  | USA0007910 | 94 | 40.6631 | -74.0000 | Gas |  |  |  | 2001.0 | New York Power Authority | U.S. Energy Information Administration | http://www.eia.gov/electricity/data/browser/ | U.S. Energy Information Administration |  | 2019 | 185.76500000000001 | 73.738 | 118.779 | 113.532 | 86.709 | 117.563 | 72.966 | U.S. Energy Information Administration |  |  |  |  | 331.49 | HYDRO-V1 | HYDRO-V1 | HYDRO-V1 | HYDRO-V1 | HYDRO-V1
USA | United States of America | Nebraska City # 2 |  | USA0007555 | 13.5 | 40.6661 | -95.8683 | Gas | Oil |  |  | 1998.0 | City of Nebraska City | U.S. Energy Information Administration | http://www.eia.gov/electricity/data/browser/ | U.S. Energy Information Administration | 63992 | 2019 | 0.0 | -0.762 | -0.788 | -0.839 | -0.7490000000000001 | -0.783 | -0.778 | U.S. Energy Information Administration |  |  |  |  | 47.6 | HYDRO-V1 | HYDRO-V1 | HYDRO-V1 | HYDRO-V1 | HYDRO-V1
USA | United States of America | West Valley Generation Project |  | USA0055622 | 217 | 40.6667 | -112.0317 | Gas |  |  |  | 2001.6000000000001 | Utah Municipal Power Agency | U.S. Energy Information Administration | http://www.eia.gov/electricity/data/browser/ | U.S. Energy Information Administration | 48192 | 2019 | 339.47 | 115.63 | 104.663 | 102.21000000000001 | 121.62700000000001 | 215.13 | 191.17 | U.S. Energy Information Administration |  |  |  |  | 765.24 | NO-ESTIMATION | SOLAR-V1 | SOLAR-V1 | SOLAR-V1 | SOLAR-V1
USA | United States of America | Murray Turbine |  | USA0008010 | 42 | 40.6700 | -111.8900 | Gas |  |  |  | 2001.3333333333333 | City of Murray - (UT) | U.S. Energy Information Administration | http://www.eia.gov/electricity/data/browser/ | U.S. Energy Information Administration |  | 2019 | 9.463000000000001 | 4.97 | 6.883 | 3.423 | 1.425 | 9.221 | 5.824 | U.S. Energy Information Administration |  |  |  |  | 148.11 | NO-ESTIMATION | NO-ESTIMATION | NO-ESTIMATION | SOLAR-V1 | SOLAR-V1
USA | United States of America | Syracuse # 2 |  | USA0002256 | 4 | 40.6756 | -96.1778 | Gas | Oil |  |  | 1969.5 | City of Nebraska City | U.S. Energy Information Administration | http://www.eia.gov/electricity/data/browser/ | U.S. Energy Information Administration |  | 2019 | 0.0 | -0.389 | -0.392 | -0.41100000000000003 | -0.41400000000000003 | -0.38099999999999995 | -0.341 | U.S. Energy Information Administration |  |  |  |  | 14.1 | NO-ESTIMATION | NO-ESTIMATION | NO-ESTIMATION | NO-ESTIMATION | CAPACITY-FACTOR-V1
USA | United States of America | Archer Daniels Midland Peoria |  | USA0010866 | 36 | 40.6772 | -89.6049 | Gas |  |  |  | 1988.0 | Archer Daniels Midland Co | U.S. Energy Information Administration | http://www.eia.gov/electricity/data/browser/ | U.S. Energy Information Administration |  | 2019 | 166.857 | 189.007 | 0.0 | 0.0 | 0.0 | 0.0 | 83.754 | U.S. Energy Information Administration |  |  |  |  | 126.95 | NO-ESTIMATION | NO-ESTIMATION | NO-ESTIMATION | NO-ESTIMATION | CAPACITY-FACTOR-V1
USA | United States of America | Kenilworth Energy Facility |  | USA0010805 | 28.8 | 40.6781 | -74.2744 | Gas | Oil |  |  | 1988.9999999999998 | E F Kenilworth LLC | U.S. Energy Information Administration | http://www.eia.gov/electricity/data/browser/ | U.S. Energy Information Administration | 32756 | 2019 | 0.0 | 140.797001 | 138.372 | 129.259997 | 0.0 | 151.094957 | 151.06 | U.S. Energy Information Administration |  |  |  |  | 101.56 | NO-ESTIMATION | NO-ESTIMATION | NO-ESTIMATION | NO-ESTIMATION | CAPACITY-FACTOR-V1
USA | United States of America | Nebraska City # 1 |  | USA0002255 | 26.1 | 40.6806 | -95.8475 | Gas | Oil |  |  | 1968.9616858237548 | City of Nebraska City | U.S. Energy Information Administration | http://www.eia.gov/electricity/data/browser/ | U.S. Energy Information Administration | 27267 | 2019 | 0.0 | -0.9410000000000001 | -1.085 | -104.467 | -0.67 | -0.881 | -0.254 | U.S. Energy Information Administration |  |  |  |  | 92.04 | WIND-V1 | WIND-V1 | WIND-V1 | WIND-V1 | WIND-V1
USA | United States of America | South Oaks Hospital |  | USA0050136 | 1 | 40.6853 | -73.4258 | Gas |  |  |  | 2008.0 | South Oak Hospital | U.S. Energy Information Administration | http://www.eia.gov/electricity/data/browser/ | U.S. Energy Information Administration | 25006 | 2019 | 0.336 | 0.361 | 6.051 | 6.140000000000001 | 6.035 | 5.9190000000000005 | 5.948 | U.S. Energy Information Administration |  |  |  |  | 3.52 | NO-ESTIMATION | NO-ESTIMATION | NO-ESTIMATION | NO-ESTIMATION | CAPACITY-FACTOR-V1
USA | United States of America | Canaday |  | USA0002226 | 108.8 | 40.6942 | -99.7011 | Gas |  |  |  | 1958.0 | Nebraska Public Power District | U.S. Energy Information Administration | http://www.eia.gov/electricity/data/browser/ | U.S. Energy Information Administration | 27282 | 2019 | 2.742 | 3.231 | 4.124 | 2.619 | 1.899 | 0.72 | 0.892 | U.S. Energy Information Administration |  |  |  |  | 383.68 | NO-ESTIMATION | NO-ESTIMATION | NO-ESTIMATION | NO-ESTIMATION | CAPACITY-FACTOR-V1
USA | United States of America | Brooklyn Navy Yard Cogeneration |  | USA0054914 | 322 | 40.6994 | -73.9764 | Gas | Oil |  |  | 1996.0 | Brooklyn Navy Yard Cogen PLP | U.S. Energy Information Administration | http://www.eia.gov/electricity/data/browser/ | U.S. Energy Information Administration | 19048 | 2019 | 1940.0839730000002 | 2051.954973 | 1955.932031 | 2088.986996 | 1965.4220070000001 | 2041.4039549999998 | 1892.243 | U.S. Energy Information Administration |  |  |  |  | 1135.53 | NO-ESTIMATION | NO-ESTIMATION | NO-ESTIMATION | NO-ESTIMATION | CAPACITY-FACTOR-V1
USA | United States of America | Bloomfield |  | USA0001127 | 8.5 | 40.7031 | -92.4253 | Gas | Oil |  |  | 1964.1999999999996 | City of Bloomfield - (IA) | U.S. Energy Information Administration | http://www.eia.gov/electricity/data/browser/ | U.S. Energy Information Administration |  | 2019 | 0.028000000000000004 | 0.055999999999999994 | 0.05600000000000001 | 0.10300000000000001 | 0.071 | 0.131 | 0 | U.S. Energy Information Administration |  |  |  |  | 29.97 | NO-ESTIMATION | NO-ESTIMATION | NO-ESTIMATION | NO-ESTIMATION | CAPACITY-FACTOR-V1
USA | United States of America | Newark Energy Center |  | USA0058079 | 735 | 40.7072 | -74.1258 | Gas |  |  |  | 2015.0 | Newark Energy Center LLC | U.S. Energy Information Administration | http://www.eia.gov/electricity/data/browser/ | U.S. Energy Information Administration | 63471 | 2019 |  |  | 1180.342 | 4330.434 | 4210.732 | 4512.325 | 5007.215 | U.S. Energy Information Administration |  |  |  |  | 2591.97 | NO-ESTIMATION | NO-ESTIMATION | NO-ESTIMATION | NO-ESTIMATION | CAPACITY-FACTOR-V1
USA | United States of America | Galion Generating Station |  | USA0055263 | 49.5 | 40.7167 | -82.7890 | Gas |  |  |  | 2000.0 | American Mun Power-Ohio Inc | U.S. Energy Information Administration | http://www.eia.gov/electricity/data/browser/ | U.S. Energy Information Administration | 47555 | 2019 | 1.206 | 0.789 | 1.285 | 3.4 | 2.145 | 2.483 | 1.977 | U.S. Energy Information Administration |  |  |  |  | 174.56 | NO-ESTIMATION | NO-ESTIMATION | NO-ESTIMATION | NO-ESTIMATION | CAPACITY-FACTOR-V1
USA | United States of America | North 1st |  | USA0007915 | 47 | 40.7171 | -73.9664 | Gas |  |  |  | 2001.0 | New York Power Authority | U.S. Energy Information Administration | http://www.eia.gov/electricity/data/browser/ | U.S. Energy Information Administration |  | 2019 | 50.116 | 40.021 | 35.569 | 45.605000000000004 | 37.362 | 51.871 | 29.372 | U.S. Energy Information Administration |  |  |  |  | 165.74 | HYDRO-V1 | HYDRO-V1 | HYDRO-V1 | HYDRO-V1 | HYDRO-V1
USA | United States of America | Newark Bay Cogeneration Partnership LP |  | USA0050385 | 152 | 40.7197 | -74.1300 | Gas | Oil |  |  | 1993.0 | Newark Bay Cogeneration Partnership LP | U.S. Energy Information Administration | http://www.eia.gov/electricity/data/browser/ | U.S. Energy Information Administration | 17198 | 2019 | 0.0 | 0.0 | 0.0 | 0.0 | 0.0 | 0.0 | 19.771 | U.S. Energy Information Administration |  |  |  |  | 536.02 | HYDRO-V1 | HYDRO-V1 | HYDRO-V1 | HYDRO-V1 | HYDRO-V1
USA | United States of America | Essex County Correctional Facility Cogen |  | USA0063540 | 6.2 | 40.7205 | -74.1263 | Gas |  |  |  | 2003.0 | Essex County Correctional Facility Cogen | U.S. Energy Information Administration | http://www.eia.gov/electricity/data/browser/ | U.S. Energy Information Administration |  | 2019 | [6 empty] | 23.616 | U.S. Energy Information Administration |  |  |  |  | 21.86 | NO-ESTIMATION | NO-ESTIMATION | NO-ESTIMATION | NO-ESTIMATION | CAPACITY-FACTOR-V1
USA | United States of America | Nassau Energy Corp |  | USA0052056 | 55 | 40.7264 | -73.5892 | Gas | Oil |  |  | 1991.0 | Nassau Energy Corp | U.S. Energy Information Administration | http://www.eia.gov/electricity/data/browser/ | U.S. Energy Information Administration | 34976 | 2019 | 364.662774 | 343.145261 | 325.645492 | 380.974295 | 338.71526800000004 | 335.291175 | 351.8442 | U.S. Energy Information Administration |  |  |  |  | 193.95 | NO-ESTIMATION | NO-ESTIMATION | NO-ESTIMATION | SOLAR-V1 | SOLAR-V1
USA | United States of America | East River |  | USA0002493 | 716.2 | 40.7281 | -73.9742 | Gas | Oil |  |  | 1979.260262496509 | Consolidated Edison Co-NY Inc | U.S. Energy Information Administration | http://www.eia.gov/electricity/data/browser/ | U.S. Energy Information Administration | 17341 | 2019 | 0.0 | 2753.9910440000003 | 2927.989014 | 3081.693957 | 3093.0600120000004 | 0.0 | 2818.767 | U.S. Energy Information Administration |  |  |  |  | 2525.67 | NO-ESTIMATION | NO-ESTIMATION | NO-ESTIMATION | NO-ESTIMATION | CAPACITY-FACTOR-V1
USA | United States of America | Rokeby |  | USA0006373 | 266.1 | 40.7316 | -96.7364 | Gas | Oil |  |  | 1992.448327696355 | Lincoln Electric System | U.S. Energy Information Administration | http://www.eia.gov/electricity/data/browser/ | U.S. Energy Information Administration | 24862 | 2019 | 15.62 | 29.675000000000004 | 36.252 | 23.958 | 19.269000000000002 | 36.505 | 12.718 | U.S. Energy Information Administration |  |  |  |  | 938.4 | NO-ESTIMATION | NO-ESTIMATION | NO-ESTIMATION | NO-ESTIMATION | CAPACITY-FACTOR-V1
USA | United States of America | MER Queens |  | USA0062576 | 1.2 | 40.7345 | -73.8709 | Gas |  |  |  | 2017.0000000000002 | Bloom Energy | U.S. Energy Information Administration | http://www.eia.gov/electricity/data/browser/ | U.S. Energy Information Administration |  | 2019 | [5 empty] | 0.0 | 8.555 | U.S. Energy Information Administration |  |  |  |  | 4.23 | SOLAR-V1 | SOLAR-V1 | SOLAR-V1 | SOLAR-V1 | SOLAR-V1
USA | United States of America | Pinelawn Power LLC |  | USA0056188 | 82 | 40.7366 | -73.3884 | Gas | Oil |  |  | 2005.0 | Pinelawn Power LLC | U.S. Energy Information Administration | http://www.eia.gov/electricity/data/browser/ | U.S. Energy Information Administration | 53332 | 2019 | 0.0 | 134.961004 | 186.840997 | 0.0 | 126.06 | 162.14599600000003 | 68.947 | U.S. Energy Information Administration |  |  |  |  | 289.17 | NO-ESTIMATION | NO-ESTIMATION | NO-ESTIMATION | NO-ESTIMATION | CAPACITY-FACTOR-V1
USA | United States of America | PSEG Essex Generating Station |  | USA0002401 | 93.6 | 40.7372 | -74.1206 | Gas | Oil |  |  | 1990.0000000000002 | PSEG Fossil LLC | U.S. Energy Information Administration | http://www.eia.gov/electricity/data/browser/ | U.S. Energy Information Administration | 30874 | 2019 | 0.0 | 73.32600000000001 | 25.589000000000002 | 20.662000000000003 | 5.925000000000001 | 1.2429999999999999 | 1.158 | U.S. Energy Information Administration |  |  |  |  | 330.07 | NO-ESTIMATION | NO-ESTIMATION | NO-ESTIMATION | NO-ESTIMATION | CAPACITY-FACTOR-V1
USA | United States of America | PSEG Kearny Generating Station |  | USA0002404 | 605 | 40.7373 | -74.0965 | Gas | Oil |  |  | 2007.6 | PSEG Fossil LLC | U.S. Energy Information Administration | http://www.eia.gov/electricity/data/browser/ | U.S. Energy Information Administration | 30879 | 2019 | 0.0 | 581.4999959999999 | 720.142997 | 557.585999 | 238.891998 | 0.0 | 89.159 | U.S. Energy Information Administration |  |  |  |  | 2133.52 | NO-ESTIMATION | NO-ESTIMATION | NO-ESTIMATION | NO-ESTIMATION | CAPACITY-FACTOR-V1
USA | United States of America | Rutgers Biomedical and Health Cogen |  | USA0050411 | 10.5 | 40.7393 | -74.1876 | Gas | Oil |  |  | 1989.0 | Rutgers The State University of NJ | U.S. Energy Information Administration | http://www.eia.gov/electricity/data/browser/ | U.S. Energy Information Administration |  | 2019 | 0.0 | 0.0 | 0.0 | 0.0 | 0.0 | 0.0 | 55.079 | U.S. Energy Information Administration |  |  |  |  | 37.02 | WIND-V1 | WIND-V1 | WIND-V1 | WIND-V1 | WIND-V1
USA | United States of America | Humboldt Bay |  | USA0000246 | 167 | 40.7415 | -124.2103 | Gas | Oil | Biomass |  | 2010.1000000000004 | Pacific Gas & Electric Co. | U.S. Energy Information Administration | http://www.eia.gov/electricity/data/browser/ | U.S. Energy Information Administration | 29392 | 2019 | 358.038997 | 346.41700000000003 | 402.54400400000003 | 366.744005 | 431.581999 | 383.862005 | 405.186 | U.S. Energy Information Administration |  |  |  |  | 588.92 | NO-ESTIMATION | NO-ESTIMATION | NO-ESTIMATION | NO-ESTIMATION | SOLAR-V1
USA | United States of America | Bethpage Power Plant |  | USA0050292 | 240 | 40.7469 | -73.4994 | Gas | Oil |  |  | 1998.65 | Calpine Eastern Corp | U.S. Energy Information Administration | http://www.eia.gov/electricity/data/browser/ | U.S. Energy Information Administration |  | 2019 | 0.0 | 0.0 | 827.348 | 789.72 | 0.0 | 0.0 | 352.971 | U.S. Energy Information Administration |  |  |  |  | 846.35 | NO-ESTIMATION | NO-ESTIMATION | NO-ESTIMATION | NO-ESTIMATION | CAPACITY-FACTOR-V1
USA | United States of America | Peak Power 1 Cogen |  | USA0057789 | 6.3 | 40.7511 | -73.9917 | Gas |  |  |  | 2009.9999999999998 | Peak Power 1 LLC | U.S. Energy Information Administration | http://www.eia.gov/electricity/data/browser/ | U.S. Energy Information Administration |  | 2019 | 12.419 | 11.816 | 18.561 | 10.489 | 0.0 | 0.507 | 11.77 | U.S. Energy Information Administration |  |  |  |  | 22.21 | NO-ESTIMATION | NO-ESTIMATION | NO-ESTIMATION | NO-ESTIMATION | SOLAR-V1
USA | United States of America | Vernon Boulevard |  | USA0007909 | 94 | 40.7537 | -73.9508 | Gas |  |  |  | 2001.0 | New York Power Authority | U.S. Energy Information Administration | http://www.eia.gov/electricity/data/browser/ | U.S. Energy Information Administration | 47261 | 2019 | 80.688 | 48.93 | 49.902 | 48.915 | 48.335 | 48.862 | 32.038 | U.S. Energy Information Administration |  |  |  |  | 331.49 | SOLAR-V1 | SOLAR-V1 | SOLAR-V1 | SOLAR-V1 | SOLAR-V1
USA | United States of America | OBP Cogen |  | USA0057798 | 4.6 | 40.7549 | -73.9832 | Gas |  |  |  | 2010.0000000000002 | OBP Cogen LLC | U.S. Energy Information Administration | http://www.eia.gov/electricity/data/browser/ | U.S. Energy Information Administration |  | 2019 | 30.934 | 33.795 | 28.29 | 30.631 | 31.491 | 32.944 | 29.422 | U.S. Energy Information Administration |  |  |  |  | 16.22 | NO-ESTIMATION | NO-ESTIMATION | NO-ESTIMATION | NO-ESTIMATION | CAPACITY-FACTOR-V1
USA | United States of America | Ravenswood |  | USA0002500 | 2551 | 40.7592 | -73.9461 | Gas | Oil |  |  | 1969.1793414347303 | Helix Ravenswood LLC | U.S. Energy Information Administration | http://www.eia.gov/electricity/data/browser/ | U.S. Energy Information Administration | 17353 | 2019 | 3140.0669919999996 | 4770.42707 | 4796.497934999999 | 5221.2780139999995 | 3001.4139880000002 | 3337.9609359999995 | 2298.704 | U.S. Energy Information Administration |  |  |  |  | 8996.09 | NO-ESTIMATION | NO-ESTIMATION | NO-ESTIMATION | NO-ESTIMATION | CAPACITY-FACTOR-V1
USA | United States of America | Hilton NY Co Gen Plant |  | USA0058815 | 1.8 | 40.7625 | -73.9792 | Gas |  |  |  | 2013.0 | Powergen Development Group LLC | U.S. Energy Information Administration | http://www.eia.gov/electricity/data/browser/ | U.S. Energy Information Administration |  | 2019 | 9.861 | 11.652000000000001 | 10.572000000000001 | 3.745 | 10.377 | 9.60008 | 10.4037 | U.S. Energy Information Administration |  |  |  |  | 6.34 | HYDRO-V1 | HYDRO-V1 | HYDRO-V1 | HYDRO-V1 | HYDRO-V1
USA | United States of America | HTW Plant 303 COGEN |  | USA0058597 | 7.4 | 40.7631 | -111.8417 | Gas |  |  |  | 2008.0 | The University of Utah | U.S. Energy Information Administration | http://www.eia.gov/electricity/data/browser/ | U.S. Energy Information Administration |  | 2019 | 43.585 | 44.444 | 41.165 | 34.528 | 45.716 | 32.632 | 37.713 | U.S. Energy Information Administration |  |  |  |  | 26.09 | HYDRO-V1 | HYDRO-V1 | HYDRO-V1 | HYDRO-V1 | HYDRO-V1
USA | United States of America | Gadsby |  | USA0003648 | 492.1 | 40.7686 | -111.9289 | Gas |  |  |  | 1974.465555781345 | PacifiCorp | U.S. Energy Information Administration | http://www.eia.gov/electricity/data/browser/ | U.S. Energy Information Administration | 29509 | 2019 | 339.63300000000004 | 325.677 | 123.797 | 121.25899999999999 | 92.814 | 59.31 | 134.182 | U.S. Energy Information Administration |  |  |  |  | 1735.38 | SOLAR-V1 | SOLAR-V1 | SOLAR-V1 | SOLAR-V1 | SOLAR-V1
USA | United States of America | 59th Street |  | USA0002503 | 17.1 | 40.7713 | -73.9912 | Gas | Oil |  |  | 1969.0 | Consolidated Edison Co-NY Inc | U.S. Energy Information Administration | http://www.eia.gov/electricity/data/browser/ | U.S. Energy Information Administration | 17332 | 2019 | 0.402 | 0.29300000000000004 | 0.0 | 0.0 | 0.0 | 0.199 | 0.119 | U.S. Energy Information Administration |  |  |  |  | 60.3 | NO-ESTIMATION | NO-ESTIMATION | NO-ESTIMATION | NO-ESTIMATION | CAPACITY-FACTOR-V1
USA | United States of America | EQX002 Secaucus Rd Fuel Cell |  | USA0063702 | 1.5 | 40.7754 | -74.0703 | Gas |  |  |  | 2019.0 | 2016 ESA Project Company LLC | U.S. Energy Information Administration | http://www.eia.gov/electricity/data/browser/ | U.S. Energy Information Administration |  | 2019 | [6 empty] | 6.636 | U.S. Energy Information Administration |  |  |  |  | 5.28 | NO-ESTIMATION | NO-ESTIMATION | NO-ESTIMATION | NO-ESTIMATION | CAPACITY-FACTOR-V1
USA | United States of America | Broshco Fabricated Products |  | USA0059373 | 4.7 | 40.7761 | -82.5686 | Gas |  |  |  | 2001.936170212766 | Broshco Fabricated Products | U.S. Energy Information Administration | http://www.eia.gov/electricity/data/browser/ | U.S. Energy Information Administration | 55132 | 2019 | 1.326 | 1.605 | 2.18736 | 4.60208 | 3.999 | 6.564 | 2.965 | U.S. Energy Information Administration |  |  |  |  | 16.57 | NO-ESTIMATION | NO-ESTIMATION | NO-ESTIMATION | NO-ESTIMATION | CAPACITY-FACTOR-V1
USA | United States of America | William Floyd School District |  | USA0058167 | 3.9 | 40.7769 | -72.8508 | Gas | Oil |  |  | 2004.0 | William Floyd School District | U.S. Energy Information Administration | http://www.eia.gov/electricity/data/browser/ | U.S. Energy Information Administration |  | 2019 |  | 0.0 | 0.0 | 0.0 | 2.392 | 0.0 | 2.516 | U.S. Energy Information Administration |  |  |  |  | 13.75 | NO-ESTIMATION | NO-ESTIMATION | NO-ESTIMATION | NO-ESTIMATION | CAPACITY-FACTOR-V1
USA | United States of America | EQX012 Harz Fuel Cell |  | USA0063706 | 2.5 | 40.7778 | -74.0759 | Gas |  |  |  | 2018.0 | 2016 ESA Project Company LLC | U.S. Energy Information Administration | http://www.eia.gov/electricity/data/browser/ | U.S. Energy Information Administration |  | 2019 | [6 empty] | 20.067 | U.S. Energy Information Administration |  |  |  |  | 8.81 | NO-ESTIMATION | NO-ESTIMATION | NO-ESTIMATION | NO-ESTIMATION | CAPACITY-FACTOR-V1
USA | United States of America | EQX003 Secaucus Rd Fuel Cell |  | USA0063703 | 2 | 40.7785 | -74.0722 | Gas |  |  |  | 2018.0 | 2016 ESA Project Company LLC | U.S. Energy Information Administration | http://www.eia.gov/electricity/data/browser/ | U.S. Energy Information Administration |  | 2019 | [6 empty] | 16.941 | U.S. Energy Information Administration |  |  |  |  | 7.05 | NO-ESTIMATION | NO-ESTIMATION | NO-ESTIMATION | NO-ESTIMATION | CAPACITY-FACTOR-V1
USA | United States of America | Astoria Energy II |  | USA0057664 | 650 | 40.7813 | -73.8966 | Gas | Oil |  |  | 2011.0 | Astoria Energy II LLC | U.S. Energy Information Administration | http://www.eia.gov/electricity/data/browser/ | U.S. Energy Information Administration | 49266 | 2019 | 3085.790993 | 3174.5400099999997 | 3235.8570200000004 | 2906.86502 | 2581.9640040000004 | 2758.6019770000003 | 2785.8979 | U.S. Energy Information Administration |  |  |  |  | 2292.22 | NO-ESTIMATION | NO-ESTIMATION | NO-ESTIMATION | NO-ESTIMATION | CAPACITY-FACTOR-V1
USA | United States of America | Astoria Energy |  | USA0055375 | 595 | 40.7825 | -73.8964 | Gas | Oil |  |  | 2006.0 | Astoria Energy LLC | U.S. Energy Information Administration | http://www.eia.gov/electricity/data/browser/ | U.S. Energy Information Administration | 49266 | 2019 | 2797.3940110000003 | 3499.1240530000005 | 3500.922055 | 3369.7120360000004 | 3252.555012 | 3582.869983 | 3203.4941 | U.S. Energy Information Administration |  |  |  |  | 2098.26 | NO-ESTIMATION | NO-ESTIMATION | NO-ESTIMATION | NO-ESTIMATION | CAPACITY-FACTOR-V1
USA | United States of America | Edgewood Energy LLC |  | USA0055786 | 100 | 40.7861 | -73.2931 | Gas |  |  |  | 2002.0 | Edgewood Energy LLC | U.S. Energy Information Administration | http://www.eia.gov/electricity/data/browser/ | U.S. Energy Information Administration | 46884 | 2019 | 212.594 | 181.185 | 126.22200000000001 | 105.033 | 72.148 | 108.369 | 60.588 | U.S. Energy Information Administration |  |  |  |  | 352.64 | NO-ESTIMATION | NO-ESTIMATION | NO-ESTIMATION | NO-ESTIMATION | CAPACITY-FACTOR-V1
USA | United States of America | Astoria Gas Turbines |  | USA0055243 | 502.8 | 40.7870 | -73.9048 | Gas | Oil |  |  | 1970.0000000000005 | NRG Astoria Gas Turbine Operations Inc | U.S. Energy Information Administration | http://www.eia.gov/electricity/data/browser/ | U.S. Energy Information Administration | 17337 | 2019 | 58.034000000000006 | 54.276 | 38.528999999999996 | 48.144000000000005 | 29.46 | 39.732 | 17.047 | U.S. Energy Information Administration |  |  |  |  | 1773.12 | NO-ESTIMATION | WIND-V1 | WIND-V1 | WIND-V1 | WIND-V1
USA | United States of America | Brentwood |  | USA0007912 | 47 | 40.7871 | -73.2934 | Gas |  |  |  | 2001.0 | New York Power Authority | U.S. Energy Information Administration | http://www.eia.gov/electricity/data/browser/ | U.S. Energy Information Administration |  | 2019 | 78.793 | 43.242000000000004 | 59.031 | 52.143 | 48.984 | 59.444 | 50.423 | U.S. Energy Information Administration |  |  |  |  | 165.74 | NO-ESTIMATION | WIND-V1 | WIND-V1 | WIND-V1 | WIND-V1
USA | United States of America | Astoria Generating Station |  | USA0008906 | 1345 | 40.7877 | -73.9126 | Gas | Oil |  |  | 1959.8669144981413 | U S Power Generating Company LLC | U.S. Energy Information Administration | http://www.eia.gov/electricity/data/browser/ | U.S. Energy Information Administration | 17337 | 2019 | 1066.476998 | 1179.6150100000002 | 906.058996 | 821.3369990000001 | 783.1990049999999 | 1093.320028 | 664.808 | U.S. Energy Information Administration |  |  |  |  | 4743.13 | NO-ESTIMATION | NO-ESTIMATION | NO-ESTIMATION | NO-ESTIMATION | CAPACITY-FACTOR-V1
USA | United States of America | 500MW CC |  | USA0056196 | 528 | 40.7889 | -73.9069 | Gas | Oil |  |  | 2006.0 | New York Power Authority | U.S. Energy Information Administration | http://www.eia.gov/electricity/data/browser/ | U.S. Energy Information Administration |  | 2019 | 3371.908049 | 3307.582007 | 2891.4330250000003 | 2722.3230190000004 | 2223.712995 | 2127.987044 | 2446.465 | U.S. Energy Information Administration |  |  |  |  | 1861.98 | WIND-V1 | WIND-V1 | WIND-V1 | WIND-V1 | WIND-V1
USA | United States of America | New York University Central Plant |  | USA0054808 | 19 | 40.7899 | -73.9233 | Gas | Oil |  |  | 1999.6315789473683 | New York University | U.S. Energy Information Administration | http://www.eia.gov/electricity/data/browser/ | U.S. Energy Information Administration |  | 2019 | 99.311 | 95.268 | 99.284 | 97.009 | 90.659 | 92.994 | 92.787 | U.S. Energy Information Administration |  |  |  |  | 67 | NO-ESTIMATION | NO-ESTIMATION | NO-ESTIMATION | NO-ESTIMATION | CAPACITY-FACTOR-V1
USA | United States of America | West Campus Steam Plant |  | USA0058194 | 5.1 | 40.7928 | -77.8647 | Gas | Oil |  |  | 2017.0000000000002 | Penn State University | U.S. Energy Information Administration | http://www.eia.gov/electricity/data/browser/ | U.S. Energy Information Administration |  | 2019 | 12.95338 | 11.99696 | 4.41447 | 0.0 | 0.0 | 12.58478 | 12.7982 | U.S. Energy Information Administration |  |  |  |  | 17.98 | NO-ESTIMATION | NO-ESTIMATION | NO-ESTIMATION | NO-ESTIMATION | CAPACITY-FACTOR-V1
USA | United States of America | Tesoro SLC Cogeneration Plant |  | USA0056509 | 30.4 | 40.7931 | -111.9038 | Gas |  |  |  | 2004.0 | Tesoro Refng Marketing Co Mntn Region | U.S. Energy Information Administration | http://www.eia.gov/electricity/data/browser/ | U.S. Energy Information Administration |  | 2019 | 156.390997 | 180.105 | 177.031 | 194.170343 | 195.03102299999998 | 182.16528200000002 | 194.7534 | U.S. Energy Information Administration |  |  |  |  | 107.2 | NO-ESTIMATION | NO-ESTIMATION | NO-ESTIMATION | NO-ESTIMATION | CAPACITY-FACTOR-V1
USA | United States of America | TalenEnergy Martins Creek |  | USA0003148 | 1794.1 | 40.7978 | -75.1054 | Gas | Oil |  |  | 1975.740538431526 | TalenEnergy Martins Creek LLC | U.S. Energy Information Administration | http://www.eia.gov/electricity/data/browser/ | U.S. Energy Information Administration | 29951 | 2019 | 715.1899970000001 | 1658.510038 | 4234.6370320000005 | 4414.854952 | 1161.439957 | 706.8840020000001 | 422.146 | U.S. Energy Information Administration |  |  |  |  | 6326.88 | NO-ESTIMATION | NO-ESTIMATION | NO-ESTIMATION | NO-ESTIMATION | CAPACITY-FACTOR-V1
USA | United States of America | SUNY Old Westbury College |  | USA0058156 | 1.8 | 40.7979 | -73.5657 | Gas |  |  |  | 2007.0 | SUNY Old Westbury College | U.S. Energy Information Administration | http://www.eia.gov/electricity/data/browser/ | U.S. Energy Information Administration | 61607 | 2019 | 10.540000000000001 | 10.485 | 10.502 | 10.349 | 0.17500000000000002 | 0.259 | 0 | U.S. Energy Information Administration |  |  |  |  | 6.34 | HYDRO-V1 | HYDRO-V1 | HYDRO-V1 | HYDRO-V1 | HYDRO-V1
USA | United States of America | Hell Gate |  | USA0007913 | 94 | 40.7990 | -73.9094 | Gas |  |  |  | 2001.0 | New York Power Authority | U.S. Energy Information Administration | http://www.eia.gov/electricity/data/browser/ | U.S. Energy Information Administration | 17343 | 2019 | 45.415 | 45.718 | 45.941 | 39.046 | 25.775000000000002 | 37.085 | 24.911 | U.S. Energy Information Administration |  |  |  |  | 331.49 | NO-ESTIMATION | NO-ESTIMATION | NO-ESTIMATION | NO-ESTIMATION | CAPACITY-FACTOR-V1
USA | United States of America | Harlem River Yard |  | USA0007914 | 94 | 40.7991 | -73.9156 | Gas |  |  |  | 2001.0 | New York Power Authority | U.S. Energy Information Administration | http://www.eia.gov/electricity/data/browser/ | U.S. Energy Information Administration | 47260 | 2019 | 41.858000000000004 | 54.448 | 45.013 | 43.276 | 20.625 | 33.058 | 25.345 | U.S. Energy Information Administration |  |  |  |  | 331.49 | NO-ESTIMATION | NO-ESTIMATION | NO-ESTIMATION | NO-ESTIMATION | NO-ESTIMATION
USA | United States of America | Lower Mount Bethel Energy |  | USA0055667 | 651.6 | 40.8019 | -75.1076 | Gas |  |  |  | 2003.9999999999998 | Lower Mount Bethel Energy LLC | U.S. Energy Information Administration | http://www.eia.gov/electricity/data/browser/ | U.S. Energy Information Administration | 45190 | 2019 | 4474.9580000000005 | 4202.4580000000005 | 4148.271 | 3939.6440000000002 | 3218.755 | 3963.848 | 2401.811 | U.S. Energy Information Administration |  |  |  |  | 2297.86 | NO-ESTIMATION | NO-ESTIMATION | NO-ESTIMATION | NO-ESTIMATION | CAPACITY-FACTOR-V1
USA | United States of America | J Street |  | USA0002250 | 27 | 40.8079 | -96.7107 | Gas | Oil |  |  | 1972.0 | Lincoln Electric System | U.S. Energy Information Administration | http://www.eia.gov/electricity/data/browser/ | U.S. Energy Information Administration | 24860 | 2019 | 0.285 | 0.0 | 0.0 | 0.239 | 0.17200000000000001 | -0.09400000000000001 | 1.416 | U.S. Energy Information Administration |  |  |  |  | 95.21 | NO-ESTIMATION | NO-ESTIMATION | NO-ESTIMATION | NO-ESTIMATION | CAPACITY-FACTOR-V1
USA | United States of America | East Campus Steam Plant |  | USA0058195 | 7 | 40.8092 | -77.8475 | Gas | Oil |  |  | 2011.0 | Penn State University | U.S. Energy Information Administration | http://www.eia.gov/electricity/data/browser/ | U.S. Energy Information Administration | 67440 | 2019 | 52.20852 | 55.91292 | 53.94802 | 54.27338 | 55.30042 | 51.73714 | 53.6276 | U.S. Energy Information Administration |  |  |  |  | 24.68 | NO-ESTIMATION | NO-ESTIMATION | NO-ESTIMATION | NO-ESTIMATION | CAPACITY-FACTOR-V1
USA | United States of America | Caithness Long Island Energy Center |  | USA0056234 | 348.9 | 40.8142 | -72.9403 | Gas | Oil |  |  | 2009.0 | Caithness Long Island LLC | U.S. Energy Information Administration | http://www.eia.gov/electricity/data/browser/ | U.S. Energy Information Administration | 53823 | 2019 | 2379.614979 | 2397.688007 | 2017.82696 | 2531.726999 | 2415.157987 | 2477.229045 | 2186.105 | U.S. Energy Information Administration |  |  |  |  | 1230.39 | NO-ESTIMATION | NO-ESTIMATION | NO-ESTIMATION | NO-ESTIMATION | CAPACITY-FACTOR-V1
USA | United States of America | Richard M Flynn |  | USA0007314 | 164 | 40.8158 | -73.0640 | Gas | Oil |  |  | 1994.0 | New York Power Authority | U.S. Energy Information Administration | http://www.eia.gov/electricity/data/browser/ | U.S. Energy Information Administration | 27575 | 2019 | 1208.041001 | 1207.777006 | 1011.789008 | 1166.9670010000002 | 968.552001 | 645.840005 | 386.055 | U.S. Energy Information Administration |  |  |  |  | 578.34 | WIND-V1 | WIND-V1 | WIND-V1 | WIND-V1 | WIND-V1
USA | United States of America | Glenwood Landing |  | USA0007869 | 122 | 40.8275 | -73.6478 | Gas | Oil |  |  | 1997.4098360655737 | National Grid Generation LLC | U.S. Energy Information Administration | http://www.eia.gov/electricity/data/browser/ | U.S. Energy Information Administration | 25013 | 2019 | 138.239 | 196.79100300000002 | 0.0 | 0.0 | 100.69200000000001 | 0.0 | 80.093 | U.S. Energy Information Administration |  |  |  |  | 430.23 | NO-ESTIMATION | NO-ESTIMATION | NO-ESTIMATION | NO-ESTIMATION | CAPACITY-FACTOR-V1
USA | United States of America | ATT Jericho |  | USA0062572 | 1 | 40.8302 | -73.3522 | Gas |  |  |  | 2017.0 | Bloom Energy | U.S. Energy Information Administration | http://www.eia.gov/electricity/data/browser/ | U.S. Energy Information Administration |  | 2019 | [5 empty] | 0.0 | 7.703 | U.S. Energy Information Administration |  |  |  |  | 3.52 | NO-ESTIMATION | NO-ESTIMATION | NO-ESTIMATION | NO-ESTIMATION | CAPACITY-FACTOR-V1
USA | United States of America | Hoffmann LaRoche |  | USA0010123 | 10.6 | 40.8359 | -74.1550 | Gas | Oil |  |  | 2003.9999999999998 | PB Nutclif Master LLC | U.S. Energy Information Administration | http://www.eia.gov/electricity/data/browser/ | U.S. Energy Information Administration |  | 2019 | 51.58800000000001 | 28.83 | 33.045 | 3.5100000000000002 | 0.0 | 29.595000000000002 | 32.854 | U.S. Energy Information Administration |  |  |  |  | 37.38 | NO-ESTIMATION | NO-ESTIMATION | NO-ESTIMATION | NO-ESTIMATION | CAPACITY-FACTOR-V1
USA | United States of America | Bergen Generating Station |  | USA0002398 | 1400.8 | 40.8375 | -74.0244 | Gas | Oil |  |  | 1989.7687035979434 | PSEG Fossil LLC | U.S. Energy Information Administration | http://www.eia.gov/electricity/data/browser/ | U.S. Energy Information Administration | 30869 | 2019 | 5940.673003 | 5826.523982000001 | 5714.369956 | 4870.126996999999 | 3468.1509769999993 | 3949.317019 | 2915.38 | U.S. Energy Information Administration |  |  |  |  | 4939.91 | NO-ESTIMATION | NO-ESTIMATION | NO-ESTIMATION | NO-ESTIMATION | CAPACITY-FACTOR-V1
USA | United States of America | Panda Hummel Station LLC |  | USA0060368 | 1194.4 | 40.8390 | -76.8255 | Gas |  |  |  | 2018.0 | Panda Hummel Station LLC | U.S. Energy Information Administration | http://www.eia.gov/electricity/data/browser/ | U.S. Energy Information Administration |  | 2019 | [5 empty] | 4154.685 | 5625.621 | U.S. Energy Information Administration |  |  |  |  | 4212.04 | NO-ESTIMATION | NO-ESTIMATION | NO-ESTIMATION | NO-ESTIMATION | CAPACITY-FACTOR-V1
USA | United States of America | Bronx Zoo |  | USA0050427 | 3.6 | 40.8441 | -73.8769 | Gas |  |  |  | 1992.6666666666667 | New York Zoological Society | U.S. Energy Information Administration | http://www.eia.gov/electricity/data/browser/ | U.S. Energy Information Administration | 27609 | 2019 | 0.0 | 0.0 | 0.0 | 0.0 | 0.0 | 0.0 | 21.594 | U.S. Energy Information Administration |  |  |  |  | 12.69 | SOLAR-V1 | SOLAR-V1 | SOLAR-V1 | SOLAR-V1 | SOLAR-V1
USA | United States of America | Bunge North America East LLC |  | USA0050316 | 2 | 40.8465 | -84.9333 | Gas |  |  |  | 1951.0 | Bunge North America East LLC | U.S. Energy Information Administration | http://www.eia.gov/electricity/data/browser/ | U.S. Energy Information Administration | 65572 | 2019 | 0.0 | 0.0 | 0.0 | 0.0 | 0.0 | 0.0 | 10.008 | U.S. Energy Information Administration |  |  |  |  | 7.05 | SOLAR-V1 | SOLAR-V1 | SOLAR-V1 | SOLAR-V1 | SOLAR-V1
USA | United States of America | Rawhide |  | USA0006761 | 800.4 | 40.8609 | -105.0212 | Gas | Coal |  |  | 1996.7418790604697 | Platte River Power Authority | U.S. Energy Information Administration | http://www.eia.gov/electricity/data/browser/ | U.S. Energy Information Administration | 30294 | 2019 | 2406.777966 | 2189.6139660000003 | 1990.3340220000002 | 2258.5979700000003 | 2234.070971 | 1870.848956 | 2037.519 | U.S. Energy Information Administration |  |  |  |  | 2822.6 | SOLAR-V1 | SOLAR-V1 | SOLAR-V1 | SOLAR-V1 | SOLAR-V1
USA | United States of America | Mars Wrigley Confectionery US LLC |  | USA0010061 | 12.3 | 40.8625 | -74.8250 | Gas |  |  |  | 1988.430894308943 | Mars Wrigley Confectionery US LLC | U.S. Energy Information Administration | http://www.eia.gov/electricity/data/browser/ | U.S. Energy Information Administration |  | 2019 | 57.82364 | 0.0 | 0.0 | 0.0 | 0.0 | 0.0 | 57.47 | U.S. Energy Information Administration |  |  |  |  | 43.37 | NO-ESTIMATION | NO-ESTIMATION | NO-ESTIMATION | NO-ESTIMATION | CAPACITY-FACTOR-V1
USA | United States of America | Montclair State University Cogen |  | USA0063501 | 11.8 | 40.8652 | -74.1967 | Gas | Oil |  |  | 2015.2881355932204 | UMM Energy Partners LLC. | U.S. Energy Information Administration | http://www.eia.gov/electricity/data/browser/ | U.S. Energy Information Administration |  | 2019 | [6 empty] | 1.895 | U.S. Energy Information Administration |  |  |  |  | 41.61 | NO-ESTIMATION | NO-ESTIMATION | NO-ESTIMATION | NO-ESTIMATION | SOLAR-V1
USA | United States of America | Riverbay |  | USA0052168 | 43.5 | 40.8700 | -73.8244 | Gas | Oil |  |  | 2011.0 | Riverbay Corp | U.S. Energy Information Administration | http://www.eia.gov/electricity/data/browser/ | U.S. Energy Information Administration |  | 2019 | 123.94067000000001 | 141.90036999999998 |  | 122.42623 | 130.99106999999998 | 137.72533 | 161.2848 | U.S. Energy Information Administration |  |  |  |  | 153.4 | NO-ESTIMATION | NO-ESTIMATION | NO-ESTIMATION | NO-ESTIMATION | CAPACITY-FACTOR-V1
USA | United States of America | Montefieor Medical Center Moses Division |  | USA0058507 | 18 | 40.8814 | -73.8803 | Gas | Oil |  |  | 2001.5000000000005 | Montefiore Medical Center Moses Division | U.S. Energy Information Administration | http://www.eia.gov/electricity/data/browser/ | U.S. Energy Information Administration |  | 2019 | 38.756 | 52.154999999999994 | 46.429 | 32.803 | 28.853 | 30.795 | 29.9 | U.S. Energy Information Administration |  |  |  |  | 63.47 | NO-ESTIMATION | NO-ESTIMATION | NO-ESTIMATION | NO-ESTIMATION | CAPACITY-FACTOR-V1
USA | United States of America | Bountiful City |  | USA0003665 | 30.4 | 40.8869 | -111.8853 | Gas |  |  |  | 2010.118421052632 | City of Bountiful | U.S. Energy Information Administration | http://www.eia.gov/electricity/data/browser/ | U.S. Energy Information Administration | 14811 | 2019 | 36.138000000000005 | 0.0 | 0.0 | 0.0 | 0.0 | 0.0 | 16.13 | U.S. Energy Information Administration |  |  |  |  | 107.2 | NO-ESTIMATION | NO-ESTIMATION | NO-ESTIMATION | NO-ESTIMATION | CAPACITY-FACTOR-V1
USA | United States of America | Elmwood Park Power LLC |  | USA0050852 | 89.5 | 40.9053 | -74.1304 | Gas |  |  |  | 1989.0 | Elmwood Park Power LLC | U.S. Energy Information Administration | http://www.eia.gov/electricity/data/browser/ | U.S. Energy Information Administration |  | 2019 | 0.0 | 0.0 | 0.0 | 0.0 | 0.0 | 0.0 | 1.323 | U.S. Energy Information Administration |  |  |  |  | 315.62 | NO-ESTIMATION | NO-ESTIMATION | NO-ESTIMATION | NO-ESTIMATION | CAPACITY-FACTOR-V1
USA | United States of America | Terry Bundy Generating Station |  | USA0007887 | 216.3 | 40.9097 | -96.6131 | Gas | Waste | Oil |  | 2003.662505779011 | Lincoln Electric System | U.S. Energy Information Administration | http://www.eia.gov/electricity/data/browser/ | U.S. Energy Information Administration | 46222 | 2019 | 78.421 | 68.57 | 0.0 | 0.0 | 0.0 | 0.0 | 197.384 | U.S. Energy Information Administration |  |  |  |  | 762.78 | SOLAR-V1 | SOLAR-V1 | SOLAR-V1 | SOLAR-V1 | SOLAR-V1
USA | United States of America | US Magnesium |  | USA0058191 | 48 | 40.9133 | -112.7339 | Gas | Oil |  |  | 1972.0 | US Magnesium | U.S. Energy Information Administration | http://www.eia.gov/electricity/data/browser/ | U.S. Energy Information Administration |  | 2019 | 216.735818 | 245.83887800000002 | 243.59958300000002 | 0.0 | 0.0 | 0.0 | 157.8001 | U.S. Energy Information Administration |  |  |  |  | 169.27 | SOLAR-V1 | SOLAR-V1 | SOLAR-V1 | SOLAR-V1 | SOLAR-V1
USA | United States of America | Stony Brook Cogen Plant |  | USA0054149 | 47 | 40.9168 | -73.1291 | Gas | Oil |  |  | 1995.0 | Nissequoque Cogen Partners | U.S. Energy Information Administration | http://www.eia.gov/electricity/data/browser/ | U.S. Energy Information Administration | 17199 | 2019 | 313.13899599999996 | 283.32799700000004 | 277.883997 | 0.0 | 299.977005 | 298.48300500000005 | 288.649 | U.S. Energy Information Administration |  |  |  |  | 165.74 | WIND-V1 | WIND-V1 | WIND-V1 | WIND-V1 | WIND-V1
USA | United States of America | C W Burdick |  | USA0002241 | 142.8 | 40.9228 | -98.3269 | Gas | Oil |  |  | 1999.078431372549 | City of Grand Island - (NE) | U.S. Energy Information Administration | http://www.eia.gov/electricity/data/browser/ | U.S. Energy Information Administration | 21258 | 2019 | 0.2450000000000001 | -1.471 | -1.9730000000000003 | -0.476 | -0.9820000000000001 | 1.474 | 7.063 | U.S. Energy Information Administration |  |  |  |  | 503.58 | NO-ESTIMATION | NO-ESTIMATION | NO-ESTIMATION | NO-ESTIMATION | CAPACITY-FACTOR-V1
USA | United States of America | Northport |  | USA0002516 | 1564 | 40.9236 | -73.3423 | Gas | Oil |  |  | 1971.2065217391305 | National Grid Generation LLC | U.S. Energy Information Administration | http://www.eia.gov/electricity/data/browser/ | U.S. Energy Information Administration | 25018 | 2019 | 3194.20601 | 2681.39095 | 3053.3280099999997 | 2502.36501 | 1627.5200289999998 | 2684.0459600000004 | 2029.121 | U.S. Energy Information Administration |  |  |  |  | 5515.43 | NO-ESTIMATION | NO-ESTIMATION | NO-ESTIMATION | NO-ESTIMATION | NO-ESTIMATION
USA | United States of America | Hazelton |  | USA0010870 | 171.5 | 40.9282 | -76.0409 | Gas | Oil |  |  | 1996.5043731778426 | Hazleton Generation LLC | U.S. Energy Information Administration | http://www.eia.gov/electricity/data/browser/ | U.S. Energy Information Administration |  | 2019 | 3.637 | 1.088 | 0.743 | 1.2630000000000001 | 3.859 | 5.159 | 14.712 | U.S. Energy Information Administration |  |  |  |  | 604.79 | NO-ESTIMATION | NO-ESTIMATION | NO-ESTIMATION | NO-ESTIMATION | CAPACITY-FACTOR-V1
USA | United States of America | Robert P Mone Plant |  | USA0007872 | 594 | 40.9297 | -84.7392 | Gas | Oil |  |  | 2002.0 | National Power Coop Inc | U.S. Energy Information Administration | http://www.eia.gov/electricity/data/browser/ | U.S. Energy Information Administration | 46813 | 2019 | 0.0 | 0.0 | 35.343 | 105.527998 | 101.86699700000001 | 422.75400400000007 | 138.433 | U.S. Energy Information Administration |  |  |  |  | 2094.73 | NO-ESTIMATION | NO-ESTIMATION | NO-ESTIMATION | NO-ESTIMATION | CAPACITY-FACTOR-V1
USA | United States of America | New Castle Plant |  | USA0003138 | 354.4 | 40.9379 | -80.3690 | Gas | Coal | Oil |  | 1958.8419864559824 | New Castle Power LLC | U.S. Energy Information Administration | http://www.eia.gov/electricity/data/browser/ | U.S. Energy Information Administration | 29966 | 2019 | 392.49199999999996 | 301.2199979999999 | 317.352998 | 834.3859970000001 | 611.473 | 440.38599999999997 | 348.07 | U.S. Energy Information Administration |  |  |  |  | 1249.79 | NO-ESTIMATION | NO-ESTIMATION | NO-ESTIMATION | NO-ESTIMATION | CAPACITY-FACTOR-V1
USA | United States of America | Rensselaer City Light Plant |  | USA0001038 | 21.8 | 40.9395 | -87.1545 | Gas | Oil |  |  | 1986.3256880733948 | City of Rensselaer - (IN) | U.S. Energy Information Administration | http://www.eia.gov/electricity/data/browser/ | U.S. Energy Information Administration | 31301 | 2019 | 9.178 | 6.186 | 2.2600000000000002 | 12.465 | 4.556 | 7.59 | 5.997 | U.S. Energy Information Administration |  |  |  |  | 76.87 | NO-ESTIMATION | NO-ESTIMATION | NO-ESTIMATION | NO-ESTIMATION | CAPACITY-FACTOR-V1
USA | United States of America | POET Biorefining - North Manchester LLC |  | USA0063852 | 3.9 | 40.9420 | -85.8036 | Gas |  |  |  | 2017.0 | POET Biorefining - North Manchester LLC | U.S. Energy Information Administration | http://www.eia.gov/electricity/data/browser/ | U.S. Energy Information Administration |  | 2019 | [12 empty] | 13.75 | NO-ESTIMATION | NO-ESTIMATION | NO-ESTIMATION | NO-ESTIMATION | CAPACITY-FACTOR-V1
USA | United States of America | Cass County |  | USA0055972 | 345 | 40.9479 | -95.9640 | Gas |  |  |  | 2003.0 | Omaha Public Power District | U.S. Energy Information Administration | http://www.eia.gov/electricity/data/browser/ | U.S. Energy Information Administration | 28897 | 2019 | 82.621 | 21.018 | 16.286 | 28.252 | 17.098 | 116.903 | 195.085 | U.S. Energy Information Administration |  |  |  |  | 1216.64 | NO-ESTIMATION | NO-ESTIMATION | NO-ESTIMATION | NO-ESTIMATION | CAPACITY-FACTOR-V1
USA | United States of America | Port Jefferson |  | USA0002517 | 498 | 40.9497 | -73.0785 | Gas | Oil |  |  | 1968.4096385542168 | National Grid Generation LLC | U.S. Energy Information Administration | http://www.eia.gov/electricity/data/browser/ | U.S. Energy Information Administration | 25020 | 2019 | 489.940994 | 458.53599600000007 | 513.839997 | 437.601997 | 241.19599799999997 | 383.865006 | 300.379 | U.S. Energy Information Administration |  |  |  |  | 1756.19 | NO-ESTIMATION | NO-ESTIMATION | NO-ESTIMATION | NO-ESTIMATION | CAPACITY-FACTOR-V1
USA | United States of America | Bucknell University |  | USA0054333 | 5.9 | 40.9550 | -76.8788 | Gas | Oil |  |  | 1996.5762711864404 | Bucknell University | U.S. Energy Information Administration | http://www.eia.gov/electricity/data/browser/ | U.S. Energy Information Administration |  | 2019 | 41.001000000000005 | 36.705 | 33.25 | 34.512 | 37.85 | 36.19400000000001 | 34.709 | U.S. Energy Information Administration |  |  |  |  | 20.8 | NO-ESTIMATION | NO-ESTIMATION | NO-ESTIMATION | NO-ESTIMATION | CAPACITY-FACTOR-V1
USA | United States of America | POET Biorefining LLC - Corning |  | USA0063919 | 5 | 40.9662 | -94.7958 | Gas |  |  |  | 2018.0 | POET Biorefining LLC - Corning | U.S. Energy Information Administration | http://www.eia.gov/electricity/data/browser/ | U.S. Energy Information Administration |  | 2019 | [12 empty] | 17.63 | NO-ESTIMATION | NO-ESTIMATION | NO-ESTIMATION | NO-ESTIMATION | CAPACITY-FACTOR-V1
USA | United States of America | Morton Salt Rittman |  | USA0054335 | 2.5 | 40.9692 | -81.7756 | Gas |  |  |  | 2015.0 | Morton Salt Inc | U.S. Energy Information Administration | http://www.eia.gov/electricity/data/browser/ | U.S. Energy Information Administration | 70229 | 2019 | 6.74344 | 5.80545 | 8.30514 | 7.6368100000000005 | 0.0 | 0.0 | 14.7285 | U.S. Energy Information Administration |  |  |  |  | 8.81 | NO-ESTIMATION | NO-ESTIMATION | NO-ESTIMATION | NO-ESTIMATION | CAPACITY-FACTOR-V1
USA | United States of America | Lagoon Cogeneration Facility |  | USA0050942 | 3 | 40.9872 | -111.8983 | Gas | Oil |  |  | 1991.3333333333333 | Lagoon Corp | U.S. Energy Information Administration | http://www.eia.gov/electricity/data/browser/ | U.S. Energy Information Administration |  | 2019 | 0.0 | 0.0 | 0.0 | 0.0 | 0.0 | 0.0 | 0 | U.S. Energy Information Administration |  |  |  |  | 10.57 | NO-ESTIMATION | NO-ESTIMATION | NO-ESTIMATION | NO-ESTIMATION | CAPACITY-FACTOR-V1
USA | United States of America | Prairies Edge Generating Facility |  | USA0058129 | 1.1 | 41.0606 | -87.3071 | Gas |  |  |  | 2012.0 | Prairies Edge Dairy Farms LLC | U.S. Energy Information Administration | http://www.eia.gov/electricity/data/browser/ | U.S. Energy Information Administration |  | 2019 | 1.564 | 7.0520000000000005 | 7.09 | 7.5 | 8.2 | 5.5 | 6.075 | U.S. Energy Information Administration |  |  |  |  | 3.87 | NO-ESTIMATION | NO-ESTIMATION | NO-ESTIMATION | NO-ESTIMATION | CAPACITY-FACTOR-V1
USA | United States of America | Shawville |  | USA0003131 | 632 | 41.0675 | -78.3662 | Gas | Oil |  |  | 1957.6455696202531 | Shawville Power LLC | U.S. Energy Information Administration | http://www.eia.gov/electricity/data/browser/ | U.S. Energy Information Administration | 29928 | 2019 | 1583.00998 | 2329.447956 | 916.874002 | 180.502998 | 1284.2050500000003 | 539.245996 | 271.326 | U.S. Energy Information Administration |  |  |  |  | 2228.74 | WIND-V1 | WIND-V1 | WIND-V1 | WIND-V1 | WIND-V1
USA | United States of America | Akron Recycle Energy Plant |  | USA0054265 | 4 | 41.0733 | -81.5306 | Gas | Waste | Oil | Other | 1979.0 | Akron Energy Systems LLC | U.S. Energy Information Administration | http://www.eia.gov/electricity/data/browser/ | U.S. Energy Information Administration |  | 2019 | [12 empty] | 14.1 | NO-ESTIMATION | NO-ESTIMATION | NO-ESTIMATION | NO-ESTIMATION | CAPACITY-FACTOR-V1
USA | United States of America | Lederle Laboratories |  | USA0010521 | 23.4 | 41.0772 | -74.0181 | Gas | Oil |  |  | 1992.213675213675 | Veolia NA - Municipal & Commercial Business | U.S. Energy Information Administration | http://www.eia.gov/electricity/data/browser/ | U.S. Energy Information Administration |  | 2019 | 149.89313 | 127.900316 | 144.845248 | 124.26961000000001 | 107.3014 | 120.42840699999999 | 118.8007 | U.S. Energy Information Administration |  |  |  |  | 82.51 | NO-ESTIMATION | NO-ESTIMATION | NO-ESTIMATION | NO-ESTIMATION | CAPACITY-FACTOR-V1
USA | United States of America | Regeneron Tarrytown |  | USA0062456 | 1.5 | 41.0780 | -73.8206 | Gas |  |  |  | 2018.0 | Bloom Energy | U.S. Energy Information Administration | http://www.eia.gov/electricity/data/browser/ | U.S. Energy Information Administration |  | 2019 | [5 empty] | 2.622 | 12.15 | U.S. Energy Information Administration |  |  |  |  | 5.28 | NO-ESTIMATION | NO-ESTIMATION | NO-ESTIMATION | NO-ESTIMATION | CAPACITY-FACTOR-V1
USA | United States of America | Norwalk Hospital Plant |  | USA0063673 | 4.3 | 41.1109 | -73.4220 | Gas |  |  |  | 2008.0465116279072 | Norwalk Hospital | U.S. Energy Information Administration | http://www.eia.gov/electricity/data/browser/ | U.S. Energy Information Administration |  | 2019 | [6 empty] | 9.164 | U.S. Energy Information Administration |  |  |  |  | 15.16 | NO-ESTIMATION | NO-ESTIMATION | NO-ESTIMATION | NO-ESTIMATION | CAPACITY-FACTOR-V1
USA | United States of America | Moxie Freedom Generation Plant |  | USA0059906 | 1058 | 41.1131 | -76.1581 | Gas |  |  |  | 2018.0 | Moxie Freedom LLC | U.S. Energy Information Administration | http://www.eia.gov/electricity/data/browser/ | U.S. Energy Information Administration |  | 2019 | [5 empty] | 2893.183 | 6955.629 | U.S. Energy Information Administration |  |  |  |  | 3731.03 | NO-ESTIMATION | NO-ESTIMATION | NO-ESTIMATION | NO-ESTIMATION | CAPACITY-FACTOR-V1
USA | United States of America | Summit Lake |  | USA0001206 | 84.8 | 41.1136 | -94.3472 | Gas | Oil |  |  | 1968.5259433962265 | Central Iowa Power Cooperative | U.S. Energy Information Administration | http://www.eia.gov/electricity/data/browser/ | U.S. Energy Information Administration | 15869 | 2019 | 0.0 | 0.0 | 0.0 | 13.931 | 0.0 | 10.245999999999999 | 6.753 | U.S. Energy Information Administration |  |  |  |  | 299.04 | NO-ESTIMATION | NO-ESTIMATION | NO-ESTIMATION | NO-ESTIMATION | CAPACITY-FACTOR-V1
USA | United States of America | Bos Dairy LLC |  | USA0057625 | 1.1 | 41.1153 | -87.2328 | Gas |  |  |  | 2011.3636363636363 | Bos Dairy LLC | U.S. Energy Information Administration | http://www.eia.gov/electricity/data/browser/ | U.S. Energy Information Administration | 54149 | 2019 | 7.034 | 7.497 | 7.86 | 7.804 | 7.5600000000000005 | 4.7940000000000005 | 6.6062 | U.S. Energy Information Administration |  |  |  |  | 3.87 | NO-ESTIMATION | NO-ESTIMATION | NO-ESTIMATION | NO-ESTIMATION | CAPACITY-FACTOR-V1
USA | United States of America | POET Biorefining - Leipsic LLC |  | USA0063927 | 3.5 | 41.1206 | -83.9706 | Gas |  |  |  | 2017.0 | POET Biorefining - Leipsic LLC | U.S. Energy Information Administration | http://www.eia.gov/electricity/data/browser/ | U.S. Energy Information Administration |  | 2019 | [12 empty] | 12.34 | NO-ESTIMATION | NO-ESTIMATION | NO-ESTIMATION | NO-ESTIMATION | CAPACITY-FACTOR-V1
USA | United States of America | Cheyenne Prairie Generating Station |  | USA0057703 | 140 | 41.1236 | -104.7200 | Gas |  |  |  | 2014.0 | Black Hills Service Company LLC | U.S. Energy Information Administration | http://www.eia.gov/electricity/data/browser/ | U.S. Energy Information Administration | 64032 | 2019 |  | 49.025000000000006 | 108.864 | 162.365 | 124.27099999999999 | 187.201 | 313.14 | U.S. Energy Information Administration |  |  |  |  | 493.7 | NO-ESTIMATION | NO-ESTIMATION | NO-ESTIMATION | NO-ESTIMATION | CAPACITY-FACTOR-V1
USA | United States of America | Hillburn |  | USA0002628 | 46.5 | 41.1269 | -74.1653 | Gas | Oil |  |  | 1972.0 | Alliance NYGT LLC | U.S. Energy Information Administration | http://www.eia.gov/electricity/data/browser/ | U.S. Energy Information Administration | 29078 | 2019 | 0.0 | 0.0 | 0.0 | 0.0 | 0.0 | 0.0 | 0.305 | U.S. Energy Information Administration |  |  |  |  | 163.98 | NO-ESTIMATION | NO-ESTIMATION | NO-ESTIMATION | NO-ESTIMATION | CAPACITY-FACTOR-V1
USA | United States of America | Cargill Corn Milling Division |  | USA0010855 | 40 | 41.1386 | -92.6467 | Gas |  |  |  | 1953.0 | Cargill Inc North America Sweetners | U.S. Energy Information Administration | http://www.eia.gov/electricity/data/browser/ | U.S. Energy Information Administration |  | 2019 | 104.55362 | 90.563012 | 83.60755999999999 | 58.937452 | 72.36052600000001 | 78.382568 | 103.4435 | U.S. Energy Information Administration |  |  |  |  | 141.05 | NO-ESTIMATION | NO-ESTIMATION | NO-ESTIMATION | NO-ESTIMATION | CAPACITY-FACTOR-V1
USA | United States of America | Summit Street Power Plant |  | USA0058140 | 13.2 | 41.1431 | -81.3408 | Gas | Oil |  |  | 2003.5681818181818 | Kent State University | U.S. Energy Information Administration | http://www.eia.gov/electricity/data/browser/ | U.S. Energy Information Administration |  | 2019 | 0.0 | 0.0 | 0.0 | 0.0 | 0.0 | 0.0 | 10.495 | U.S. Energy Information Administration |  |  |  |  | 46.54 | NO-ESTIMATION | NO-ESTIMATION | NO-ESTIMATION | NO-ESTIMATION | CAPACITY-FACTOR-V1
USA | United States of America | Sidney (NE) |  | USA0002302 | 5.1 | 41.1456 | -102.9778 | Gas | Oil |  |  | 1949.8235294117649 | City of Sidney - (NE) | U.S. Energy Information Administration | http://www.eia.gov/electricity/data/browser/ | U.S. Energy Information Administration | 32614 | 2019 | 0.002 | 0.001 | 0.0 | 0.006 | 0.019 | 0.009000000000000001 | 0.002 | U.S. Energy Information Administration |  |  |  |  | 17.98 | HYDRO-V1 | HYDRO-V1 | HYDRO-V1 | HYDRO-V1 | HYDRO-V1
USA | United States of America | Clean Energy Future-Lordstown LLC |  | USA0060376 | 962 | 41.1489 | -80.8516 | Gas |  |  |  | 2018.0 | Clean Energy Future-Lordstown LLC | U.S. Energy Information Administration | http://www.eia.gov/electricity/data/browser/ | U.S. Energy Information Administration |  | 2019 | [5 empty] | 1965.5700000000002 | 5987.495 | U.S. Energy Information Administration |  |  |  |  | 3392.48 | NO-ESTIMATION | NO-ESTIMATION | NO-ESTIMATION | NO-ESTIMATION | CAPACITY-FACTOR-V1
USA | United States of America | UI RCP Bridgeport Seaside |  | USA0060054 | 5 | 41.1576 | -73.2081 | Gas | Solar |  |  | 2015.44 | United Illuminating Co | U.S. Energy Information Administration | http://www.eia.gov/electricity/data/browser/ | U.S. Energy Information Administration |  | 2019 |  |  | 3.142 | 24.608999999999998 | 24.092000000000002 | 22.355 | 18.578 | U.S. Energy Information Administration |  |  |  |  | 17.63 | HYDRO-V1 | HYDRO-V1 | HYDRO-V1 | HYDRO-V1 | HYDRO-V1
USA | United States of America | Fairfield University CHP Plant |  | USA0056928 | 4.5 | 41.1589 | -73.2572 | Gas |  |  |  | 2007.0 | Fairfield University | U.S. Energy Information Administration | http://www.eia.gov/electricity/data/browser/ | U.S. Energy Information Administration | 58517 | 2019 | 29.154 | 23.95 | 24.767 | 24.449 | 17.776 | 24.303 | 23.435 | U.S. Energy Information Administration |  |  |  |  | 15.86 | NO-ESTIMATION | NO-ESTIMATION | NO-ESTIMATION | NO-ESTIMATION | CAPACITY-FACTOR-V1
USA | United States of America | CSL Behring LLC |  | USA0054790 | 4.2 | 41.1603 | -87.8542 | Gas |  |  |  | 1993.0 | CSL Behring LLC | U.S. Energy Information Administration | http://www.eia.gov/electricity/data/browser/ | U.S. Energy Information Administration |  | 2019 | 35.801 | 16.344 | 32.057 | 30.135 | 18.703 | 32.716 | 31.342 | U.S. Energy Information Administration |  |  |  |  | 14.81 | NO-ESTIMATION | NO-ESTIMATION | NO-ESTIMATION | NO-ESTIMATION | CAPACITY-FACTOR-V1
USA | United States of America | UB Fuel Cell |  | USA0063438 | 1.4 | 41.1650 | -73.1961 | Gas |  |  |  | 2015.0000000000002 | Clearway Energy Inc | U.S. Energy Information Administration | http://www.eia.gov/electricity/data/browser/ | U.S. Energy Information Administration |  | 2019 | [6 empty] | 10.674 | U.S. Energy Information Administration |  |  |  |  | 4.93 | HYDRO-V1 | HYDRO-V1 | HYDRO-V1 | HYDRO-V1 | HYDRO-V1
USA | United States of America | Bridgeport Fuel Cell LLC |  | USA0058551 | 16.6 | 41.1681 | -73.2111 | Gas |  |  |  | 2014.0 | Bridgeport Fuel Cell LLC | U.S. Energy Information Administration | http://www.eia.gov/electricity/data/browser/ | U.S. Energy Information Administration | 56684 | 2019 | 0.0 | 117.452 | 106.534 | 88.642 | 112.291 | 94.061 | 106.222 | U.S. Energy Information Administration |  |  |  |  | 58.53 | NO-ESTIMATION | NO-ESTIMATION | NO-ESTIMATION | NO-ESTIMATION | CAPACITY-FACTOR-V1
USA | United States of America | Bridgeport Energy Project |  | USA0055042 | 520 | 41.1692 | -73.1844 | Gas |  |  |  | 1998.3461538461538 | Bridgeport Energy LLC | U.S. Energy Information Administration | http://www.eia.gov/electricity/data/browser/ | U.S. Energy Information Administration | 38614 | 2019 | 3017.4809999999998 | 2544.68 | 3035.491 | 3672.1859999999997 | 2374.487 | 3675.286 | 2462.934 | U.S. Energy Information Administration |  |  |  |  | 1833.77 | NO-ESTIMATION | NO-ESTIMATION | NO-ESTIMATION | NO-ESTIMATION | CAPACITY-FACTOR-V1
USA | United States of America | Bridgeport Station |  | USA0000568 | 994.9 | 41.1706 | -73.1844 | Gas | Coal | Oil |  | 1997.5232686702182 | PSEG Power Connecticut LLC | U.S. Energy Information Administration | http://www.eia.gov/electricity/data/browser/ | U.S. Energy Information Administration | 35342 | 2019 | 0.0 | 0.0 | 0.0 | 0.0 | 0.0 | 332.995001 | 2100.031 | U.S. Energy Information Administration |  |  |  |  | 3508.51 | NO-ESTIMATION | NO-ESTIMATION | NO-ESTIMATION | NO-ESTIMATION | NO-ESTIMATION
USA | United States of America | Sarpy County |  | USA0002292 | 338.4 | 41.1706 | -95.9706 | Gas | Oil |  |  | 1989.534278959811 | Omaha Public Power District | U.S. Energy Information Administration | http://www.eia.gov/electricity/data/browser/ | U.S. Energy Information Administration | 28898 | 2019 | 65.70100000000001 | 34.804 | 32.806999999999995 | 52.767999999999994 | 79.65899999999999 | 93.77700000000002 | 92.785 | U.S. Energy Information Administration |  |  |  |  | 1193.36 | NO-ESTIMATION | NO-ESTIMATION | NO-ESTIMATION | NO-ESTIMATION | CAPACITY-FACTOR-V1
USA | United States of America | POET Biorefining - Fostoria |  | USA0063920 | 3.5 | 41.1718 | -83.3777 | Gas |  |  |  | 2017.0 | Fostoria Ethanol | U.S. Energy Information Administration | http://www.eia.gov/electricity/data/browser/ | U.S. Energy Information Administration |  | 2019 | [12 empty] | 12.34 | NO-ESTIMATION | NO-ESTIMATION | NO-ESTIMATION | NO-ESTIMATION | CAPACITY-FACTOR-V1
USA | United States of America | Panda Patriot Generation Plant |  | USA0058426 | 870 | 41.1808 | -76.8392 | Gas |  |  |  | 2016.0 | Panda Patriot O&M LLC | U.S. Energy Information Administration | http://www.eia.gov/electricity/data/browser/ | U.S. Energy Information Administration | 63821 | 2019 |  |  |  | 2942.5370000000003 | 6232.171 | 5350.32 | 3970.551 | U.S. Energy Information Administration |  |  |  |  | 3068.05 | SOLAR-V1 | SOLAR-V1 | SOLAR-V1 | SOLAR-V1 | SOLAR-V1
USA | United States of America | Rockland Bakery Inc. |  | USA0062619 | 1.6 | 41.1906 | -74.0651 | Gas | Oil |  |  | 1995.9999999999998 | Rockland Bakery Inc. | U.S. Energy Information Administration | http://www.eia.gov/electricity/data/browser/ | U.S. Energy Information Administration |  | 2019 | [6 empty] | 0.038 | U.S. Energy Information Administration |  |  |  |  | 5.64 | HYDRO-V1 | HYDRO-V1 | HYDRO-V1 | HYDRO-V1 | HYDRO-V1
USA | United States of America | Hunlock Power Station |  | USA0003176 | 145.9 | 41.2006 | -76.0700 | Gas |  |  |  | 1993.215215901302 | UGI Development Co | U.S. Energy Information Administration | http://www.eia.gov/electricity/data/browser/ | U.S. Energy Information Administration |  | 2019 | 0.0 | 0.0 | 903.508 | 732.261 | 569.27 | 548.4490000000001 | 108.753 | U.S. Energy Information Administration |  |  |  |  | 514.51 | HYDRO-V1 | HYDRO-V1 | HYDRO-V1 | HYDRO-V1 | HYDRO-V1
USA | United States of America | Hunlock Unit 4 |  | USA0056397 | 44 | 41.2025 | -76.0683 | Gas |  |  |  | 2001.0 | Hunlock Energy LLC | U.S. Energy Information Administration | http://www.eia.gov/electricity/data/browser/ | U.S. Energy Information Administration |  | 2019 | 3.492 | 5.909 | 1.7770000000000001 | 3.355 | 3.013 | 6.127 | 19.446 | U.S. Energy Information Administration |  |  |  |  | 155.16 | HYDRO-V1 | HYDRO-V1 | HYDRO-V1 | HYDRO-V1 | HYDRO-V1
USA | United States of America | Bowline Point |  | USA0002625 | 1242 | 41.2044 | -73.9689 | Gas | Oil |  |  | 1973.0 | GenOn New York LLC | U.S. Energy Information Administration | http://www.eia.gov/electricity/data/browser/ | U.S. Energy Information Administration | 29076 | 2019 | 1221.4119739999999 | 1479.640955 | 1447.6300390000001 | 1386.146029 | 1210.567043 | 473.11800200000005 | 286.7441 | U.S. Energy Information Administration |  |  |  |  | 4379.9 | NO-ESTIMATION | NO-ESTIMATION | NO-ESTIMATION | NO-ESTIMATION | CAPACITY-FACTOR-V1
USA | United States of America | Wahoo |  | USA0002310 | 14.2 | 41.2118 | -96.6115 | Gas | Oil |  |  | 1963.1197183098595 | City of Wahoo - (NE) | U.S. Energy Information Administration | http://www.eia.gov/electricity/data/browser/ | U.S. Energy Information Administration | 36201 | 2019 | 0.233 | 0.18999999999999997 | 0.102 | 0.054000000000000006 | 0.05499999999999999 | 0.14 | 0.017 | U.S. Energy Information Administration |  |  |  |  | 50.07 | HYDRO-V1 | HYDRO-V1 | HYDRO-V1 | HYDRO-V1 | HYDRO-V1
USA | United States of America | ArcelorMittal Warren |  | USA0054207 | 20.5 | 41.2119 | -80.8176 | Gas |  |  |  | 1959.6097560975609 | ArcelorMittal Warren Inc | U.S. Energy Information Administration | http://www.eia.gov/electricity/data/browser/ | U.S. Energy Information Administration |  | 2019 | 0.0 | 0.0 | 0.0 | 0.0 | 0.0 | 0.0 | 44.205 | U.S. Energy Information Administration |  |  |  |  | 72.29 | NO-ESTIMATION | SOLAR-V1 | SOLAR-V1 | SOLAR-V1 | SOLAR-V1
USA | United States of America | Milford Power Project |  | USA0055126 | 578 | 41.2244 | -73.0997 | Gas |  |  |  | 2004.0 | Milford Power Co LLC | U.S. Energy Information Administration | http://www.eia.gov/electricity/data/browser/ | U.S. Energy Information Administration | 41100 | 2019 | 0.0 | 0.0 | 3488.446 | 3168.3540000000003 | 2997.172 | 3669.75 | 3713.789 | U.S. Energy Information Administration |  |  |  |  | 2038.31 | NO-ESTIMATION | NO-ESTIMATION | SOLAR-V1 | SOLAR-V1 | SOLAR-V1
USA | United States of America | Digital Fairfield |  | USA0062455 | 2 | 41.2402 | -73.1460 | Gas |  |  |  | 2018.0 | Bloom Energy | U.S. Energy Information Administration | http://www.eia.gov/electricity/data/browser/ | U.S. Energy Information Administration |  | 2019 | [5 empty] | 10.488 | 8.206 | U.S. Energy Information Administration |  |  |  |  | 7.05 | NO-ESTIMATION | NO-ESTIMATION | NO-ESTIMATION | NO-ESTIMATION | SOLAR-V1
USA | United States of America | Sikorsky Aircraft CHP |  | USA0061703 | 9.3 | 41.2500 | -73.0987 | Gas | Oil | Solar |  | 2010.989247311828 | Sikorsky Aircraft Corporation | U.S. Energy Information Administration | http://www.eia.gov/electricity/data/browser/ | U.S. Energy Information Administration |  | 2019 |  |  |  |  | 67.756 | 65.866 | 58.059 | U.S. Energy Information Administration |  |  |  |  | 32.79 | NO-ESTIMATION | NO-ESTIMATION | NO-ESTIMATION | NO-ESTIMATION | CAPACITY-FACTOR-V1
USA | United States of America | Oberlin (OH) |  | USA0002933 | 18.5 | 41.2836 | -82.2194 | Gas | Oil |  |  | 1979.4216216216219 | City of Oberlin - (OH) | U.S. Energy Information Administration | http://www.eia.gov/electricity/data/browser/ | U.S. Energy Information Administration | 28679 | 2019 | -0.09899999999999999 | 0.0 | 0.139 | 0.684 | 0.011 | 0.401 | -0.036 | U.S. Energy Information Administration |  |  |  |  | 65.24 | NO-ESTIMATION | NO-ESTIMATION | NO-ESTIMATION | NO-ESTIMATION | SOLAR-V1
USA | United States of America | New Haven Harbor |  | USA0006156 | 641.5 | 41.2840 | -72.9043 | Gas | Oil |  |  | 1985.468433359314 | PSEG Power Connecticut LLC | U.S. Energy Information Administration | http://www.eia.gov/electricity/data/browser/ | U.S. Energy Information Administration | 35346 | 2019 | 112.819 | 243.299999 | 121.924 | 24.216 | 18.136000000000003 | 31.999000000000002 | -4.276 | U.S. Energy Information Administration |  |  |  |  | 2262.24 | NO-ESTIMATION | NO-ESTIMATION | NO-ESTIMATION | NO-ESTIMATION | CAPACITY-FACTOR-V1
USA | United States of America | UI RCP New Haven Fuel Cell |  | USA0060040 | 2.8 | 41.2888 | -72.8986 | Gas |  |  |  | 2015.0000000000002 | United Illuminating Co | U.S. Energy Information Administration | http://www.eia.gov/electricity/data/browser/ | U.S. Energy Information Administration |  | 2019 |  |  | 7.472 | 20.979 | 21.925 | 18.774 | 18.045 | U.S. Energy Information Administration |  |  |  |  | 9.87 | NO-ESTIMATION | NO-ESTIMATION | NO-ESTIMATION | NO-ESTIMATION | CAPACITY-FACTOR-V1
USA | United States of America | Ansley |  | USA0002214 | 1.5 | 41.2892 | -99.3863 | Gas | Oil |  |  | 1973.2 | City of Ansley - (NE) | U.S. Energy Information Administration | http://www.eia.gov/electricity/data/browser/ | U.S. Energy Information Administration | 13326 | 2019 | 0.016 | 0.008 | 0.0030000000000000005 | 0.005 | 0.006 | 0.022 | 0.012 | U.S. Energy Information Administration |  |  |  |  | 5.28 | NO-ESTIMATION | NO-ESTIMATION | NO-ESTIMATION | SOLAR-V1 | SOLAR-V1
USA | United States of America | Handsome Lake Energy LLC |  | USA0055233 | 294.5 | 41.2908 | -79.8061 | Gas |  |  |  | 2001.0 | Handsome Lake Energy LLC | U.S. Energy Information Administration | http://www.eia.gov/electricity/data/browser/ | U.S. Energy Information Administration | 48030 | 2019 | 153.199 | 131.11 | 155.846 | 158.39600000000002 | 181.144 | 85.765 | 101.873 | U.S. Energy Information Administration |  |  |  |  | 1038.55 | NO-ESTIMATION | NO-ESTIMATION | NO-ESTIMATION | NO-ESTIMATION | CAPACITY-FACTOR-V1
USA | United States of America | Richland |  | USA0002880 | 450 | 41.3052 | -84.3346 | Gas | Oil |  |  | 1997.5 | Richland-Stryker Generation LLC | U.S. Energy Information Administration | http://www.eia.gov/electricity/data/browser/ | U.S. Energy Information Administration | 34725 | 2019 | 47.54600000000001 | 96.646 | 37.782 | 144.106 | 99.31 | 109.143996 | 233.454 | U.S. Energy Information Administration |  |  |  |  | 1586.92 | WIND-V1 | WIND-V1 | WIND-V1 | WIND-V1 | WIND-V1
USA | United States of America | Pfizer Groton Plant |  | USA0054236 | 37.5 | 41.3315 | -72.0786 | Gas | Oil |  |  | 1988.2 | Pfizer Inc | U.S. Energy Information Administration | http://www.eia.gov/electricity/data/browser/ | U.S. Energy Information Administration | 30081 | 2019 | 84.80799999999999 | 75.82 | 90.862 | 90.657 | 87.195 | 87.018 | 92.3828 | U.S. Energy Information Administration |  |  |  |  | 132.24 | WIND-V1 | WIND-V1 | WIND-V1 | WIND-V1 | WIND-V1
USA | United States of America | Pfizer Groton Fuel Cell |  | USA0060392 | 5.6 | 41.3339 | -72.0711 | Gas |  |  |  | 2015.9999999999998 | Groton Fuel Cell 1 LLC | U.S. Energy Information Administration | http://www.eia.gov/electricity/data/browser/ | U.S. Energy Information Administration | 30081 | 2019 |  |  |  | 7.859 | 41.973 | 43.975 | 41.62 | U.S. Energy Information Administration |  |  |  |  | 19.74 | NO-ESTIMATION | WIND-V1 | WIND-V1 | WIND-V1 | WIND-V1
USA | United States of America | UI RCP Woodbridge FC |  | USA0060593 | 2.8 | 41.3580 | -73.0078 | Gas |  |  |  | 2017.0 | United Illuminating Co | U.S. Energy Information Administration | http://www.eia.gov/electricity/data/browser/ | U.S. Energy Information Administration |  | 2019 |  |  |  | 1.607 | 18.014 | 17.886 | 18.697 | U.S. Energy Information Administration |  |  |  |  | 9.87 | NO-ESTIMATION | NO-ESTIMATION | NO-ESTIMATION | NO-ESTIMATION | CAPACITY-FACTOR-V1
USA | United States of America | Princeton (IL) |  | USA0000957 | 37.9 | 41.3755 | -89.4649 | Gas | Oil |  |  | 1969.8865435356201 | City of Princeton - (IL) | U.S. Energy Information Administration | http://www.eia.gov/electricity/data/browser/ | U.S. Energy Information Administration | 30691 | 2019 | 1.528 | 0.43999999999999995 | 0.14100000000000001 | 1.7309999999999999 | 1.339 | 0.272 | 1.24 | U.S. Energy Information Administration |  |  |  |  | 133.65 | NO-ESTIMATION | NO-ESTIMATION | NO-ESTIMATION | NO-ESTIMATION | CAPACITY-FACTOR-V1
USA | United States of America | Fremont Energy Center |  | USA0055701 | 739.5 | 41.3771 | -83.1614 | Gas |  |  |  | 2012.0 | American Mun Power-Ohio Inc | U.S. Energy Information Administration | http://www.eia.gov/electricity/data/browser/ | U.S. Energy Information Administration | 47107 | 2019 | 2687.6459800000002 | 2311.18098 | 2242.32626 | 1718.372 | 0.0 | 0.0 | 1905.391 | U.S. Energy Information Administration |  |  |  |  | 2607.84 | NO-ESTIMATION | NO-ESTIMATION | NO-ESTIMATION | NO-ESTIMATION | CAPACITY-FACTOR-V1
USA | United States of America | Bowling Green Peaking |  | USA0007783 | 32 | 41.3884 | -83.6402 | Gas |  |  |  | 2000.0 | American Mun Power-Ohio Inc | U.S. Energy Information Administration | http://www.eia.gov/electricity/data/browser/ | U.S. Energy Information Administration |  | 2019 | 0.0 | 0.0 | 0.0 | 0.0 | 0.0 | 0.0 | 1.332 | U.S. Energy Information Administration |  |  |  |  | 112.84 | NO-ESTIMATION | NO-ESTIMATION | NO-ESTIMATION | NO-ESTIMATION | CAPACITY-FACTOR-V1
USA | United States of America | TRS Fuel Cell |  | USA0060683 | 3.7 | 41.3907 | -73.4354 | Gas |  |  |  | 2019.0 | TRS Fuel Cell LLC | U.S. Energy Information Administration | http://www.eia.gov/electricity/data/browser/ | U.S. Energy Information Administration |  | 2019 |  |  |  |  | 0.121 | 2.373 | 12.029 | U.S. Energy Information Administration |  |  |  |  | 13.04 | NO-ESTIMATION | NO-ESTIMATION | NO-ESTIMATION | NO-ESTIMATION | CAPACITY-FACTOR-V1
USA | United States of America | Lincoln Generating Facility |  | USA0055222 | 692 | 41.3933 | -87.9436 | Gas |  |  |  | 2000.0 | Lincoln Generating Facility LLC | U.S. Energy Information Administration | http://www.eia.gov/electricity/data/browser/ | U.S. Energy Information Administration |  | 2019 | 51.622 | 45.383 | 19.433 | 63.299 | 28.057000000000002 | 17.574 | 11.817 | U.S. Energy Information Administration |  |  |  |  | 2440.33 | HYDRO-V1 | HYDRO-V1 | HYDRO-V1 | HYDRO-V1 | HYDRO-V1
USA | United States of America | Bowling Green Generating Station |  | USA0055262 | 49.5 | 41.3974 | -83.6412 | Gas |  |  |  | 2000.0 | American Mun Power-Ohio Inc | U.S. Energy Information Administration | http://www.eia.gov/electricity/data/browser/ | U.S. Energy Information Administration |  | 2019 | 2.005 | 0.855 | 0.537 | 2.622 | 2.766 | 3.592 | 2.533 | U.S. Energy Information Administration |  |  |  |  | 174.56 | NO-ESTIMATION | NO-ESTIMATION | SOLAR-V1 | SOLAR-V1 | SOLAR-V1
USA | United States of America | Broken Bow |  | USA0002221 | 8.7 | 41.4031 | -99.6392 | Gas | Oil |  |  | 1960.6436781609195 | City of Broken Bow - (NE) | U.S. Energy Information Administration | http://www.eia.gov/electricity/data/browser/ | U.S. Energy Information Administration | 14980 | 2019 | 0.142 | 0.137 | 0.164 | 0.03 | 0.076 | 0.09 | 0.056 | U.S. Energy Information Administration |  |  |  |  | 30.68 | SOLAR-V1 | SOLAR-V1 | SOLAR-V1 | SOLAR-V1 | SOLAR-V1
USA | United States of America | Danbury Hospital Cogen Plant |  | USA0058152 | 4.3 | 41.4053 | -73.4475 | Gas |  |  |  | 2011.0 | Danbury Hospital | U.S. Energy Information Administration | http://www.eia.gov/electricity/data/browser/ | U.S. Energy Information Administration | 63484 | 2019 | 26.277 | 31.255 | 30.784 | 30.214000000000002 | 29.279 | 29.781000000000002 | 31.011 | U.S. Energy Information Administration |  |  |  |  | 15.16 | NO-ESTIMATION | NO-ESTIMATION | NO-ESTIMATION | NO-ESTIMATION | CAPACITY-FACTOR-V1
USA | United States of America | Napoleon Peaking Station |  | USA0055264 | 49.5 | 41.4079 | -84.1095 | Gas |  |  |  | 2000.0 | American Mun Power-Ohio Inc | U.S. Energy Information Administration | http://www.eia.gov/electricity/data/browser/ | U.S. Energy Information Administration | 47554 | 2019 | 2.065 | 0.892 | 1.514 | 3.077 | 2.145 | 3.3890000000000002 | 2.197 | U.S. Energy Information Administration |  |  |  |  | 174.56 | NO-ESTIMATION | NO-ESTIMATION | NO-ESTIMATION | NO-ESTIMATION | CAPACITY-FACTOR-V1
USA | United States of America | Atlantic |  | USA0001124 | 10 | 41.4090 | -95.0000 | Gas | Oil |  |  | 1999.0 | Atlantic Municipal Utilities | U.S. Energy Information Administration | http://www.eia.gov/electricity/data/browser/ | U.S. Energy Information Administration | 13733 | 2019 | 0.0 | 0.0 | 0.09899999999999999 | 0.181 | 0.15100000000000002 | 0.14200000000000002 | 0.121 | U.S. Energy Information Administration |  |  |  |  | 35.26 | NO-ESTIMATION | NO-ESTIMATION | NO-ESTIMATION | NO-ESTIMATION | CAPACITY-FACTOR-V1
USA | United States of America | Morris Cogeneration LLC |  | USA0055216 | 212.5 | 41.4119 | -88.3328 | Gas |  |  |  | 1998.7802352941176 | Morris Cogeneration LLC | U.S. Energy Information Administration | http://www.eia.gov/electricity/data/browser/ | U.S. Energy Information Administration | 39984 | 2019 | 560.534005 | 564.436999 | 652.557004 | 583.1780030000001 | 635.0649999999999 | 639.878997 | 653.343 | U.S. Energy Information Administration |  |  |  |  | 749.38 | NO-ESTIMATION | NO-ESTIMATION | NO-ESTIMATION | NO-ESTIMATION | CAPACITY-FACTOR-V1
USA | United States of America | CPV Valley Energy Center |  | USA0056940 | 770 | 41.4122 | -74.4378 | Gas | Oil |  |  | 2018.0 | CPV Valley LLC | U.S. Energy Information Administration | http://www.eia.gov/electricity/data/browser/ | U.S. Energy Information Administration |  | 2019 | [5 empty] | 1351.505 | 4100.277 | U.S. Energy Information Administration |  |  |  |  | 2715.4 | HYDRO-V1 | HYDRO-V1 | HYDRO-V1 | HYDRO-V1 | HYDRO-V1
USA | United States of America | ExxonMobil Oil Joliet Refinery |  | USA0050627 | 39.7 | 41.4167 | -88.1833 | Gas |  |  |  | 1986.7178841309822 | ExxonMobil Oil Corp | U.S. Energy Information Administration | http://www.eia.gov/electricity/data/browser/ | U.S. Energy Information Administration | 26631 | 2019 | 188.933006 | 182.72746999999998 | 0.0 | 0.0 | 194.787172 | 0.0 | 181.6815 | U.S. Energy Information Administration |  |  |  |  | 140 | NO-ESTIMATION | NO-ESTIMATION | NO-ESTIMATION | NO-ESTIMATION | CAPACITY-FACTOR-V1
USA | United States of America | Shoemaker |  | USA0002632 | 41.9 | 41.4278 | -74.4186 | Gas | Oil |  |  | 1972.0000000000002 | Alliance NYGT LLC | U.S. Energy Information Administration | http://www.eia.gov/electricity/data/browser/ | U.S. Energy Information Administration | 29082 | 2019 | 0.0 | 0.0 | 0.0 | 0.0 | 0.0 | 0.0 | 1.117 | U.S. Energy Information Administration |  |  |  |  | 147.76 | NO-ESTIMATION | NO-ESTIMATION | NO-ESTIMATION | NO-ESTIMATION | CAPACITY-FACTOR-V1
USA | United States of America | West Lorain |  | USA0002869 | 555.6 | 41.4294 | -82.2644 | Gas | Oil |  |  | 1994.418286537077 | Vermillion Power LLC | U.S. Energy Information Administration | http://www.eia.gov/electricity/data/browser/ | U.S. Energy Information Administration | 28791 | 2019 | 58.720000000000006 | 56.379000000000005 | 0.681 | -3.38 | -3.152 | 43.237 | 10.09 | U.S. Energy Information Administration |  |  |  |  | 1959.32 | NO-ESTIMATION | NO-ESTIMATION | NO-ESTIMATION | NO-ESTIMATION | CAPACITY-FACTOR-V1
USA | United States of America | Crete Energy Venture LLC |  | USA0055253 | 356 | 41.4294 | -87.6187 | Gas |  |  |  | 2002.0 | Crete Energy Venture LLC | U.S. Energy Information Administration | http://www.eia.gov/electricity/data/browser/ | U.S. Energy Information Administration | 48308 | 2019 | 30.991 | 30.621000000000002 | 24.873 | 93.73400000000001 | 35.617 | 82.634 | 67.432 | U.S. Energy Information Administration |  |  |  |  | 1255.43 | NO-ESTIMATION | NO-ESTIMATION | NO-ESTIMATION | NO-ESTIMATION | CAPACITY-FACTOR-V1
USA | United States of America | Elwood Energy LLC |  | USA0055199 | 1728 | 41.4388 | -88.1236 | Gas |  |  |  | 2000.111111111111 | Elwood Energy LLC | U.S. Energy Information Administration | http://www.eia.gov/electricity/data/browser/ | U.S. Energy Information Administration | 41387 | 2019 | 278.3 | 287.213 | 568.46 | 1196.164 | 358.423 | 356.318 | 249.066 | U.S. Energy Information Administration |  |  |  |  | 6093.78 | NO-ESTIMATION | NO-ESTIMATION | NO-ESTIMATION | NO-ESTIMATION | CAPACITY-FACTOR-V1
USA | United States of America | University Park South |  | USA0055250 | 353.4 | 41.4409 | -87.7532 | Gas |  |  |  | 2001.0000000000002 | University Park Energy LLC | U.S. Energy Information Administration | http://www.eia.gov/electricity/data/browser/ | U.S. Energy Information Administration | 46892 | 2019 | 80.509 | 60.478 | 109.18 | 207.434 | 141.965 | 231.786 | 211.479 | U.S. Energy Information Administration |  |  |  |  | 1246.26 | NO-ESTIMATION | NO-ESTIMATION | NO-ESTIMATION | NO-ESTIMATION | SOLAR-V1
USA | United States of America | University Park North |  | USA0055640 | 726 | 41.4425 | -87.7514 | Gas |  |  |  | 2002.0 | LSP University Park LLC | U.S. Energy Information Administration | http://www.eia.gov/electricity/data/browser/ | U.S. Energy Information Administration | 50022 | 2019 | 185.28900000000002 | 171.466 | 266.444 | 848.299 | 455.485 | 631.348 | 522.159 | U.S. Energy Information Administration |  |  |  |  | 2560.23 | WIND-V1 | WIND-V1 | WIND-V1 | WIND-V1 | WIND-V1
USA | United States of America | A L Pierce |  | USA0006635 | 84 | 41.4482 | -72.8349 | Gas | Waste | Oil |  | 2007.0 | Connecticut Mun Elec Engy Coop | U.S. Energy Information Administration | http://www.eia.gov/electricity/data/browser/ | U.S. Energy Information Administration | 55374 | 2019 | 9.059999999999999 | 13.170000000000002 | 2.323 | 4.012 | 4.333 | 3.52 | 1.958 | U.S. Energy Information Administration |  |  |  |  | 296.22 | NO-ESTIMATION | NO-ESTIMATION | NO-ESTIMATION | NO-ESTIMATION | CAPACITY-FACTOR-V1
USA | United States of America | Wallingford Energy |  | USA0055517 | 350 | 41.4487 | -72.8354 | Gas |  |  |  | 2005.857142857143 | Wallingford Energy LLC | U.S. Energy Information Administration | http://www.eia.gov/electricity/data/browser/ | U.S. Energy Information Administration | 47008 | 2019 | 51.111000000000004 | 47.697 | 142.59 | 205.857 | 154.742 | 151.654 | 105.704 | U.S. Energy Information Administration |  |  |  |  | 1234.27 | NO-ESTIMATION | NO-ESTIMATION | NO-ESTIMATION | NO-ESTIMATION | CAPACITY-FACTOR-V1
USA | United States of America | Geneseo |  | USA0000944 | 33.6 | 41.4515 | -90.1485 | Gas | Oil | Wind | Solar | 1983.1696428571431 | City of Geneseo - (IL) | U.S. Energy Information Administration | http://www.eia.gov/electricity/data/browser/ | U.S. Energy Information Administration | 20898 | 2019 | 0.934 | 7.603999999999999 | 8.139000000000001 | 8.033 | 7.702249999999999 | 7.637 | 7.517 | U.S. Energy Information Administration |  |  |  |  | 118.49 | NO-ESTIMATION | NO-ESTIMATION | NO-ESTIMATION | NO-ESTIMATION | CAPACITY-FACTOR-V1
USA | United States of America | Rand Whitney CHP Plant |  | USA0058184 | 14.6 | 41.4528 | -72.1361 | Gas | Oil |  |  | 2005.0 | Rand Whitney Containerboard L.P. | U.S. Energy Information Administration | http://www.eia.gov/electricity/data/browser/ | U.S. Energy Information Administration |  | 2019 | 0.0 | 0.0 | 109.77199900000001 | 0.0 | 0.0 | 0.0 | 117.422 | U.S. Energy Information Administration |  |  |  |  | 51.48 | NO-ESTIMATION | NO-ESTIMATION | NO-ESTIMATION | SOLAR-V1 | SOLAR-V1
USA | United States of America | Lackawanna Energy Center |  | USA0060357 | 1665 | 41.4714 | -75.5442 | Gas |  |  |  | 2018.3333333333333 | Invenergy Services LLC | U.S. Energy Information Administration | http://www.eia.gov/electricity/data/browser/ | U.S. Energy Information Administration |  | 2019 | [5 empty] | 3444.784 | 10163.068 | U.S. Energy Information Administration |  |  |  |  | 5871.61 | SOLAR-V1 | SOLAR-V1 | SOLAR-V1 | SOLAR-V1 | SOLAR-V1
USA | United States of America | Bryan (OH) |  | USA0002903 | 39.3 | 41.4718 | -84.5431 | Gas | Oil |  |  | 1975.0381679389313 | City of Bryan - (OH) | U.S. Energy Information Administration | http://www.eia.gov/electricity/data/browser/ | U.S. Energy Information Administration | 15072 | 2019 | 0.885 | 0.8480000000000001 | 1.136 | 2.211 | 0.0 | 0.0 | 2.359 | U.S. Energy Information Administration |  |  |  |  | 138.59 | NO-ESTIMATION | NO-ESTIMATION | NO-ESTIMATION | SOLAR-V1 | SOLAR-V1
USA | United States of America | IBM Southbury |  | USA0059801 | 1.1 | 41.4725 | -73.2070 | Gas |  |  |  | 2014.0 | Bloom Energy | U.S. Energy Information Administration | http://www.eia.gov/electricity/data/browser/ | U.S. Energy Information Administration |  | 2019 |  | 0.9400000000000001 | 8.477 | 7.736 | 7.363 | 6.978 | 6.412 | U.S. Energy Information Administration |  |  |  |  | 3.87 | HYDRO-V1 | HYDRO-V1 | HYDRO-V1 | HYDRO-V1 | HYDRO-V1
USA | United States of America | Foxwoods CoGen |  | USA0057666 | 16.2 | 41.4731 | -71.9606 | Gas |  |  |  | 2011.111111111111 | Foxwoods Resort Casino | U.S. Energy Information Administration | http://www.eia.gov/electricity/data/browser/ | U.S. Energy Information Administration |  | 2019 | 113.24600000000001 | 111.95400000000001 | 114.209 | 115.94992 | 124.83512 | 125.72461 | 126.4347 | U.S. Energy Information Administration |  |  |  |  | 57.12 | NO-ESTIMATION | NO-ESTIMATION | NO-ESTIMATION | NO-ESTIMATION | CAPACITY-FACTOR-V1
USA | United States of America | Arcelormittal Cleveland Inc |  | USA0010398 | 67 | 41.4739 | -81.6728 | Gas | Oil |  |  | 1976.4179104477612 | ArcelorMittal Cleveland Inc | U.S. Energy Information Administration | http://www.eia.gov/electricity/data/browser/ | U.S. Energy Information Administration | 45922 | 2019 | 201.826999 | 195.547996 | 192.94000400000002 | 156.708003 | 135.064997 | 138.94299900000001 | 138.666 | U.S. Energy Information Administration |  |  |  |  | 236.27 | NO-ESTIMATION | NO-ESTIMATION | NO-ESTIMATION | NO-ESTIMATION | CAPACITY-FACTOR-V1
USA | United States of America | West 41st Street |  | USA0002909 | 32 | 41.4740 | -81.7145 | Gas | Oil |  |  | 1970.0 | City of Cleveland - (OH) | U.S. Energy Information Administration | http://www.eia.gov/electricity/data/browser/ | U.S. Energy Information Administration | 16734 | 2019 | 0.9380000000000001 | 0.6759999999999999 | 3.315 | 1.293 | 0.36500000000000005 | 0.333 | 0.346 | U.S. Energy Information Administration |  |  |  |  | 112.84 | NO-ESTIMATION | NO-ESTIMATION | NO-ESTIMATION | NO-ESTIMATION | CAPACITY-FACTOR-V1
USA | United States of America | Troy Energy LLC |  | USA0055348 | 795.6 | 41.4772 | -83.4598 | Gas | Oil |  |  | 2001.9999999999998 | Troy Energy LLC | U.S. Energy Information Administration | http://www.eia.gov/electricity/data/browser/ | U.S. Energy Information Administration | 45931 | 2019 | 177.74100099999998 | 311.015003 | 165.495997 | 189.807002 | 188.460996 | 0.0 | 401.519 | U.S. Energy Information Administration |  |  |  |  | 2805.67 | NO-ESTIMATION | NO-ESTIMATION | NO-ESTIMATION | NO-ESTIMATION | CAPACITY-FACTOR-V1
USA | United States of America | Kendall County Generation Facility |  | USA0055131 | 1256 | 41.4797 | -88.2581 | Gas |  |  |  | 2002.0 | Dynegy Kendall Energy LLC | U.S. Energy Information Administration | http://www.eia.gov/electricity/data/browser/ | U.S. Energy Information Administration | 45674 | 2019 | 3007.703 | 2242.919 | 6173.794 | 7195.291 | 6507.968000000001 | 5857.928 | 6605.374 | U.S. Energy Information Administration |  |  |  |  | 4429.27 | SOLAR-V1 | SOLAR-V1 | SOLAR-V1 | SOLAR-V1 | SOLAR-V1
USA | United States of America | CPV Towantic Energy Center |  | USA0056047 | 841.5 | 41.4812 | -73.1231 | Gas | Oil |  |  | 2018.0 | CPV Towantic LLC | U.S. Energy Information Administration | http://www.eia.gov/electricity/data/browser/ | U.S. Energy Information Administration |  | 2019 | [5 empty] | 2948.77503 | 3867.7681 | U.S. Energy Information Administration |  |  |  |  | 2967.54 | NO-ESTIMATION | NO-ESTIMATION | NO-ESTIMATION | NO-ESTIMATION | CAPACITY-FACTOR-V1
USA | United States of America | Archbald Power Station |  | USA0050279 | 92.9 | 41.4850 | -75.5406 | Gas | Waste |  |  | 1998.6447793326156 | PEI Power Corp | U.S. Energy Information Administration | http://www.eia.gov/electricity/data/browser/ | U.S. Energy Information Administration | 41039 | 2019 | 212.62100500000003 | 202.37200500000003 | 228.506003 | 180.377 | 248.84600300000002 | 189.832997 | 205.723 | U.S. Energy Information Administration |  |  |  |  | 327.61 | NO-ESTIMATION | NO-ESTIMATION | NO-ESTIMATION | NO-ESTIMATION | CAPACITY-FACTOR-V1
USA | United States of America | Joliet 9 |  | USA0000874 | 360.4 | 41.4931 | -88.1153 | Gas |  |  |  | 1959.0 | Midwest Generations EME LLC | U.S. Energy Information Administration | http://www.eia.gov/electricity/data/browser/ | U.S. Energy Information Administration | 17168 | 2019 | 1302.5860010000001 | 1126.3290220000001 | 1265.6969640000002 | 206.764501 | 43.712 | -57.596000000000004 | -64.543 | U.S. Energy Information Administration |  |  |  |  | 1270.94 | NO-ESTIMATION | NO-ESTIMATION | NO-ESTIMATION | NO-ESTIMATION | CAPACITY-FACTOR-V1
USA | United States of America | Joliet 29 |  | USA0000384 | 1320 | 41.4946 | -88.1238 | Gas |  |  |  | 1965.5 | Midwest Generations EME LLC | U.S. Energy Information Administration | http://www.eia.gov/electricity/data/browser/ | U.S. Energy Information Administration | 17168 | 2019 | 5650.354039000001 | 5061.425962 | 5466.753009 | 1601.067 | 321.791 | 628.452 | 1419.542 | U.S. Energy Information Administration |  |  |  |  | 4654.97 | SOLAR-V1 | SOLAR-V1 | SOLAR-V1 | SOLAR-V1 | SOLAR-V1
USA | United States of America | Watchtower Educational Center |  | USA0055619 | 2.1 | 41.4984 | -73.5746 | Gas | Oil |  |  | 1996.3333333333333 | Watchtower Bible & Tract Soc-NY | U.S. Energy Information Administration | http://www.eia.gov/electricity/data/browser/ | U.S. Energy Information Administration |  | 2019 | 0.0 | 0.0 | 0.0 | 0.0 | 0.0 | 0.0 | 0 | U.S. Energy Information Administration |  |  |  |  | 7.4 | HYDRO-V1 | HYDRO-V1 | HYDRO-V1 | HYDRO-V1 | HYDRO-V1
USA | United States of America | Cleveland Thermal |  | USA0061838 | 1 | 41.5094 | -81.6823 | Gas |  |  |  | 2017.0 | Cleveland Thermal LLC | U.S. Energy Information Administration | http://www.eia.gov/electricity/data/browser/ | U.S. Energy Information Administration |  | 2019 |  |  |  |  | 0.39382 | 2.89739 | 4.364 | U.S. Energy Information Administration |  |  |  |  | 3.52 | NO-ESTIMATION | NO-ESTIMATION | NO-ESTIMATION | NO-ESTIMATION | CAPACITY-FACTOR-V1
USA | United States of America | Moline |  | USA0000899 | 75.6 | 41.5100 | -90.5340 | Gas | Hydro |  |  | 1968.6666666666654 | MidAmerican Energy Co | U.S. Energy Information Administration | http://www.eia.gov/electricity/data/browser/ | U.S. Energy Information Administration | 26332 | 2019 | 3.585 | 1.9360000000000002 | -1.125 | 2.851 | 8.969 | 14.738 | 8.241 | U.S. Energy Information Administration |  |  |  |  | 266.6 | HYDRO-V1 | HYDRO-V1 | HYDRO-V1 | HYDRO-V1 | HYDRO-V1
USA | United States of America | Exira |  | USA0056013 | 181.5 | 41.5144 | -94.9197 | Gas | Oil |  |  | 2005.0 | Western Minnesota Mun Pwr Agny | U.S. Energy Information Administration | http://www.eia.gov/electricity/data/browser/ | U.S. Energy Information Administration | 51852 | 2019 | 10.081 | 5.096 | 20.791 | 39.788 | 46.093 | 84.298 | 103.889 | U.S. Energy Information Administration |  |  |  |  | 640.05 | NO-ESTIMATION | SOLAR-V1 | SOLAR-V1 | SOLAR-V1 | SOLAR-V1
USA | United States of America | Riverside |  | USA0001081 | 136 | 41.5400 | -90.4481 | Gas |  |  |  | 1961.0 | MidAmerican Energy Co | U.S. Energy Information Administration | http://www.eia.gov/electricity/data/browser/ | U.S. Energy Information Administration |  | 2019 | 708.961001 | 635.836005 | 179.20100000000002 | 5.513000000000001 | 1.766 | -1.973 | -0.846 | U.S. Energy Information Administration |  |  |  |  | 479.6 | NO-ESTIMATION | NO-ESTIMATION | NO-ESTIMATION | NO-ESTIMATION | CAPACITY-FACTOR-V1
USA | United States of America | Waterbury Generation |  | USA0056629 | 96 | 41.5444 | -73.0417 | Gas | Oil |  |  | 2009.0 | Engie North America | U.S. Energy Information Administration | http://www.eia.gov/electricity/data/browser/ | U.S. Energy Information Administration | 57928 | 2019 | 20.682999999999996 | 24.75 | 0.0 | 0.0 | 0.0 | 0.0 | 11.393 | U.S. Energy Information Administration |  |  |  |  | 338.54 | NO-ESTIMATION | NO-ESTIMATION | SOLAR-V1 | SOLAR-V1 | SOLAR-V1
USA | United States of America | Kleen Energy Systems Project |  | USA0056798 | 693 | 41.5532 | -72.5969 | Gas | Oil |  |  | 2011.0 | Kleen Energy Systems LLC | U.S. Energy Information Administration | http://www.eia.gov/electricity/data/browser/ | U.S. Energy Information Administration | 55087 | 2019 | 3242.6630370000003 | 3323.204032 | 4370.283421 | 4005.807024 | 3984.842068 | 2579.553041 | 2115.44 | U.S. Energy Information Administration |  |  |  |  | 2443.86 | NO-ESTIMATION | NO-ESTIMATION | NO-ESTIMATION | NO-ESTIMATION | CAPACITY-FACTOR-V1
USA | United States of America | Greater Des Moines |  | USA0007985 | 576.3 | 41.5563 | -93.5283 | Gas |  |  |  | 2003.6784660766962 | MidAmerican Energy Co | U.S. Energy Information Administration | http://www.eia.gov/electricity/data/browser/ | U.S. Energy Information Administration | 50467 | 2019 | 215.258 | 79.271 | 176.418 | 507.176 | 337.38800000000003 | 638.9480000000001 | 438.642 | U.S. Energy Information Administration |  |  |  |  | 2032.31 | NO-ESTIMATION | NO-ESTIMATION | NO-ESTIMATION | NO-ESTIMATION | SOLAR-V1
USA | United States of America | Wesleyan University Cogen 1 |  | USA0058158 | 2.4 | 41.5564 | -72.6539 | Gas |  |  |  | 2008.9999999999998 | Wesleyan University | U.S. Energy Information Administration | http://www.eia.gov/electricity/data/browser/ | U.S. Energy Information Administration |  | 2019 | 12.007940000000001 | 11.868 | 9.159 | 7.1770000000000005 | 12.69296 | 14.624540000000001 | 11.134 | U.S. Energy Information Administration |  |  |  |  | 8.46 | NO-ESTIMATION | NO-ESTIMATION | NO-ESTIMATION | NO-ESTIMATION | CAPACITY-FACTOR-V1
USA | United States of America | Pleasant Hill |  | USA0007145 | 179.8 | 41.5572 | -93.5242 | Gas | Oil |  |  | 1992.1579532814237 | MidAmerican Energy Co | U.S. Energy Information Administration | http://www.eia.gov/electricity/data/browser/ | U.S. Energy Information Administration | 26335 | 2019 | 12.734 | 7.784000000000001 | 14.088 | 23.963000000000005 | 11.803 | 0.0 | 2.01 | U.S. Energy Information Administration |  |  |  |  | 634.06 | NO-ESTIMATION | NO-ESTIMATION | NO-ESTIMATION | NO-ESTIMATION | CAPACITY-FACTOR-V1
USA | United States of America | Kimberly Clark-Unit 1 2 3 |  | USA0058084 | 36.3 | 41.5583 | -73.4136 | Gas |  |  |  | 2008.112947658402 | Kimberly-Clark Corporation | U.S. Energy Information Administration | http://www.eia.gov/electricity/data/browser/ | U.S. Energy Information Administration |  | 2019 | 227.83 | 226.781 | 230.477 | 237.297 | 231.663 | 236.596 | 236.042 | U.S. Energy Information Administration |  |  |  |  | 128.01 | NO-ESTIMATION | WIND-V1 | WIND-V1 | WIND-V1 | WIND-V1
USA | United States of America | Danskammer Generating Station |  | USA0002480 | 537.4 | 41.5712 | -73.9750 | Gas | Oil |  |  | 1961.0225158168957 | Danskammer Energy | U.S. Energy Information Administration | http://www.eia.gov/electricity/data/browser/ | U.S. Energy Information Administration | 15845 | 2019 | 0.0 | 0.0 | 0.0 | 0.0 | 0.0 | 30.503 | 9.205 | U.S. Energy Information Administration |  |  |  |  | 1895.13 | NO-ESTIMATION | NO-ESTIMATION | NO-ESTIMATION | NO-ESTIMATION | CAPACITY-FACTOR-V1
USA | United States of America | Roseton Generating Facility |  | USA0008006 | 1242 | 41.5738 | -73.9663 | Gas | Oil |  |  | 1974.5 | CCI Roseton LLC | U.S. Energy Information Administration | http://www.eia.gov/electricity/data/browser/ | U.S. Energy Information Administration | 15851 | 2019 | 0.0 | 0.0 | 0.0 | 0.0 | 0.0 | 0.0 | 143.675 | U.S. Energy Information Administration |  |  |  |  | 4379.9 | NO-ESTIMATION | NO-ESTIMATION | NO-ESTIMATION | NO-ESTIMATION | CAPACITY-FACTOR-V1
USA | United States of America | Procter & Gamble Mehoopany Mill |  | USA0050463 | 120.2 | 41.5743 | -76.0432 | Gas |  |  |  | 1999.8868552412644 | Procter & Gamble Ppr Prdts Co | U.S. Energy Information Administration | http://www.eia.gov/electricity/data/browser/ | U.S. Energy Information Administration | 30715 | 2019 | 697.6010000000001 | 876.671 | 835.201 | 878.269 | 941.85401 | 873.044 | 910.514 | U.S. Energy Information Administration |  |  |  |  | 423.88 | NO-ESTIMATION | NO-ESTIMATION | NO-ESTIMATION | NO-ESTIMATION | CAPACITY-FACTOR-V1
USA | United States of America | Thornwood High School |  | USA0055004 | 1.4 | 41.5839 | -87.6047 | Gas |  |  |  | 1995.9999999999998 | Thorton Township School Dist | U.S. Energy Information Administration | http://www.eia.gov/electricity/data/browser/ | U.S. Energy Information Administration | 53067 | 2019 | 0.778 | 0.12 | 0.299 | 0.006 | 0.0 | 0.0 | 0 | U.S. Energy Information Administration |  |  |  |  | 4.93 | WIND-V1 | WIND-V1 | WIND-V1 | WIND-V1 | WIND-V1
USA | United States of America | River Hills |  | USA0001084 | 128 | 41.5902 | -93.6195 | Gas |  |  |  | 1966.75 | MidAmerican Energy Co | U.S. Energy Information Administration | http://www.eia.gov/electricity/data/browser/ | U.S. Energy Information Administration | 26338 | 2019 | 0.482 | 0.551 | -0.671 | -0.092 | -1.237 | -0.77 | -0.755 | U.S. Energy Information Administration |  |  |  |  | 451.39 | NO-ESTIMATION | NO-ESTIMATION | NO-ESTIMATION | NO-ESTIMATION | CAPACITY-FACTOR-V1
USA | United States of America | Toray Plastic America's CHP Plant |  | USA0061857 | 20 | 41.5938 | -71.4276 | Gas | Oil |  |  | 2009.875 | Toray Plastics America | U.S. Energy Information Administration | http://www.eia.gov/electricity/data/browser/ | U.S. Energy Information Administration |  | 2019 |  |  |  |  | 0.0 | 146.2013 | 145.5476 | U.S. Energy Information Administration |  |  |  |  | 70.52 | NO-ESTIMATION | NO-ESTIMATION | NO-ESTIMATION | NO-ESTIMATION | SOLAR-V1
USA | United States of America | Oxbow Creek |  | USA0058714 | 22 | 41.6086 | -75.8706 | Gas |  |  |  | 2020.0 | Oxbow Creek Energy LLC | U.S. Energy Information Administration | http://www.eia.gov/electricity/data/browser/ | U.S. Energy Information Administration |  | 2019 | [6 empty] | 0.663 | U.S. Energy Information Administration |  |  |  |  | 77.58 | HYDRO-V1 | HYDRO-V1 | HYDRO-V1 | HYDRO-V1 | HYDRO-V1
USA | United States of America | Wolf Run Energy |  | USA0061263 | 22 | 41.6110 | -76.2994 | Gas |  |  |  | 2019.0 | Wolf Run Energy LLC | U.S. Energy Information Administration | http://www.eia.gov/electricity/data/browser/ | U.S. Energy Information Administration |  | 2019 | [6 empty] | 23.93 | U.S. Energy Information Administration |  |  |  |  | 77.58 | NO-ESTIMATION | NO-ESTIMATION | NO-ESTIMATION | NO-ESTIMATION | CAPACITY-FACTOR-V1
USA | United States of America | Beaver Dam |  | USA0058811 | 22 | 41.6114 | -76.8431 | Gas |  |  |  | 2016.0000000000002 | Beaver Dam Energy LLC | U.S. Energy Information Administration | http://www.eia.gov/electricity/data/browser/ | U.S. Energy Information Administration | 70059 | 2019 |  |  |  | 62.346000000000004 | 63.291000000000004 | 64.62 | 53.225 | U.S. Energy Information Administration |  |  |  |  | 77.58 | HYDRO-V1 | HYDRO-V1 | HYDRO-V1 | HYDRO-V1 | HYDRO-V1
USA | United States of America | Gary Works |  | USA0050733 | 161 | 41.6224 | -87.3289 | Gas | Oil |  |  | 1997.0 | United States Steel-Gary | U.S. Energy Information Administration | http://www.eia.gov/electricity/data/browser/ | U.S. Energy Information Administration | 51973 | 2019 | 810.9470040000001 | 796.288995 | 707.4680030000002 | 712.562998 | 993.4440020000001 | 1166.4550040000001 | 1232.6304 | U.S. Energy Information Administration |  |  |  |  | 567.76 | NO-ESTIMATION | NO-ESTIMATION | NO-ESTIMATION | NO-ESTIMATION | CAPACITY-FACTOR-V1
USA | United States of America | Thornridge High School |  | USA0055005 | 1 | 41.6225 | -87.5978 | Gas |  |  |  | 1996.0 | Thorton Township School Dist | U.S. Energy Information Administration | http://www.eia.gov/electricity/data/browser/ | U.S. Energy Information Administration | 53066 | 2019 | 0.523 | 0.11800000000000001 | 0.079 | 0.001 | 0.0 | 0.0 | 0 | U.S. Energy Information Administration |  |  |  |  | 3.52 | NO-ESTIMATION | NO-ESTIMATION | NO-ESTIMATION | NO-ESTIMATION | CAPACITY-FACTOR-V1
USA | United States of America | Portside Energy |  | USA0055096 | 61 | 41.6317 | -87.1728 | Gas |  |  |  | 1997.0 | Portside Energy Corp | U.S. Energy Information Administration | http://www.eia.gov/electricity/data/browser/ | U.S. Energy Information Administration | 27186 | 2019 | 259.235 | 281.171 | 286.92100000000005 | 291.384 | 262.113 | 277.53700000000003 | 246.972 | U.S. Energy Information Administration |  |  |  |  | 215.11 | NO-ESTIMATION | NO-ESTIMATION | NO-ESTIMATION | NO-ESTIMATION | CAPACITY-FACTOR-V1
USA | United States of America | ArcelorMittal Burns Harbor |  | USA0010245 | 176.2 | 41.6350 | -87.1387 | Gas |  |  |  | 1969.3518728717368 | ArcelorMittal Burns Harbor Inc | U.S. Energy Information Administration | http://www.eia.gov/electricity/data/browser/ | U.S. Energy Information Administration | 14439 | 2019 | 633.947996 | 542.940002 | 754.011003 | 576.940994 | 470.03499999999997 | 635.563 | 682 | U.S. Energy Information Administration |  |  |  |  | 621.36 | HYDRO-V1 | HYDRO-V1 | HYDRO-V1 | HYDRO-V1 | HYDRO-V1
USA | United States of America | Tiverton Power Plant |  | USA0055048 | 272.5 | 41.6422 | -71.1706 | Gas |  |  |  | 2000.0 | Tiverton Power LLC | U.S. Energy Information Administration | http://www.eia.gov/electricity/data/browser/ | U.S. Energy Information Administration | 39859 | 2019 | 1220.404 | 1453.759 | 1354.12 | 1135.799 | 1302.32 | 1560.078 | 1140.16 | U.S. Energy Information Administration |  |  |  |  | 960.97 | HYDRO-V1 | HYDRO-V1 | HYDRO-V1 | HYDRO-V1 | HYDRO-V1
USA | United States of America | Bailly |  | USA0000995 | 37.5 | 41.6450 | -87.1225 | Gas |  |  |  | 1968.0 | Northern Indiana Pub Serv Co | U.S. Energy Information Administration | http://www.eia.gov/electricity/data/browser/ | U.S. Energy Information Administration | 27961 | 2019 | 2271.1689749999996 | 2162.1609930000004 | 1441.912966 | 1778.746991 | 1545.642036 | 0.0 | 0 | U.S. Energy Information Administration |  |  |  |  | 132.24 | NO-ESTIMATION | NO-ESTIMATION | NO-ESTIMATION | NO-ESTIMATION | CAPACITY-FACTOR-V1
USA | United States of America | University of Iowa Main Power Plant |  | USA0054775 | 30.7 | 41.6572 | -91.5400 | Gas | Waste | Coal | Oil | 1981.3550488599349 | University of Iowa | U.S. Energy Information Administration | http://www.eia.gov/electricity/data/browser/ | U.S. Energy Information Administration | 35453 | 2019 | 52.414530000000006 | 67.372827 | 68.468703 | 60.448947 | 46.76271800000001 | 56.81491600000001 | 54.5957 | U.S. Energy Information Administration |  |  |  |  | 108.26 | WIND-V1 | WIND-V1 | WIND-V1 | WIND-V1 | WIND-V1
USA | United States of America | Roundtop |  | USA0058715 | 22 | 41.6578 | -76.0492 | Gas |  |  |  | 2015.0 | Roundtop Energy LLC | U.S. Energy Information Administration | http://www.eia.gov/electricity/data/browser/ | U.S. Energy Information Administration | 56488 | 2019 |  |  | 4.673 | 87.136 | 57.007 | 55.435 | 39.803 | U.S. Energy Information Administration |  |  |  |  | 77.58 | NO-ESTIMATION | NO-ESTIMATION | NO-ESTIMATION | NO-ESTIMATION | CAPACITY-FACTOR-V1
USA | United States of America | Alpaca |  | USA0058813 | 21 | 41.6631 | -76.8056 | Gas |  |  |  | 2017.0 | Alpaca Energy LLC | U.S. Energy Information Administration | http://www.eia.gov/electricity/data/browser/ | U.S. Energy Information Administration |  | 2019 |  |  |  |  | 56.937000000000005 | 62.982 | 45.095 | U.S. Energy Information Administration |  |  |  |  | 74.05 | NO-ESTIMATION | NO-ESTIMATION | NO-ESTIMATION | NO-ESTIMATION | CAPACITY-FACTOR-V1
USA | United States of America | ArcelorMittal Indiana Harbor West |  | USA0010397 | 152 | 41.6638 | -87.4523 | Gas |  |  |  | 1972.9473684210527 | ArcelorMittal Indiana Harbor West | U.S. Energy Information Administration | http://www.eia.gov/electricity/data/browser/ | U.S. Energy Information Administration | 25206 | 2019 | 252.571512 | 339.013057 | 238.587987 | 248.376262 | 246.657419 | 280.358134 | 198.5037 | U.S. Energy Information Administration |  |  |  |  | 536.02 | NO-ESTIMATION | NO-ESTIMATION | NO-ESTIMATION | NO-ESTIMATION | SOLAR-V1
USA | United States of America | Oregon Clean Energy Center |  | USA0059764 | 1061.5 | 41.6679 | -83.4437 | Gas | Oil |  |  | 2017.0 | Oregon Clean Energy Center | U.S. Energy Information Administration | http://www.eia.gov/electricity/data/browser/ | U.S. Energy Information Administration |  | 2019 |  |  |  |  | 2561.8720000000003 | 4540.014999999999 | 5492.86 | U.S. Energy Information Administration |  |  |  |  | 3743.37 | NO-ESTIMATION | NO-ESTIMATION | NO-ESTIMATION | NO-ESTIMATION | CAPACITY-FACTOR-V1
USA | United States of America | Whiting Refinery |  | USA0052130 | 83.8 | 41.6703 | -87.4803 | Gas | Other |  |  | 1961.8615751789978 | BP PLC | U.S. Energy Information Administration | http://www.eia.gov/electricity/data/browser/ | U.S. Energy Information Administration | 13233 | 2019 | 421.121 | 374.811 | 401.099002 | 433.653999 | 418.817999 | 455.87699999999995 | 450.768 | U.S. Energy Information Administration |  |  |  |  | 295.52 | NO-ESTIMATION | NO-ESTIMATION | NO-ESTIMATION | NO-ESTIMATION | CAPACITY-FACTOR-V1
USA | United States of America | Coralville GT |  | USA0001079 | 72 | 41.6719 | -91.5640 | Gas |  |  |  | 1970.0 | MidAmerican Energy Co | U.S. Energy Information Administration | http://www.eia.gov/electricity/data/browser/ | U.S. Energy Information Administration | 26311 | 2019 | -0.492 | -0.223 | -0.754 | 0.165 | 0.715 | 0.271 | -0.716 | U.S. Energy Information Administration |  |  |  |  | 253.9 | NO-ESTIMATION | NO-ESTIMATION | NO-ESTIMATION | NO-ESTIMATION | CAPACITY-FACTOR-V1
USA | United States of America | Sycamore (IA) |  | USA0008029 | 157.6 | 41.6722 | -93.6769 | Gas | Oil |  |  | 1973.9999999999998 | MidAmerican Energy Co | U.S. Energy Information Administration | http://www.eia.gov/electricity/data/browser/ | U.S. Energy Information Administration | 26341 | 2019 | 0.0 | 2.8160000000000003 | 1.522 | 7.6 | 0.0 | 4.618 | 1.327 | U.S. Energy Information Administration |  |  |  |  | 555.77 | NO-ESTIMATION | NO-ESTIMATION | NO-ESTIMATION | NO-ESTIMATION | CAPACITY-FACTOR-V1
USA | United States of America | Dartmouth Power Associates LP |  | USA0052026 | 97.4 | 41.6731 | -70.9994 | Gas | Oil |  |  | 1996.0667351129368 | Morris Energy Operations Company LLC | U.S. Energy Information Administration | http://www.eia.gov/electricity/data/browser/ | U.S. Energy Information Administration |  | 2019 | 0.0 | 0.0 | 110.86200500000001 | 0.0 | 0.0 | 0.0 | 54.628 | U.S. Energy Information Administration |  |  |  |  | 343.48 | NO-ESTIMATION | NO-ESTIMATION | NO-ESTIMATION | NO-ESTIMATION | CAPACITY-FACTOR-V1
USA | United States of America | Whiting Clean Energy |  | USA0055259 | 576.8 | 41.6739 | -87.4775 | Gas |  |  |  | 2002.0000000000002 | BP Alternative Energy | U.S. Energy Information Administration | http://www.eia.gov/electricity/data/browser/ | U.S. Energy Information Administration | 49925 | 2019 | 1711.574 | 1661.476 | 2125.745 | 2769.1490000000003 | 2054.657 | 2410.73 | 2772.152 | U.S. Energy Information Administration |  |  |  |  | 2034.08 | NO-ESTIMATION | NO-ESTIMATION | NO-ESTIMATION | NO-ESTIMATION | CAPACITY-FACTOR-V1
USA | United States of America | Calumet Energy Team LLC |  | USA0055296 | 312.8 | 41.6835 | -87.5563 | Gas |  |  |  | 2001.9999999999998 | IPA Operations Inc - Calumet | U.S. Energy Information Administration | http://www.eia.gov/electricity/data/browser/ | U.S. Energy Information Administration | 17148 | 2019 | 61.26 | 124.426 | 74.215 | 20.164 | 24.548000000000002 | 14.791 | 14.33 | U.S. Energy Information Administration |  |  |  |  | 1103.08 | NO-ESTIMATION | NO-ESTIMATION | NO-ESTIMATION | NO-ESTIMATION | CAPACITY-FACTOR-V1
USA | United States of America | Expander Turbine |  | USA0010475 | 20 | 41.6836 | -87.4233 | Gas |  |  |  | 1981.0 | ArcelorMittal USA Inc | U.S. Energy Information Administration | http://www.eia.gov/electricity/data/browser/ | U.S. Energy Information Administration |  | 2019 | 92.82000000000001 | 77.25 | 86.443 | 105.56700000000001 | 106.38 | 97.281 | 100.57 | U.S. Energy Information Administration |  |  |  |  | 70.52 | NO-ESTIMATION | NO-ESTIMATION | NO-ESTIMATION | NO-ESTIMATION | CAPACITY-FACTOR-V1
USA | United States of America | Indiana Harbor E 5 AC Station |  | USA0054995 | 90 | 41.6844 | -87.4214 | Gas |  |  |  | 1996.0 | Northlake Energy | U.S. Energy Information Administration | http://www.eia.gov/electricity/data/browser/ | U.S. Energy Information Administration |  | 2019 | 594.5170040000002 | 417.610002 | 545.452996 | 621.493005 | 336.12800000000004 | 574.509998 | 623.821 | U.S. Energy Information Administration |  |  |  |  | 317.38 | NO-ESTIMATION | NO-ESTIMATION | NO-ESTIMATION | NO-ESTIMATION | CAPACITY-FACTOR-V1
USA | United States of America | Bay View Backup Power Facility |  | USA0058269 | 12 | 41.6883 | -83.4847 | Gas | Oil | Biomass |  | 2007.0 | COT/Division of Water Reclamation | U.S. Energy Information Administration | http://www.eia.gov/electricity/data/browser/ | U.S. Energy Information Administration |  | 2019 | 1.675 | 0.22400000000000003 | 5.05 | 4.538 | 3.2300000000000004 | 1.133 | 0.655 | U.S. Energy Information Administration |  |  |  |  | 42.31 | HYDRO-V1 | HYDRO-V1 | HYDRO-V1 | HYDRO-V1 | HYDRO-V1
USA | United States of America | CCSU Co-Gen-STBY Gen |  | USA0058224 | 3.6 | 41.6914 | -72.7686 | Gas | Oil |  |  | 2002.527777777778 | Central Connecticut State University | U.S. Energy Information Administration | http://www.eia.gov/electricity/data/browser/ | U.S. Energy Information Administration |  | 2019 | 0.0 | 0.0 | 0.0 | 0.0 | 0.0 | 0.0 | 8.65 | U.S. Energy Information Administration |  |  |  |  | 12.69 | NO-ESTIMATION | NO-ESTIMATION | NO-ESTIMATION | NO-ESTIMATION | CAPACITY-FACTOR-V1
USA | United States of America | CCSU Fuel Cell Project |  | USA0058237 | 1.4 | 41.6919 | -72.7611 | Gas |  |  |  | 2012.0 | New Britain Renewable Energy LLC | U.S. Energy Information Administration | http://www.eia.gov/electricity/data/browser/ | U.S. Energy Information Administration |  | 2019 | 9.919 | 9.934000000000001 | 7.388 | 7.496 | 9.196 | 11.286 | 11.244 | U.S. Energy Information Administration |  |  |  |  | 4.93 | NO-ESTIMATION | NO-ESTIMATION | NO-ESTIMATION | NO-ESTIMATION | CAPACITY-FACTOR-V1
USA | United States of America | St Joseph Energy Center |  | USA0057794 | 780 | 41.6990 | -86.4797 | Gas |  |  |  | 2018.0 | St Joseph Energy Center LLC | U.S. Energy Information Administration | http://www.eia.gov/electricity/data/browser/ | U.S. Energy Information Administration |  | 2019 |  |  |  |  | 0.0 | 4084.4280000000003 | 5617.872 | U.S. Energy Information Administration |  |  |  |  | 2750.66 | NO-ESTIMATION | NO-ESTIMATION | NO-ESTIMATION | NO-ESTIMATION | CAPACITY-FACTOR-V1
USA | United States of America | Oakdale Renewable Energy Plant |  | USA0057672 | 2.8 | 41.7053 | -91.6033 | Gas |  |  |  | 2010.0000000000002 | University of Iowa | U.S. Energy Information Administration | http://www.eia.gov/electricity/data/browser/ | U.S. Energy Information Administration |  | 2019 | 0.26852 | 0.33124000000000003 | 0.87514 | 2.9272600000000004 | 2.3961 | 1.36906 | 1.8728 | U.S. Energy Information Administration |  |  |  |  | 9.87 | NO-ESTIMATION | NO-ESTIMATION | NO-ESTIMATION | NO-ESTIMATION | CAPACITY-FACTOR-V1
USA | United States of America | Blossburg |  | USA0003120 | 24 | 41.7065 | -77.0818 | Gas |  |  |  | 1971.0 | Blossburg Power LLC | U.S. Energy Information Administration | http://www.eia.gov/electricity/data/browser/ | U.S. Energy Information Administration | 29915 | 2019 | 2.826 | 4.538 | 6.827 | 2.835 | 1.207 | 3.778 | 0.783 | U.S. Energy Information Administration |  |  |  |  | 84.63 | NO-ESTIMATION | NO-ESTIMATION | NO-ESTIMATION | NO-ESTIMATION | CAPACITY-FACTOR-V1
USA | United States of America | Cordova Energy |  | USA0055188 | 611.2 | 41.7122 | -90.2797 | Gas |  |  |  | 2000.9999999999998 | Cordova Energy Co LLC | U.S. Energy Information Administration | http://www.eia.gov/electricity/data/browser/ | U.S. Energy Information Administration | 45653 | 2019 | 53.351 | 58.537 | 11.125 | 45.910000000000004 | 79.77000000000001 | 79.066 | 1675.878 | U.S. Energy Information Administration |  |  |  |  | 2155.39 | NO-ESTIMATION | NO-ESTIMATION | NO-ESTIMATION | NO-ESTIMATION | CAPACITY-FACTOR-V1
USA | United States of America | Argonne National Laboratory CHP |  | USA0060742 | 6.3 | 41.7165 | -87.9706 | Gas |  |  |  | 2016.0 | Argonne National Laboratory | U.S. Energy Information Administration | http://www.eia.gov/electricity/data/browser/ | U.S. Energy Information Administration |  | 2019 |  |  |  | 13.261000000000001 | 35.51422 | 7.606 | 31.033 | U.S. Energy Information Administration |  |  |  |  | 22.21 | NO-ESTIMATION | NO-ESTIMATION | SOLAR-V1 | SOLAR-V1 | SOLAR-V1
USA | United States of America | UDR Glastonbury Fuel Cell |  | USA0060109 | 3.4 | 41.7170 | -72.5361 | Gas |  |  |  | 2016.0 | UIL Distributed Resources LLC | U.S. Energy Information Administration | http://www.eia.gov/electricity/data/browser/ | U.S. Energy Information Administration |  | 2019 |  |  |  | 20.073 | 23.255 | 22.3 | 19.474 | U.S. Energy Information Administration |  |  |  |  | 11.99 | HYDRO-V1 | HYDRO-V1 | HYDRO-V1 | HYDRO-V1 | HYDRO-V1
USA | United States of America | Southeast Chicago Energy Project |  | USA0055281 | 407.2 | 41.7181 | -87.5449 | Gas |  |  |  | 2002.0000000000007 | Exelon Power | U.S. Energy Information Administration | http://www.eia.gov/electricity/data/browser/ | U.S. Energy Information Administration | 48097 | 2019 | 15.637 | -4.556 | 22.268 | 39.778 | 48.302 | 58.79 | 42.137 | U.S. Energy Information Administration |  |  |  |  | 1435.98 | NO-ESTIMATION | NO-ESTIMATION | NO-ESTIMATION | NO-ESTIMATION | CAPACITY-FACTOR-V1
USA | United States of America | Logan City |  | USA0004251 | 15.9 | 41.7258 | -111.8433 | Gas |  |  |  | 2002.0000000000005 | City of Logan - (UT) | U.S. Energy Information Administration | http://www.eia.gov/electricity/data/browser/ | U.S. Energy Information Administration | 24977 | 2019 | 0.889 | 0.131 | 0.305 | 0.139 | 0.332 | 1.426 | 0.046 | U.S. Energy Information Administration |  |  |  |  | 56.07 | HYDRO-V1 | HYDRO-V1 | HYDRO-V1 | HYDRO-V1 | HYDRO-V1
USA | United States of America | Woodridge Greene Valley Treatment Plant |  | USA0054987 | 1.5 | 41.7400 | -88.0600 | Gas | Oil | Biomass |  | 1996.0 | DuPage County | U.S. Energy Information Administration | http://www.eia.gov/electricity/data/browser/ | U.S. Energy Information Administration | 40841 | 2019 | 0.646 | 0.248 | 0.08800000000000001 | 0.023999999999999997 | 0.006 | 0.0 | 0 | U.S. Energy Information Administration |  |  |  |  | 5.28 | NO-ESTIMATION | NO-ESTIMATION | NO-ESTIMATION | NO-ESTIMATION | CAPACITY-FACTOR-V1
USA | United States of America | Central Power Plant |  | USA0050621 | 11 | 41.7450 | -71.4584 | Gas | Oil |  |  | 1997.6363636363637 | State of Rhode Island | U.S. Energy Information Administration | http://www.eia.gov/electricity/data/browser/ | U.S. Energy Information Administration |  | 2019 |  |  |  | 0.0 | 27.766000000000005 | 0.0 | 26.775 | U.S. Energy Information Administration |  |  |  |  | 38.79 | HYDRO-V1 | HYDRO-V1 | HYDRO-V1 | HYDRO-V1 | HYDRO-V1
USA | United States of America | Trinity College Fuel Cell |  | USA0061786 | 1.4 | 41.7463 | -72.6894 | Gas |  |  |  | 2018.0 | AEP Onsite Partners | U.S. Energy Information Administration | http://www.eia.gov/electricity/data/browser/ | U.S. Energy Information Administration |  | 2019 | [5 empty] | 6.4030000000000005 | 10.66 | U.S. Energy Information Administration |  |  |  |  | 4.93 | NO-ESTIMATION | NO-ESTIMATION | NO-ESTIMATION | NO-ESTIMATION | CAPACITY-FACTOR-V1
USA | United States of America | Pratt & Whitney |  | USA0054605 | 25.8 | 41.7483 | -72.6367 | Gas | Oil |  |  | 1992.0 | United Technologies | U.S. Energy Information Administration | http://www.eia.gov/electricity/data/browser/ | U.S. Energy Information Administration |  | 2019 | 80.817 | 0.0 | 0.0 | 2.931 | 54.228300000000004 | 80.91664 | 99.509 | U.S. Energy Information Administration |  |  |  |  | 90.98 | NO-ESTIMATION | NO-ESTIMATION | NO-ESTIMATION | NO-ESTIMATION | CAPACITY-FACTOR-V1
USA | United States of America | Central Energy Plant USU |  | USA0058139 | 5 | 41.7486 | -111.8117 | Gas | Oil |  |  | 2004.0 | Utah State University | U.S. Energy Information Administration | http://www.eia.gov/electricity/data/browser/ | U.S. Energy Information Administration | 60728 | 2019 | 0.0 | 0.0 | 0.0 | 0.0 | 27.825 | 0.0 | 33.513 | U.S. Energy Information Administration |  |  |  |  | 17.63 | NO-ESTIMATION | NO-ESTIMATION | NO-ESTIMATION | NO-ESTIMATION | CAPACITY-FACTOR-V1
USA | United States of America | HSCo CHP |  | USA0057179 | 4 | 41.7614 | -72.6686 | Gas |  |  |  | 2009.0 | Hartford Steam Co | U.S. Energy Information Administration | http://www.eia.gov/electricity/data/browser/ | U.S. Energy Information Administration |  | 2019 | 28.862000000000002 | 27.847 | 26.900000000000002 | 28.830000000000002 | 27.771 | 26.942 | 28.14 | U.S. Energy Information Administration |  |  |  |  | 14.1 | NO-ESTIMATION | NO-ESTIMATION | NO-ESTIMATION | NO-ESTIMATION | CAPACITY-FACTOR-V1
USA | United States of America | Hartford Hospital Cogeneration |  | USA0052061 | 11.8 | 41.7631 | -72.6733 | Gas | Oil |  |  | 1991.0847457627117 | Hartford Steam Co | U.S. Energy Information Administration | http://www.eia.gov/electricity/data/browser/ | U.S. Energy Information Administration | 23940 | 2019 | 47.722 | 0.0 | 52.410000000000004 | 51.533 | 0.0 | 0.0 | 51.335 | U.S. Energy Information Administration |  |  |  |  | 41.61 | NO-ESTIMATION | NO-ESTIMATION | NO-ESTIMATION | SOLAR-V1 | SOLAR-V1
USA | United States of America | Capitol District Energy Center |  | USA0050498 | 70.5 | 41.7639 | -72.6925 | Gas | Oil |  |  | 1988.0 | Capitol District Energy Center | U.S. Energy Information Administration | http://www.eia.gov/electricity/data/browser/ | U.S. Energy Information Administration |  | 2019 | 24.812600000000003 | 29.56172 | 84.584 | 106.65053 | 50.173 | 53.254000000000005 | 6.102 | U.S. Energy Information Administration |  |  |  |  | 248.61 | HYDRO-V1 | HYDRO-V1 | HYDRO-V1 | HYDRO-V1 | HYDRO-V1
USA | United States of America | Panda Liberty Generation Plant |  | USA0058420 | 870 | 41.7675 | -76.3900 | Gas |  |  |  | 2016.0 | Panda Liberty O&M LLC | U.S. Energy Information Administration | http://www.eia.gov/electricity/data/browser/ | U.S. Energy Information Administration | 63820 | 2019 |  |  |  | 2628.001 | 5833.194 | 5063.6230000000005 | 4779.655 | U.S. Energy Information Administration |  |  |  |  | 3068.05 | HYDRO-V1 | HYDRO-V1 | HYDRO-V1 | HYDRO-V1 | HYDRO-V1
USA | United States of America | WestRock (IL) |  | USA0054513 | 2.9 | 41.7697 | -88.2800 | Gas |  |  |  | 1992.0000000000005 | WestRock (IL) | U.S. Energy Information Administration | http://www.eia.gov/electricity/data/browser/ | U.S. Energy Information Administration |  | 2019 | 0.0 | 0.029 | 0.014 | 0.008 | 0.009000000000000001 | 0.026000000000000002 | 0.008 | U.S. Energy Information Administration |  |  |  |  | 10.22 | HYDRO-V1 | HYDRO-V1 | HYDRO-V1 | HYDRO-V1 | HYDRO-V1
USA | United States of America | Nelson Energy Center |  | USA0055183 | 627.5 | 41.7744 | -89.6072 | Gas |  |  |  | 2015.0 | Invenergy Services LLC | U.S. Energy Information Administration | http://www.eia.gov/electricity/data/browser/ | U.S. Energy Information Administration | 47208 | 2019 |  |  | 0.0 | 0.0 | 0.0 | 0.0 | 4017.076 | U.S. Energy Information Administration |  |  |  |  | 2212.87 | NO-ESTIMATION | NO-ESTIMATION | NO-ESTIMATION | NO-ESTIMATION | CAPACITY-FACTOR-V1
USA | United States of America | Cellu Tissue |  | USA0058116 | 3 | 41.7761 | -72.6067 | Gas |  |  |  | 2009.0 | Dunn Paper East Hartford LLC | U.S. Energy Information Administration | http://www.eia.gov/electricity/data/browser/ | U.S. Energy Information Administration |  | 2019 | 14.058 | 15.583 | 15.655000000000001 | 14.621 | 15.141 | 13.542 | 15.158 | U.S. Energy Information Administration |  |  |  |  | 10.57 | NO-ESTIMATION | NO-ESTIMATION | NO-ESTIMATION | SOLAR-V1 | SOLAR-V1
USA | United States of America | Sinclair Oil Refinery |  | USA0054374 | 6.7 | 41.7795 | -107.1097 | Gas | Oil |  |  | 1986.194029850746 | Sinclair Oil Corp | U.S. Energy Information Administration | http://www.eia.gov/electricity/data/browser/ | U.S. Energy Information Administration | 63864 | 2019 | 1.3160000000000003 | 40.69675 | 15.150959999999998 | 12.47151 | 10.16871 | 8.87856 | 8.7535 | U.S. Energy Information Administration |  |  |  |  | 23.62 | NO-ESTIMATION | NO-ESTIMATION | NO-ESTIMATION | NO-ESTIMATION | SOLAR-V1
USA | United States of America | Museum of Science and Industry |  | USA0058635 | 1.7 | 41.7906 | -87.5828 | Gas |  |  |  | 2003.0 | Museum of Science and Industry | U.S. Energy Information Administration | http://www.eia.gov/electricity/data/browser/ | U.S. Energy Information Administration | 52086 | 2019 |  | 0.0 | 0.0 | 0.0 | 0.0 | 0.0 | 0 | U.S. Energy Information Administration |  |  |  |  | 5.99 | NO-ESTIMATION | NO-ESTIMATION | NO-ESTIMATION | NO-ESTIMATION | CAPACITY-FACTOR-V1
USA | United States of America | Nalco |  | USA0050326 | 4.7 | 41.8009 | -88.1972 | Gas |  |  |  | 1985.0 | Nalco Co | U.S. Energy Information Administration | http://www.eia.gov/electricity/data/browser/ | U.S. Energy Information Administration | 48929 | 2019 | 150.7671 | 13.30743 | 13.70998 | 14.08634 | 14.72072 | 0.0 | 18.206 | U.S. Energy Information Administration |  |  |  |  | 16.57 | NO-ESTIMATION | NO-ESTIMATION | NO-ESTIMATION | NO-ESTIMATION | CAPACITY-FACTOR-V1
USA | United States of America | Rhode Island State Energy Center |  | USA0055107 | 596 | 41.8017 | -71.5186 | Gas |  |  |  | 2002.0 | RISEC Operating Services | U.S. Energy Information Administration | http://www.eia.gov/electricity/data/browser/ | U.S. Energy Information Administration | 41518 | 2019 | 2004.4679999999998 | 1625.082 | 1811.6680000000001 | 2283.958 | 2831.887 | 2823.614 | 3079.007 | U.S. Energy Information Administration |  |  |  |  | 2101.79 | NO-ESTIMATION | WIND-V1 | WIND-V1 | WIND-V1 | WIND-V1
USA | United States of America | UCONN Cogen Facility |  | USA0058159 | 25.7 | 41.8092 | -72.2542 | Gas | Oil |  |  | 2006.0 | University of Connecticut | U.S. Energy Information Administration | http://www.eia.gov/electricity/data/browser/ | U.S. Energy Information Administration |  | 2019 | 10.185970000000001 | 116.889848 | 112.096 | 118.229997 | 123.06138 | 122.037004 | 121.961 | U.S. Energy Information Administration |  |  |  |  | 90.63 | NO-ESTIMATION | NO-ESTIMATION | NO-ESTIMATION | NO-ESTIMATION | CAPACITY-FACTOR-V1
USA | United States of America | Rhode Island Hospital |  | USA0052024 | 10.4 | 41.8103 | -71.4100 | Gas | Oil |  |  | 1987.1249999999998 | Rhode Island Hospital | U.S. Energy Information Administration | http://www.eia.gov/electricity/data/browser/ | U.S. Energy Information Administration | 31357 | 2019 | 18.056 | 17.984 | 24.749 | 22.563000000000002 | 23.529999999999998 | 21.587999999999997 | 23.02 | U.S. Energy Information Administration |  |  |  |  | 36.67 | HYDRO-V1 | HYDRO-V1 | HYDRO-V1 | HYDRO-V1 | HYDRO-V1
USA | United States of America | BP Naperville Cogeneration Facility |  | USA0050722 | 8.3 | 41.8108 | -88.1486 | Gas |  |  |  | 1991.0000000000002 | BP America Inc | U.S. Energy Information Administration | http://www.eia.gov/electricity/data/browser/ | U.S. Energy Information Administration | 13230 | 2019 | 46.428000000000004 | 37.317 | 34.473 | 34.537 | 59.777 | 57.365 | 70.17 | U.S. Energy Information Administration |  |  |  |  | 29.26 | NO-ESTIMATION | NO-ESTIMATION | NO-ESTIMATION | NO-ESTIMATION | CAPACITY-FACTOR-V1
USA | United States of America | Aurora |  | USA0055279 | 1086.2 | 41.8151 | -88.2265 | Gas |  |  |  | 2001.1664518504879 | Aurora Generation LLC | U.S. Energy Information Administration | http://www.eia.gov/electricity/data/browser/ | U.S. Energy Information Administration | 46978 | 2019 | 51.173 | 49.707 | 43.751 | 382.098 | 382.83 | 677.827 | 650.745 | U.S. Energy Information Administration |  |  |  |  | 3830.47 | HYDRO-V1 | HYDRO-V1 | HYDRO-V1 | HYDRO-V1 | HYDRO-V1
USA | United States of America | Manchester Street |  | USA0003236 | 515 | 41.8167 | -71.4042 | Gas | Oil |  |  | 1995.0 | Manchester Street LLC. | U.S. Energy Information Administration | http://www.eia.gov/electricity/data/browser/ | U.S. Energy Information Administration | 27436 | 2019 | 1618.9919999999997 | 1744.5539560000002 | 1912.120001 | 2042.8160160000002 | 1845.085032 | 1866.081018 | 1484.595 | U.S. Energy Information Administration |  |  |  |  | 1816.14 | NO-ESTIMATION | NO-ESTIMATION | NO-ESTIMATION | NO-ESTIMATION | CAPACITY-FACTOR-V1
USA | United States of America | Mooseheart Power House |  | USA0050337 | 1.8 | 41.8244 | -88.3331 | Gas |  |  |  | 1986.0 | Moose International | U.S. Energy Information Administration | http://www.eia.gov/electricity/data/browser/ | U.S. Energy Information Administration | 25191 | 2019 | 0.0 | 0.0 | 0.0 | 0.0 | 0.0 | 0.0 | 0 | U.S. Energy Information Administration |  |  |  |  | 6.34 | NO-ESTIMATION | NO-ESTIMATION | SOLAR-V1 | SOLAR-V1 | SOLAR-V1
USA | United States of America | Lee Energy Facility |  | USA0055236 | 692 | 41.8287 | -89.4054 | Gas |  |  |  | 2001.0 | Lee County Generating Station | U.S. Energy Information Administration | http://www.eia.gov/electricity/data/browser/ | U.S. Energy Information Administration |  | 2019 | 62.396 | 31.771 | 24.383 | 54.965 | 97.295 | 86.087 | 141.054 | U.S. Energy Information Administration |  |  |  |  | 2440.33 | HYDRO-V1 | HYDRO-V1 | HYDRO-V1 | HYDRO-V1 | HYDRO-V1
USA | United States of America | Dighton Power Plant |  | USA0055026 | 200 | 41.8312 | -71.1239 | Gas |  |  |  | 1999.0 | Dighton Power LLC | U.S. Energy Information Administration | http://www.eia.gov/electricity/data/browser/ | U.S. Energy Information Administration | 19445 | 2019 | 803.903 | 915.666 | 864.063 | 594.216 | 656.722 | 369.00100000000003 | 269.815 | U.S. Energy Information Administration |  |  |  |  | 705.29 | SOLAR-V1 | SOLAR-V1 | SOLAR-V1 | SOLAR-V1 | SOLAR-V1
USA | United States of America | ITT Cogen Facility |  | USA0052021 | 7.4 | 41.8344 | -87.6285 | Gas | Oil |  |  | 1991.0 | Illinois Institute-Technology | U.S. Energy Information Administration | http://www.eia.gov/electricity/data/browser/ | U.S. Energy Information Administration |  | 2019 | 0.0 | 0.0 | 0.0 | 0.0 | 0.0 | 0.111 | 0.043 | U.S. Energy Information Administration |  |  |  |  | 26.09 | NO-ESTIMATION | NO-ESTIMATION | NO-ESTIMATION | NO-ESTIMATION | CAPACITY-FACTOR-V1
USA | United States of America | Warren |  | USA0003132 | 53.1 | 41.8359 | -79.1887 | Gas | Oil |  |  | 1972.0 | Warren Generation LLC | U.S. Energy Information Administration | http://www.eia.gov/electricity/data/browser/ | U.S. Energy Information Administration |  | 2019 | 0.0 | 66.071 | 5.568 | 2.457 | 3.991 | 0.0 | 1.93 | U.S. Energy Information Administration |  |  |  |  | 187.25 | NO-ESTIMATION | NO-ESTIMATION | NO-ESTIMATION | NO-ESTIMATION | SOLAR-V1
USA | United States of America | West Point Municipal |  | USA0002313 | 4.4 | 41.8449 | -96.7134 | Gas | Oil |  |  | 1959.6818181818178 | City of West Point - (NE) | U.S. Energy Information Administration | http://www.eia.gov/electricity/data/browser/ | U.S. Energy Information Administration |  | 2019 | 0.025 | 0.055999999999999994 | 0.035 | 0.03 | 0.046 | 0.03 | 0.06 | U.S. Energy Information Administration |  |  |  |  | 15.51 | NO-ESTIMATION | NO-ESTIMATION | NO-ESTIMATION | NO-ESTIMATION | CAPACITY-FACTOR-V1
USA | United States of America | Loyola University Health Plant |  | USA0058181 | 10.6 | 41.8558 | -87.8356 | Gas |  |  |  | 2005.0 | Loyola University Health System | U.S. Energy Information Administration | http://www.eia.gov/electricity/data/browser/ | U.S. Energy Information Administration |  | 2019 | 46.935 | 73.621 | 20.863 | 10.113 | 56.4039 | 11.08 | 2.848 | U.S. Energy Information Administration |  |  |  |  | 37.38 | NO-ESTIMATION | NO-ESTIMATION | NO-ESTIMATION | NO-ESTIMATION | CAPACITY-FACTOR-V1
USA | United States of America | Pawtucket Power Associates |  | USA0054056 | 68.8 | 41.8615 | -71.4069 | Gas | Oil |  |  | 1991.0 | Pawtucket Power Associates LP | U.S. Energy Information Administration | http://www.eia.gov/electricity/data/browser/ | U.S. Energy Information Administration | 19447 | 2019 | 0.0 | 0.0 | 16.512 | 18.357000000000003 | 13.282 | 10.469 | 4.568 | U.S. Energy Information Administration |  |  |  |  | 242.62 | NO-ESTIMATION | NO-ESTIMATION | NO-ESTIMATION | NO-ESTIMATION | CAPACITY-FACTOR-V1
USA | United States of America | Frito Lay Incorporated |  | USA0058664 | 4.6 | 41.8628 | -71.8917 | Gas |  |  |  | 2009.0 | Frito Lay Incorporated Dayville | U.S. Energy Information Administration | http://www.eia.gov/electricity/data/browser/ | U.S. Energy Information Administration |  | 2019 | 21.33264 | 23.474919999999997 | 25.483919999999998 | 25.46432 | 23.83752 | 23.37462 | 24.5667 | U.S. Energy Information Administration |  |  |  |  | 16.22 | HYDRO-V1 | HYDRO-V1 | HYDRO-V1 | HYDRO-V1 | HYDRO-V1
USA | United States of America | Cleary Flood Hybrid |  | USA0001682 | 146.3 | 41.8653 | -71.1061 | Gas | Oil |  |  | 1974.0656185919343 | City of Taunton | U.S. Energy Information Administration | http://www.eia.gov/electricity/data/browser/ | U.S. Energy Information Administration | 34196 | 2019 | 80.40299999999999 | 139.72399900000002 | 168.17499600000002 | 77.666 | 57.677 | 76.89699999999999 | 33.589 | U.S. Energy Information Administration |  |  |  |  | 515.92 | WIND-V1 | WIND-V1 | WIND-V1 | WIND-V1 | WIND-V1
USA | United States of America | University of Illinois Cogen Facility |  | USA0054044 | 59.9 | 41.8675 | -87.6524 | Gas | Oil |  |  | 1999.8597662771285 | University of Illinois | U.S. Energy Information Administration | http://www.eia.gov/electricity/data/browser/ | U.S. Energy Information Administration |  | 2019 | 120.18916 | 126.38962000000001 | 104.93546 | 78.9978 | 63.96362 | 116.55630000000002 | 121.5465 | U.S. Energy Information Administration |  |  |  |  | 211.23 | HYDRO-V1 | HYDRO-V1 | HYDRO-V1 | HYDRO-V1 | HYDRO-V1
USA | United States of America | Pepperidge Farm Bloomfield |  | USA0059967 | 2.6 | 41.8693 | -72.7183 | Gas |  |  |  | 2012.3076923076926 | Pepperidge Farm Inc.- Bloomfield | U.S. Energy Information Administration | http://www.eia.gov/electricity/data/browser/ | U.S. Energy Information Administration | 54505 | 2019 |  |  | 5.7 | 11.149000000000001 | 17.111 | 16.927 | 17.575 | U.S. Energy Information Administration |  |  |  |  | 9.16 | NO-ESTIMATION | NO-ESTIMATION | NO-ESTIMATION | NO-ESTIMATION | CAPACITY-FACTOR-V1
USA | United States of America | Chicago West Side Energy Center |  | USA0059794 | 3.5 | 41.8708 | -87.6784 | Gas |  |  |  | 2003.0 | Energy Systems Group LLC | U.S. Energy Information Administration | http://www.eia.gov/electricity/data/browser/ | U.S. Energy Information Administration | 58373 | 2019 |  | 18.755 | 17.253 | 19.195 | 12.368 | 18.576 | 18.121 | U.S. Energy Information Administration |  |  |  |  | 12.34 | NO-ESTIMATION | NO-ESTIMATION | NO-ESTIMATION | NO-ESTIMATION | CAPACITY-FACTOR-V1
USA | United States of America | Lake Road Generating Plant |  | USA0055149 | 840 | 41.8720 | -71.8958 | Gas |  |  |  | 2002.0 | Lake Road Generating Co LP | U.S. Energy Information Administration | http://www.eia.gov/electricity/data/browser/ | U.S. Energy Information Administration |  | 2019 | 0.0 | 0.0 | 4732.544 | 5254.358 | 4764.961 | 5211.758 | 5322.17 | U.S. Energy Information Administration |  |  |  |  | 2962.25 | NO-ESTIMATION | NO-ESTIMATION | NO-ESTIMATION | NO-ESTIMATION | CAPACITY-FACTOR-V1
USA | United States of America | Shute Creek Facility |  | USA0056312 | 144 | 41.8805 | -110.0904 | Gas |  |  |  | 2005.0 | Exxon Mobil Production Co | U.S. Energy Information Administration | http://www.eia.gov/electricity/data/browser/ | U.S. Energy Information Administration |  | 2019 | 658.87654 | 682.32696 | 889.5676599999999 | 795.7940000000001 | 829.533 | 848.223 | 676.848 | U.S. Energy Information Administration |  |  |  |  | 507.81 | NO-ESTIMATION | NO-ESTIMATION | NO-ESTIMATION | NO-ESTIMATION | CAPACITY-FACTOR-V1
USA | United States of America | Ashtabula |  | USA0055990 | 26.1 | 41.8900 | -80.7612 | Gas |  |  |  | 2001.0000000000005 | DTE Ashtabula LLC | U.S. Energy Information Administration | http://www.eia.gov/electricity/data/browser/ | U.S. Energy Information Administration | 52864 | 2019 | 146.957 | 141.306 | 132.168 | 150.573 | 124.16511 | 182.635 | 192.655 | U.S. Energy Information Administration |  |  |  |  | 92.04 | HYDRO-V1 | HYDRO-V1 | HYDRO-V1 | HYDRO-V1 | HYDRO-V1
USA | United States of America | Geneva Generation Facility |  | USA0056462 | 29.5 | 41.8911 | -88.2711 | Gas |  |  |  | 2005.0 | City of Geneva- (IL) | U.S. Energy Information Administration | http://www.eia.gov/electricity/data/browser/ | U.S. Energy Information Administration | 51006 | 2019 | 0.0 | 0.0 | 0.0 | 0.0 | 0.0 | 0.0 | 4.14 | U.S. Energy Information Administration |  |  |  |  | 104.03 | NO-ESTIMATION | NO-ESTIMATION | NO-ESTIMATION | NO-ESTIMATION | CAPACITY-FACTOR-V1
USA | United States of America | Milan |  | USA0058818 | 21 | 41.8944 | -76.5828 | Gas |  |  |  | 2017.0 | Milan Energy LLC | U.S. Energy Information Administration | http://www.eia.gov/electricity/data/browser/ | U.S. Energy Information Administration |  | 2019 |  |  |  |  | 51.009 | 61.694 | 47.976 | U.S. Energy Information Administration |  |  |  |  | 74.05 | NO-ESTIMATION | NO-ESTIMATION | NO-ESTIMATION | SOLAR-V1 | SOLAR-V1
USA | United States of America | Hillsdale |  | USA0001829 | 11.6 | 41.9061 | -84.6319 | Gas | Oil |  |  | 1974.551724137931 | Hillsdale Board of Public Wks | U.S. Energy Information Administration | http://www.eia.gov/electricity/data/browser/ | U.S. Energy Information Administration | 22158 | 2019 | 0.019000000000000003 | 0.0 | 0.0 | 0.15800000000000003 | 0.542 | 0.645 | 0.31 | U.S. Energy Information Administration |  |  |  |  | 40.9 | NO-ESTIMATION | NO-ESTIMATION | NO-ESTIMATION | NO-ESTIMATION | CAPACITY-FACTOR-V1
USA | United States of America | 1515 S Caron Road |  | USA0007770 | 4.2 | 41.9084 | -89.0466 | Gas |  |  |  | 2000.0 | Rochelle Municipal Utilities | U.S. Energy Information Administration | http://www.eia.gov/electricity/data/browser/ | U.S. Energy Information Administration | 52308 | 2019 | 0.215 | 0.178 | 0.271 | 0.306 | 0.264 | 0.272 | 0.024 | U.S. Energy Information Administration |  |  |  |  | 14.81 | NO-ESTIMATION | NO-ESTIMATION | NO-ESTIMATION | NO-ESTIMATION | CAPACITY-FACTOR-V1
USA | United States of America | North Ninth Street |  | USA0000960 | 18 | 41.9093 | -89.0498 | Gas | Oil | Solar |  | 1968.2666666666664 | Rochelle Municipal Utilities | U.S. Energy Information Administration | http://www.eia.gov/electricity/data/browser/ | U.S. Energy Information Administration |  | 2019 | 1.154 | 1.537 | 1.6150000000000002 | 1.976 | 1.6520000000000001 | 2.085 | 1.87 | U.S. Energy Information Administration |  |  |  |  | 63.47 | WIND-V1 | WIND-V1 | WIND-V1 | WIND-V1 | WIND-V1
USA | United States of America | Triton East and West Cogen |  | USA0058375 | 3.6 | 41.9169 | -87.8456 | Gas |  |  |  | 2001.0 | Triton College | U.S. Energy Information Administration | http://www.eia.gov/electricity/data/browser/ | U.S. Energy Information Administration |  | 2019 | 0.681 | 1.084 | 0.183 | 0.037 | 0.508 | 0.124 | 0.571 | U.S. Energy Information Administration |  |  |  |  | 12.69 | WIND-V1 | WIND-V1 | WIND-V1 | WIND-V1 | WIND-V1
USA | United States of America | Mars Snackfood US |  | USA0054855 | 3.5 | 41.9171 | -87.7922 | Gas |  |  |  | 1987.0 | M&M Mars Inc | U.S. Energy Information Administration | http://www.eia.gov/electricity/data/browser/ | U.S. Energy Information Administration |  | 2019 | 0.0 | 0.0 | 0.0 | 0.0 | 0.0 | 0.0 | 18.2319 | U.S. Energy Information Administration |  |  |  |  | 12.34 | WIND-V1 | WIND-V1 | WIND-V1 | WIND-V1 | WIND-V1
USA | United States of America | Coldwater Peaking Plant |  | USA0059467 | 12.9 | 41.9194 | -85.0242 | Gas |  |  |  | 2015.0000000000002 | Michigan South Central Power Agency | U.S. Energy Information Administration | http://www.eia.gov/electricity/data/browser/ | U.S. Energy Information Administration | 17014 | 2019 |  |  | 2.785 | 9.599 | 5.332 | 5.839 | 5.365 | U.S. Energy Information Administration |  |  |  |  | 45.49 | WIND-V1 | WIND-V1 | WIND-V1 | WIND-V1 | WIND-V1
USA | United States of America | Algonquin Windsor Locks |  | USA0010567 | 71 | 41.9227 | -72.6255 | Gas | Oil |  |  | 1994.6478873239437 | Algonquin Windsor Locks LLC | U.S. Energy Information Administration | http://www.eia.gov/electricity/data/browser/ | U.S. Energy Information Administration | 33200 | 2019 | 0.0 | 119.342977 | 112.013665 | 140.352212 | 129.080806 | 162.12191800000002 | 124.1096 | U.S. Energy Information Administration |  |  |  |  | 250.38 | WIND-V1 | WIND-V1 | WIND-V1 | WIND-V1 | WIND-V1
USA | United States of America | Bradley Energy Center |  | USA0058327 | 5.8 | 41.9271 | -72.6831 | Gas |  |  |  | 2004.620689655172 | Ameresco Select Inc | U.S. Energy Information Administration | http://www.eia.gov/electricity/data/browser/ | U.S. Energy Information Administration |  | 2019 | 17.085 | 16.785 | 14.169 | 14.299 | 15.079 | 15.318 | 15.274 | U.S. Energy Information Administration |  |  |  |  | 20.45 | NO-ESTIMATION | NO-ESTIMATION | NO-ESTIMATION | NO-ESTIMATION | CAPACITY-FACTOR-V1
USA | United States of America | Bridgewater Complex Co-Generation Plant |  | USA0062757 | 1.5 | 41.9318 | -70.9584 | Gas |  |  |  | 2015.0 | Massachusetts Department of Correction | U.S. Energy Information Administration | http://www.eia.gov/electricity/data/browser/ | U.S. Energy Information Administration |  | 2019 | [12 empty] | 5.28 | WIND-V1 | WIND-V1 | WIND-V1 | WIND-V1 | WIND-V1
USA | United States of America | Prairie Creek |  | USA0001073 | 213.4 | 41.9440 | -91.6392 | Gas | Coal |  |  | 1966.9437675726338 | Interstate Power and Light Co | U.S. Energy Information Administration | http://www.eia.gov/electricity/data/browser/ | U.S. Energy Information Administration | 22821 | 2019 | 0.0 | 0.0 | 308.278998 | 322.11299999999994 | 322.31900400000006 | 130.674 | 43.205 | U.S. Energy Information Administration |  |  |  |  | 752.55 | WIND-V1 | WIND-V1 | WIND-V1 | WIND-V1 | WIND-V1
USA | United States of America | Northeastern Illinois University Cogen |  | USA0058245 | 3.2 | 41.9811 | -87.7192 | Gas |  |  |  | 1995.0 | Northeastern Illinois University | U.S. Energy Information Administration | http://www.eia.gov/electricity/data/browser/ | U.S. Energy Information Administration |  | 2019 | 0.036000000000000004 | 0.022 | 0.025480000000000003 | 0.02352 | 0.0147 | 0.03332 | 0.0245 | U.S. Energy Information Administration |  |  |  |  | 11.28 | WIND-V1 | WIND-V1 | WIND-V1 | WIND-V1 | WIND-V1
USA | United States of America | Hoffer Plastics |  | USA0054523 | 7.2 | 41.9989 | -88.3022 | Gas |  |  |  | 1992.3333333333337 | Hoffer Plastics | U.S. Energy Information Administration | http://www.eia.gov/electricity/data/browser/ | U.S. Energy Information Administration | 47905 | 2019 | 1.407 | 1.2730000000000001 | 3.614 | 0.93 | 1.083 | 1.647 | 1.58 | U.S. Energy Information Administration |  |  |  |  | 25.39 | NO-ESTIMATION | NO-ESTIMATION | NO-ESTIMATION | NO-ESTIMATION | CAPACITY-FACTOR-V1
USA | United States of America | Elgin Energy Center LLC |  | USA0055438 | 540 | 42.0001 | -88.2446 | Gas |  |  |  | 2002.0 | Elgin Energy Center LLC | U.S. Energy Information Administration | http://www.eia.gov/electricity/data/browser/ | U.S. Energy Information Administration | 48634 | 2019 | 54.995000000000005 | 60.050000000000004 | 0.0 | 0.0 | 142.042 | 233.35500000000002 | 255.682 | U.S. Energy Information Administration |  |  |  |  | 1904.3 | NO-ESTIMATION | NO-ESTIMATION | NO-ESTIMATION | NO-ESTIMATION | CAPACITY-FACTOR-V1
USA | United States of America | MTHS Co-Gen Buildings |  | USA0058825 | 1.2 | 42.0019 | -87.8522 | Gas |  |  |  | 1992.0000000000002 | Maine Township High School Dist 207 | U.S. Energy Information Administration | http://www.eia.gov/electricity/data/browser/ | U.S. Energy Information Administration |  | 2019 | 0.0 | 0.0 | 0.0 | 0.0 | 0.0 | 0.0 | 0 | U.S. Energy Information Administration |  |  |  |  | 4.23 | NO-ESTIMATION | NO-ESTIMATION | NO-ESTIMATION | NO-ESTIMATION | NO-ESTIMATION
USA | United States of America | Ocean State Power |  | USA0051030 | 254.2 | 42.0097 | -71.6689 | Gas | Oil |  |  | 1991.0 | Ocean State Power Co | U.S. Energy Information Administration | http://www.eia.gov/electricity/data/browser/ | U.S. Energy Information Administration | 20790 | 2019 | 700.939 | 593.995 | 702.8229959999999 | 487.7130000000001 | 513.404001 | 679.062 | 639.424 | U.S. Energy Information Administration |  |  |  |  | 896.43 | HYDRO-V1 | HYDRO-V1 | HYDRO-V1 | HYDRO-V1 | HYDRO-V1
USA | United States of America | Ocean State Power II |  | USA0054324 | 254.2 | 42.0099 | -71.6701 | Gas | Oil |  |  | 1991.0 | Ocean State Power II | U.S. Energy Information Administration | http://www.eia.gov/electricity/data/browser/ | U.S. Energy Information Administration | 20790 | 2019 | 579.303 | 559.769 | 588.2760020000001 | 284.435998 | 543.309994 | 835.9580000000001 | 608.879 | U.S. Energy Information Administration |  |  |  |  | 896.43 | HYDRO-V1 | HYDRO-V1 | HYDRO-V1 | HYDRO-V1 | HYDRO-V1
USA | United States of America | Saint Francis Hospital |  | USA0050952 | 1.6 | 42.0242 | -87.6847 | Gas |  |  |  | 1990.0 | St Francis Hospital | U.S. Energy Information Administration | http://www.eia.gov/electricity/data/browser/ | U.S. Energy Information Administration |  | 2019 | [12 empty] | 5.64 | NO-ESTIMATION | NO-ESTIMATION | NO-ESTIMATION | NO-ESTIMATION | CAPACITY-FACTOR-V1
USA | United States of America | Ames Electric Services Power Plant |  | USA0001122 | 108.8 | 42.0258 | -93.6089 | Gas | Biomass |  |  | 1977.1746323529412 | City of Ames - (IA) | U.S. Energy Information Administration | http://www.eia.gov/electricity/data/browser/ | U.S. Energy Information Administration |  | 2019 | 290.800001 | 283.170002 | 250.72899600000002 | 280.734997 | 0.0 | 0.0 | 128.924 | U.S. Energy Information Administration |  |  |  |  | 383.68 | NO-ESTIMATION | NO-ESTIMATION | NO-ESTIMATION | NO-ESTIMATION | SOLAR-V1
USA | United States of America | Alliant SBG 9802 Toyota |  | USA0056073 | 1 | 42.0277 | -91.7111 | Gas |  |  |  | 1999.0 | Industrial Energy Applications Inc | U.S. Energy Information Administration | http://www.eia.gov/electricity/data/browser/ | U.S. Energy Information Administration |  | 2019 | 0.028 | 0.009000000000000001 | 0.0 | 0.020579999999999998 | 0.0 | 0.00784 | 0.01274 | U.S. Energy Information Administration |  |  |  |  | 3.52 | NO-ESTIMATION | NO-ESTIMATION | NO-ESTIMATION | NO-ESTIMATION | CAPACITY-FACTOR-V1
USA | United States of America | Maquoketa 1 |  | USA0001162 | 24.4 | 42.0356 | -90.6650 | Gas | Oil |  |  | 1986.2254098360659 | City of Maquoketa - (IA) | U.S. Energy Information Administration | http://www.eia.gov/electricity/data/browser/ | U.S. Energy Information Administration | 25567 | 2019 | -0.6599999999999999 | -0.72 | -0.665 | -0.625 | -0.6930000000000001 | -0.61 | -0.55 | U.S. Energy Information Administration |  |  |  |  | 86.04 | NO-ESTIMATION | NO-ESTIMATION | NO-ESTIMATION | NO-ESTIMATION | CAPACITY-FACTOR-V1
USA | United States of America | Marshalltown Generating Station |  | USA0058236 | 705.9 | 42.0433 | -92.8728 | Gas |  |  |  | 2016.9999999999998 | Interstate Power and Light Co | U.S. Energy Information Administration | http://www.eia.gov/electricity/data/browser/ | U.S. Energy Information Administration |  | 2019 |  |  |  |  | 1307.6280000000002 | 3028.825 | 3761.078 | U.S. Energy Information Administration |  |  |  |  | 2489.35 | NO-ESTIMATION | NO-ESTIMATION | NO-ESTIMATION | NO-ESTIMATION | CAPACITY-FACTOR-V1
USA | United States of America | Evanston Township High School |  | USA0054788 | 2.4 | 42.0440 | -87.6996 | Gas |  |  |  | 1993.0 | Evanston Board of Education | U.S. Energy Information Administration | http://www.eia.gov/electricity/data/browser/ | U.S. Energy Information Administration | 47906 | 2019 | 0.0 | 0.0 | 0.0 | 0.0 | 0.0 | 0.0 | 0 | U.S. Energy Information Administration |  |  |  |  | 8.46 | NO-ESTIMATION | SOLAR-V1 | SOLAR-V1 | SOLAR-V1 | SOLAR-V1
USA | United States of America | Marshalltown |  | USA0001068 | 189 | 42.0474 | -92.8594 | Gas |  |  |  | 1978.0 | Interstate Power and Light Co | U.S. Energy Information Administration | http://www.eia.gov/electricity/data/browser/ | U.S. Energy Information Administration | 22814 | 2019 | 18.277 | 9.729000000000001 | 2.157 | 3.095 | 0.0 | 0.0 | 29.934 | U.S. Energy Information Administration |  |  |  |  | 666.5 | HYDRO-V1 | HYDRO-V1 | HYDRO-V1 | HYDRO-V1 | HYDRO-V1
USA | United States of America | Berkshire Power |  | USA0055041 | 289 | 42.0476 | -72.6478 | Gas |  |  |  | 1999.0 | Berkshire Power Co LLC | U.S. Energy Information Administration | http://www.eia.gov/electricity/data/browser/ | U.S. Energy Information Administration | 14394 | 2019 | 1114.904 | 1189.0747 | 1108.977 | 822.149 | 387.265 | 637.246 | 367.488 | U.S. Energy Information Administration |  |  |  |  | 1019.15 | HYDRO-V1 | HYDRO-V1 | HYDRO-V1 | HYDRO-V1 | HYDRO-V1
USA | United States of America | Preston (IA) |  | USA0001176 | 3.2 | 42.0507 | -90.3942 | Gas | Oil |  |  | 1975.7499999999998 | City of Preston | U.S. Energy Information Administration | http://www.eia.gov/electricity/data/browser/ | U.S. Energy Information Administration | 30663 | 2019 | 0.001 | 0.0 | 0.0 | 0.001 | 0.0 | 0.0 |  | U.S. Energy Information Administration |  |  |  |  | 11.28 | HYDRO-V1 | HYDRO-V1 | HYDRO-V1 | HYDRO-V1 | HYDRO-V1
USA | United States of America | ANP Blackstone Energy Project |  | USA0055212 | 578 | 42.0599 | -71.5158 | Gas |  |  |  | 2001.0 | ANP Blackstone Energy Company LLC | U.S. Energy Information Administration | http://www.eia.gov/electricity/data/browser/ | U.S. Energy Information Administration | 38655 | 2019 | 1872.344 | 2148.424 | 2095.413 | 1524.228 | 2017.3790000000001 | 2152.772 | 1672.36 | U.S. Energy Information Administration |  |  |  |  | 2038.31 | HYDRO-V1 | HYDRO-V1 | HYDRO-V1 | HYDRO-V1 | HYDRO-V1
USA | United States of America | Northwest Community Hospital |  | USA0059847 | 4.4 | 42.0678 | -87.9935 | Gas |  |  |  | 1996.0000000000002 | Northwest Community Hospital | U.S. Energy Information Administration | http://www.eia.gov/electricity/data/browser/ | U.S. Energy Information Administration | 47932 | 2019 |  | 0.039 | 0.20800000000000002 | 0.125 | 0.25 | 0.916 | 0.448 | U.S. Energy Information Administration |  |  |  |  | 15.51 | NO-ESTIMATION | NO-ESTIMATION | NO-ESTIMATION | NO-ESTIMATION | CAPACITY-FACTOR-V1
USA | United States of America | Indeck Olean Energy Center |  | USA0054076 | 90.6 | 42.0859 | -78.4543 | Gas | Oil |  |  | 1994.0000000000005 | Indeck-Olean Ltd Partnership | U.S. Energy Information Administration | http://www.eia.gov/electricity/data/browser/ | U.S. Energy Information Administration | 22943 | 2019 | 141.50300000000001 | 332.76200200000005 | 386.518999 | 120.697 | 82.62700000000001 | 130.99200000000002 | 116.588 | U.S. Energy Information Administration |  |  |  |  | 319.5 | NO-ESTIMATION | NO-ESTIMATION | NO-ESTIMATION | NO-ESTIMATION | CAPACITY-FACTOR-V1
USA | United States of America | Bellingham Cogeneration Facility |  | USA0010307 | 386.1 | 42.0925 | -71.4833 | Gas | Oil |  |  | 1991.0000000000002 | Northeast Energy Associates LP | U.S. Energy Information Administration | http://www.eia.gov/electricity/data/browser/ | U.S. Energy Information Administration | 36767 | 2019 | 259.612997 | 415.745997 | 1151.5040010000002 | 654.439994 | 775.0299980000001 | 128.416 | 52.684 | U.S. Energy Information Administration |  |  |  |  | 1361.57 | NO-ESTIMATION | NO-ESTIMATION | NO-ESTIMATION | NO-ESTIMATION | CAPACITY-FACTOR-V1
USA | United States of America | Rocky Road Power LLC |  | USA0055109 | 415.5 | 42.0931 | -88.2397 | Gas |  |  |  | 1999.2945848375448 | Rocky Road Power LLC | U.S. Energy Information Administration | http://www.eia.gov/electricity/data/browser/ | U.S. Energy Information Administration | 45410 | 2019 | 58.898 | 57.078 | 71.128 | 75.128 | 17.048000000000002 | 38.122 | 47.908 | U.S. Energy Information Administration |  |  |  |  | 1465.25 | NO-ESTIMATION | NO-ESTIMATION | SOLAR-V1 | SOLAR-V1 | SOLAR-V1
USA | United States of America | S A Carlson |  | USA0002682 | 96.3 | 42.0933 | -79.2478 | Gas | Oil |  |  | 1979.883696780893 | Jamestown Board of Public Util | U.S. Energy Information Administration | http://www.eia.gov/electricity/data/browser/ | U.S. Energy Information Administration | 23513 | 2019 | 261.644 | 232.80100000000002 | 0.0 | 0.0 | 0.0 | 0.0 | 162.608 | U.S. Energy Information Administration |  |  |  |  | 339.6 | WIND-V1 | WIND-V1 | WIND-V1 | WIND-V1 | WIND-V1
USA | United States of America | One Patriot |  | USA0063637 | 2 | 42.0934 | -71.2653 | Gas |  |  |  | 2020.0 | Bloom Energy | U.S. Energy Information Administration | http://www.eia.gov/electricity/data/browser/ | U.S. Energy Information Administration |  | 2019 | [6 empty] | 0.588 | U.S. Energy Information Administration |  |  |  |  | 7.05 | NO-ESTIMATION | NO-ESTIMATION | NO-ESTIMATION | NO-ESTIMATION | CAPACITY-FACTOR-V1
USA | United States of America | Essential Power Massachusetts LLC |  | USA0001642 | 250.6 | 42.0950 | -72.5950 | Gas | Oil |  |  | 1979.294493216281 | NAEA Energy Massachusetts LLC | U.S. Energy Information Administration | http://www.eia.gov/electricity/data/browser/ | U.S. Energy Information Administration |  | 2019 | 0.0 | 0.0 | 0.0 | 0.0 | 0.0 | 0.0 | 3.263 | U.S. Energy Information Administration |  |  |  |  | 883.73 | NO-ESTIMATION | SOLAR-V1 | SOLAR-V1 | SOLAR-V1 | SOLAR-V1
USA | United States of America | Binghamton Cogen |  | USA0055600 | 47.7 | 42.1072 | -75.9278 | Gas | Oil |  |  | 1992.0 | City of Binghamton | U.S. Energy Information Administration | http://www.eia.gov/electricity/data/browser/ | U.S. Energy Information Administration | 13729 | 2019 |  | 0.0 | 0.0 | 0.0 | 0.0 | 0.0 | 0 | U.S. Energy Information Administration |  |  |  |  | 168.21 | NO-ESTIMATION | NO-ESTIMATION | NO-ESTIMATION | NO-ESTIMATION | SOLAR-V1
USA | United States of America | ANP Bellingham Energy Project |  | USA0055211 | 578 | 42.1106 | -71.4535 | Gas |  |  |  | 2002.5 | ANP Bellingham Energy Company LLC | U.S. Energy Information Administration | http://www.eia.gov/electricity/data/browser/ | U.S. Energy Information Administration | 46177 | 2019 | 1978.236 | 2235.439 | 2510.525 | 2226.285 | 1999.288 | 2231.535 | 1799.773 | U.S. Energy Information Administration |  |  |  |  | 2038.31 | NO-ESTIMATION | NO-ESTIMATION | NO-ESTIMATION | NO-ESTIMATION | CAPACITY-FACTOR-V1
USA | United States of America | Millennium Power |  | USA0055079 | 427.5 | 42.1123 | -72.0151 | Gas |  |  |  | 2001.0 | Millennium Power Partners LP | U.S. Energy Information Administration | http://www.eia.gov/electricity/data/browser/ | U.S. Energy Information Administration | 35710 | 2019 | 0.0 | 0.0 | 0.0 | 0.0 | 0.0 | 0.0 | 902.825 | U.S. Energy Information Administration |  |  |  |  | 1507.57 | NO-ESTIMATION | NO-ESTIMATION | NO-ESTIMATION | NO-ESTIMATION | CAPACITY-FACTOR-V1
USA | United States of America | Pender |  | USA0002296 | 4.9 | 42.1147 | -96.7054 | Gas | Oil |  |  | 1967.224489795918 | City of Pender - (NE) | U.S. Energy Information Administration | http://www.eia.gov/electricity/data/browser/ | U.S. Energy Information Administration | 29886 | 2019 | 0.05 | 0.019000000000000003 | 0.014 | 0.012 | 0.002 | 0.039 | 0.236 | U.S. Energy Information Administration |  |  |  |  | 17.27 | NO-ESTIMATION | NO-ESTIMATION | SOLAR-V1 | SOLAR-V1 | SOLAR-V1
USA | United States of America | Winnetka |  | USA0000972 | 33.4 | 42.1156 | -87.7310 | Gas | Oil |  |  | 1958.7245508982037 | Village of Winnetka - (IL) | U.S. Energy Information Administration | http://www.eia.gov/electricity/data/browser/ | U.S. Energy Information Administration | 37137 | 2019 | 2.347 | 2.5020000000000002 | 2.059 | 4.854 | 5.449 | 3.9650000000000003 | 2.841 | U.S. Energy Information Administration |  |  |  |  | 117.78 | SOLAR-V1 | SOLAR-V1 | SOLAR-V1 | SOLAR-V1 | SOLAR-V1
USA | United States of America | Milford Power LP |  | USA0054805 | 249.3 | 42.1294 | -71.5115 | Gas |  |  |  | 1993.0 | Milford Power LLC | U.S. Energy Information Administration | http://www.eia.gov/electricity/data/browser/ | U.S. Energy Information Administration | 19576 | 2019 | 211.781 | 465.68 | 484.224 | 93.218 | 222.943 | 250.89800000000002 | 212.072 | U.S. Energy Information Administration |  |  |  |  | 879.15 | NO-ESTIMATION | NO-ESTIMATION | SOLAR-V1 | SOLAR-V1 | SOLAR-V1
USA | United States of America | Exelon West Medway II LLC |  | USA0059882 | 200 | 42.1372 | -71.4447 | Gas | Oil |  |  | 2019.0 | Exelon Power | U.S. Energy Information Administration | http://www.eia.gov/electricity/data/browser/ | U.S. Energy Information Administration |  | 2019 | [6 empty] | 114.637 | U.S. Energy Information Administration |  |  |  |  | 705.29 | NO-ESTIMATION | NO-ESTIMATION | NO-ESTIMATION | NO-ESTIMATION | CAPACITY-FACTOR-V1
USA | United States of America | Erie Coke |  | USA0050920 | 2.5 | 42.1439 | -80.0696 | Gas |  |  |  | 1953.0 | Erie Coke Corp | U.S. Energy Information Administration | http://www.eia.gov/electricity/data/browser/ | U.S. Energy Information Administration | 58165 | 2019 | 0.0 | 0.0 | 0.0 | 0.0 | 0.0 | 0.0 |  | U.S. Energy Information Administration |  |  |  |  | 8.81 | NO-ESTIMATION | NO-ESTIMATION | NO-ESTIMATION | NO-ESTIMATION | CAPACITY-FACTOR-V1
USA | United States of America | Indian Orchard Plant 1 |  | USA0010417 | 5.7 | 42.1569 | -72.5242 | Gas | Other |  |  | 1985.0 | Solutia Inc-Indian | U.S. Energy Information Administration | http://www.eia.gov/electricity/data/browser/ | U.S. Energy Information Administration | 26718 | 2019 | 24.937 | 22.664 | 19.051000000000002 | 0.0 | 0.0 | 0.0 | 22.622 | U.S. Energy Information Administration |  |  |  |  | 20.1 | NO-ESTIMATION | NO-ESTIMATION | NO-ESTIMATION | NO-ESTIMATION | CAPACITY-FACTOR-V1
USA | United States of America | Masspower |  | USA0010726 | 260.9 | 42.1575 | -72.5225 | Gas | Oil |  |  | 1993.0000000000002 | Masspower | U.S. Energy Information Administration | http://www.eia.gov/electricity/data/browser/ | U.S. Energy Information Administration | 20789 | 2019 | 0.0 | 0.0 | 0.0 | 0.0 | 0.0 | 0.0 | 282.447 | U.S. Energy Information Administration |  |  |  |  | 920.06 | NO-ESTIMATION | NO-ESTIMATION | NO-ESTIMATION | NO-ESTIMATION | CAPACITY-FACTOR-V1
USA | United States of America | Sumpter |  | USA0007972 | 340 | 42.1670 | -83.5318 | Gas |  |  |  | 2002.0 | Wolverine Power Supply Coop | U.S. Energy Information Administration | http://www.eia.gov/electricity/data/browser/ | U.S. Energy Information Administration | 48026 | 2019 | 84.408 | 44.034 | 238.673 | 339.136 | 177.65200000000002 | 398.579 | 275.053 | U.S. Energy Information Administration |  |  |  |  | 1199 | SOLAR-V1 | SOLAR-V1 | SOLAR-V1 | SOLAR-V1 | SOLAR-V1
USA | United States of America | Klamath Expansion Project |  | USA0055544 | 117.6 | 42.1727 | -121.8144 | Gas |  |  |  | 2002.0 | Klamath Energy LLC | U.S. Energy Information Administration | http://www.eia.gov/electricity/data/browser/ | U.S. Energy Information Administration |  | 2019 | 47.015 | 34.991 | 30.983 | 48.603 | 65.51006 | 42.139019999999995 | 82.0868 | U.S. Energy Information Administration |  |  |  |  | 414.71 | NO-ESTIMATION | NO-ESTIMATION | NO-ESTIMATION | NO-ESTIMATION | CAPACITY-FACTOR-V1
USA | United States of America | Klamath Cogeneration Plant |  | USA0055103 | 501.5 | 42.1739 | -121.8106 | Gas |  |  |  | 2001.0 | Klamath Energy LLC | U.S. Energy Information Administration | http://www.eia.gov/electricity/data/browser/ | U.S. Energy Information Administration |  | 2019 | 0.0 | 2184.907 | 2697.5150000000003 | 2427.61903 | 2210.9375099999997 | 2592.94869 | 3311.6576 | U.S. Energy Information Administration |  |  |  |  | 1768.53 | NO-ESTIMATION | NO-ESTIMATION | NO-ESTIMATION | NO-ESTIMATION | CAPACITY-FACTOR-V1
USA | United States of America | Wyandotte |  | USA0001866 | 78.4 | 42.2081 | -83.1453 | Gas | Oil |  |  | 1972.3890306122453 | Wyandotte Municipal Serv Comm | U.S. Energy Information Administration | http://www.eia.gov/electricity/data/browser/ | U.S. Energy Information Administration | 37422 | 2019 | 53.974000000000004 | 104.02 | 32.518 | 1.434 | 3.422 | 4.099 | 1.183 | U.S. Energy Information Administration |  |  |  |  | 276.47 | HYDRO-V1 | HYDRO-V1 | HYDRO-V1 | HYDRO-V1 | HYDRO-V1
USA | United States of America | Potter Station 2 |  | USA0001660 | 217 | 42.2350 | -70.9672 | Gas | Oil |  |  | 1994.10599078341 | Town of Braintree - (MA) | U.S. Energy Information Administration | http://www.eia.gov/electricity/data/browser/ | U.S. Energy Information Administration | 14878 | 2019 | 69.89000000000001 | 80.481 | 0.0 | 0.0 | 0.0 | 46.784000000000006 | 14.928 | U.S. Energy Information Administration |  |  |  |  | 765.24 | HYDRO-V1 | HYDRO-V1 | HYDRO-V1 | HYDRO-V1 | HYDRO-V1
USA | United States of America | NRG Rockford II Energy Center |  | USA0055936 | 168 | 42.2383 | -89.1011 | Gas |  |  |  | 2002.0 | Rockford Generation LLC | U.S. Energy Information Administration | http://www.eia.gov/electricity/data/browser/ | U.S. Energy Information Administration | 45642 | 2019 | 22.395 | 48.84 | 114.422 | 118.20700000000001 | 81.813 | 122.646 | 85.39 | U.S. Energy Information Administration |  |  |  |  | 592.45 | NO-ESTIMATION | NO-ESTIMATION | NO-ESTIMATION | NO-ESTIMATION | CAPACITY-FACTOR-V1
USA | United States of America | NRG Rockford I |  | USA0055238 | 316 | 42.2386 | -89.1012 | Gas |  |  |  | 2000.0 | Rockford Generation LLC | U.S. Energy Information Administration | http://www.eia.gov/electricity/data/browser/ | U.S. Energy Information Administration | 45642 | 2019 | 33.038000000000004 | 35.479 | 135.459 | 164.918 | 74.20100000000001 | 191.59300000000002 | 132.219 | U.S. Energy Information Administration |  |  |  |  | 1114.37 | HYDRO-V1 | HYDRO-V1 | HYDRO-V1 | HYDRO-V1 | HYDRO-V1
USA | United States of America | Fore River Generating Station |  | USA0055317 | 872.2 | 42.2422 | -70.9661 | Gas | Oil |  |  | 2003.0 | Calpine Fore River Energy Center LLC | U.S. Energy Information Administration | http://www.eia.gov/electricity/data/browser/ | U.S. Energy Information Administration | 46128 | 2019 | 3818.128 | 3901.9900000000002 | 3801.3360410000005 | 3840.7189970000004 | 4367.562968 | 3258.0050590000005 | 4403.184 | U.S. Energy Information Administration |  |  |  |  | 3075.8 | HYDRO-V1 | HYDRO-V1 | HYDRO-V1 | HYDRO-V1 | HYDRO-V1
USA | United States of America | Jackson Generating Station |  | USA0055270 | 649 | 42.2488 | -84.3767 | Gas |  |  |  | 2002.0 | Consumers Energy Co | U.S. Energy Information Administration | http://www.eia.gov/electricity/data/browser/ | U.S. Energy Information Administration | 48074 | 2019 | 816.566 | 574.25 | 1084.513 | 2118.283 | 1889.551 | 2075.946 | 2176.623 | U.S. Energy Information Administration |  |  |  |  | 2288.69 | HYDRO-V1 | HYDRO-V1 | HYDRO-V1 | HYDRO-V1 | HYDRO-V1
USA | United States of America | East. Michigan Univ. Heating Plant |  | USA0059452 | 7.8 | 42.2489 | -83.6289 | Gas |  |  |  | 2018.0 | East. Michigan Univ. Heating Plant | U.S. Energy Information Administration | http://www.eia.gov/electricity/data/browser/ | U.S. Energy Information Administration |  | 2019 |  | 18.473 | 24.626 | 7.608720000000001 | 0.07252 | 37.067 | 40.1908 | U.S. Energy Information Administration |  |  |  |  | 27.5 | HYDRO-V1 | HYDRO-V1 | HYDRO-V1 | HYDRO-V1 | HYDRO-V1
USA | United States of America | Clark University |  | USA0010408 | 2 | 42.2508 | -71.8226 | Gas |  |  |  | 2013.0 | Clark University | U.S. Energy Information Administration | http://www.eia.gov/electricity/data/browser/ | U.S. Energy Information Administration | 16663 | 2019 | 0.0 | 0.0 | 0.0 | 0.0 | 0.0 | 0.0 | 8.9072 | U.S. Energy Information Administration |  |  |  |  | 7.05 | WIND-V1 | WIND-V1 | WIND-V1 | WIND-V1 | WIND-V1
USA | United States of America | Lake Forest Hospital |  | USA0060797 | 3.2 | 42.2542 | -87.8643 | Gas |  |  |  | 1996.0000000000002 | Northwestern Lake Forest Hospital | U.S. Energy Information Administration | http://www.eia.gov/electricity/data/browser/ | U.S. Energy Information Administration | 61787 | 2019 |  |  |  | 0.336 | 0.261 | 0.28 | 0.357 | U.S. Energy Information Administration |  |  |  |  | 11.28 | NO-ESTIMATION | SOLAR-V1 | SOLAR-V1 | SOLAR-V1 | SOLAR-V1
USA | United States of America | The Andersons Albion Ethanol LLC |  | USA0058330 | 10.1 | 42.2561 | -84.7883 | Gas |  |  |  | 2014.8217821782175 | The Andersons Albion Ethanol LLC | U.S. Energy Information Administration | http://www.eia.gov/electricity/data/browser/ | U.S. Energy Information Administration |  | 2019 | 0.00485 | 0.0097 | 0.12415999999999999 | 0.0 | 61.58885 | 64.63295 | 64.8459 | U.S. Energy Information Administration |  |  |  |  | 35.61 | NO-ESTIMATION | NO-ESTIMATION | NO-ESTIMATION | NO-ESTIMATION | CAPACITY-FACTOR-V1
USA | United States of America | Wakefield |  | USA0002311 | 4.1 | 42.2691 | -96.8621 | Gas | Oil |  |  | 1959.0243902439022 | City of Wakefield - (NE) | U.S. Energy Information Administration | http://www.eia.gov/electricity/data/browser/ | U.S. Energy Information Administration | 27305 | 2019 | 0.065 | 0.069 | 0.025 | 0.021 | 0.025 | 0.035 | 0.005 | U.S. Energy Information Administration |  |  |  |  | 14.45 | NO-ESTIMATION | NO-ESTIMATION | NO-ESTIMATION | NO-ESTIMATION | CAPACITY-FACTOR-V1
USA | United States of America | Marshall (MI) |  | USA0001844 | 11.9 | 42.2717 | -84.9411 | Gas | Oil | Hydro |  | 1966.2436974789919 | City of Marshall - (MI) | U.S. Energy Information Administration | http://www.eia.gov/electricity/data/browser/ | U.S. Energy Information Administration | 25660 | 2019 | 1.2309999999999999 | 0.503 | 0.4 | 0.186 | 0.16699999999999998 | 0.136 | 0.178 | U.S. Energy Information Administration |  |  |  |  | 41.96 | NO-ESTIMATION | NO-ESTIMATION | NO-ESTIMATION | NO-ESTIMATION | CAPACITY-FACTOR-V1
USA | United States of America | Athens Generating Plant |  | USA0055405 | 1221.6 | 42.2728 | -73.8492 | Gas | Oil |  |  | 2003.7787328094305 | New Athens Generating Company LLC | U.S. Energy Information Administration | http://www.eia.gov/electricity/data/browser/ | U.S. Energy Information Administration | 45184 | 2019 | 3584.948 | 0.0 | 0.0 | 0.0 | 0.0 | 0.0 | 2917.147 | U.S. Energy Information Administration |  |  |  |  | 4307.96 | NO-ESTIMATION | NO-ESTIMATION | NO-ESTIMATION | NO-ESTIMATION | CAPACITY-FACTOR-V1
USA | United States of America | Emerson |  | USA0002235 | 1.6 | 42.2760 | -96.7292 | Gas | Oil |  |  | 1964.6875 | City of Emerson - (NE) | U.S. Energy Information Administration | http://www.eia.gov/electricity/data/browser/ | U.S. Energy Information Administration | 19306 | 2019 | 0.023 | 0.025 | 0.012 | 0.009000000000000001 | 0.008 | 0.001 | 0.006 | U.S. Energy Information Administration |  |  |  |  | 5.64 | NO-ESTIMATION | NO-ESTIMATION | NO-ESTIMATION | NO-ESTIMATION | CAPACITY-FACTOR-V1
USA | United States of America | Univ of Massachusetts Medical Center |  | USA0050087 | 17.5 | 42.2790 | -71.7598 | Gas | Oil |  |  | 1998.7142857142858 | University of Massachusetts Medical | U.S. Energy Information Administration | http://www.eia.gov/electricity/data/browser/ | U.S. Energy Information Administration |  | 2019 | 66.19292 | 0.0 | 67.58200000000001 | 69.48 | 75.34308 | 72.21900000000001 | 65.31 | U.S. Energy Information Administration |  |  |  |  | 61.71 | NO-ESTIMATION | NO-ESTIMATION | NO-ESTIMATION | NO-ESTIMATION | SOLAR-V1
USA | United States of America | Western Michigan University Power Plant |  | USA0058161 | 11.7 | 42.2800 | -85.6064 | Gas |  |  |  | 1997.2905982905982 | Western Michigan University | U.S. Energy Information Administration | http://www.eia.gov/electricity/data/browser/ | U.S. Energy Information Administration | 18361 | 2019 | 72.43891 | 74.44385000000001 | 69.09705 | 68.88125 | 71.97296 | 70.19978 | 65.893 | U.S. Energy Information Administration |  |  |  |  | 41.25 | NO-ESTIMATION | NO-ESTIMATION | NO-ESTIMATION | NO-ESTIMATION | CAPACITY-FACTOR-V1
USA | United States of America | University of Michigan |  | USA0050431 | 44.5 | 42.2812 | -83.7346 | Gas | Oil |  |  | 1980.6067415730338 | University of Michigan | U.S. Energy Information Administration | http://www.eia.gov/electricity/data/browser/ | U.S. Energy Information Administration |  | 2019 | 0.0 | 161.181 | 166.384996 | 0.0 | 149.02499999999998 | 148.664 | 138.575 | U.S. Energy Information Administration |  |  |  |  | 156.92 | NO-ESTIMATION | NO-ESTIMATION | NO-ESTIMATION | NO-ESTIMATION | CAPACITY-FACTOR-V1
USA | United States of America | Kalamazoo River Generating Station |  | USA0055101 | 77.4 | 42.2813 | -85.4950 | Gas |  |  |  | 1999.0 | CMS Generation MI Power LLC | U.S. Energy Information Administration | http://www.eia.gov/electricity/data/browser/ | U.S. Energy Information Administration | 45892 | 2019 | 3.487 | 2.842 | 1.706 | 7.08 | 6.465 | 10.176 | 60.651 | U.S. Energy Information Administration |  |  |  |  | 272.95 | SOLAR-V1 | SOLAR-V1 | SOLAR-V1 | SOLAR-V1 | SOLAR-V1
USA | United States of America | Charter Dura-Bar |  | USA0054540 | 6 | 42.2891 | -88.4130 | Gas |  |  |  | 1992.0 | Wells Manufacturing Co | U.S. Energy Information Administration | http://www.eia.gov/electricity/data/browser/ | U.S. Energy Information Administration |  | 2019 | 2.32 | 6.086 | 3.0300000000000002 |  | 0.362 | 0.0 | 4.9784 | U.S. Energy Information Administration |  |  |  |  | 21.15 | SOLAR-V1 | SOLAR-V1 | SOLAR-V1 | SOLAR-V1 | SOLAR-V1
USA | United States of America | Wellesley College Central Utility Plant |  | USA0054937 | 10.1 | 42.2939 | -71.3081 | Gas | Oil |  |  | 1992.2673267326734 | Wellesley College | U.S. Energy Information Administration | http://www.eia.gov/electricity/data/browser/ | U.S. Energy Information Administration | 36528 | 2019 | 19.525000000000002 | 18.568060000000003 | 18.70428 | 18.43184 | 17.9193 | 9.82842 | 10.778 | U.S. Energy Information Administration |  |  |  |  | 35.61 | HYDRO-V1 | HYDRO-V1 | HYDRO-V1 | HYDRO-V1 | HYDRO-V1
USA | United States of America | Delray |  | USA0001728 | 142.2 | 42.2947 | -83.1019 | Gas |  |  |  | 2000.0000000000002 | DTE Electric Company | U.S. Energy Information Administration | http://www.eia.gov/electricity/data/browser/ | U.S. Energy Information Administration | 18384 | 2019 | 13.019 | 12.639000000000001 | 9.242 | 29.244 | 26.823 | 16.136 | 10.722 | U.S. Energy Information Administration |  |  |  |  | 501.46 | NO-ESTIMATION | NO-ESTIMATION | NO-ESTIMATION | NO-ESTIMATION | CAPACITY-FACTOR-V1
USA | United States of America | Dearborn Energy Center |  | USA0062289 | 35 | 42.2969 | -83.2313 | Gas |  |  |  | 2020.0 | DTE Electric Company | U.S. Energy Information Administration | http://www.eia.gov/electricity/data/browser/ | U.S. Energy Information Administration |  | 2019 | [6 empty] | 0 | U.S. Energy Information Administration |  |  |  |  | 123.42 | NO-ESTIMATION | NO-ESTIMATION | NO-ESTIMATION | NO-ESTIMATION | CAPACITY-FACTOR-V1
USA | United States of America | Dearborn Industrial Generation |  | USA0055088 | 747.9 | 42.3026 | -83.1540 | Gas |  |  |  | 2000.477737665463 | Dearborn Industrial Gen Inc | U.S. Energy Information Administration | http://www.eia.gov/electricity/data/browser/ | U.S. Energy Information Administration | 45215 | 2019 | 2297.727998 | 2715.80902 | 3501.59802 | 4994.786999999999 | 4595.012970000001 | 4969.985140000001 | 5482.7171 | U.S. Energy Information Administration |  |  |  |  | 2637.46 | NO-ESTIMATION | NO-ESTIMATION | NO-ESTIMATION | NO-ESTIMATION | CAPACITY-FACTOR-V1
USA | United States of America | North Chicago Energy Center |  | USA0058328 | 12.4 | 42.3064 | -87.8519 | Gas |  |  |  | 2004.1612903225805 | Energy Systems Group LLC | U.S. Energy Information Administration | http://www.eia.gov/electricity/data/browser/ | U.S. Energy Information Administration | 58371 | 2019 | 38.126 | 35.63 | 35.457 | 35.707 | 36.147 | 35.997 | 36.091 | U.S. Energy Information Administration |  |  |  |  | 43.72 | NO-ESTIMATION | NO-ESTIMATION | NO-ESTIMATION | SOLAR-V1 | SOLAR-V1
USA | United States of America | Graphic Packaging |  | USA0010698 | 1.8 | 42.3068 | -85.5790 | Gas |  |  |  | 1992.0 | Graphic Packaging Corp | U.S. Energy Information Administration | http://www.eia.gov/electricity/data/browser/ | U.S. Energy Information Administration |  | 2019 | 14.186250000000001 | -123.407 | -141.014 | -127.507 | -132.03300000000002 | -143.592 | 13.6382 | U.S. Energy Information Administration |  |  |  |  | 6.34 | NO-ESTIMATION | WIND-V1 | WIND-V1 | WIND-V1 | WIND-V1
USA | United States of America | Norton Powerhouse |  | USA0050041 | 5.6 | 42.3096 | -71.8052 | Gas |  |  |  | 1947.3035714285718 | Saint - Gobain Abrasives Inc | U.S. Energy Information Administration | http://www.eia.gov/electricity/data/browser/ | U.S. Energy Information Administration |  | 2019 | 0.0 | 0.0 | 0.0 | 0.0 | 0.0 | 0.0 | 37.127 | U.S. Energy Information Administration |  |  |  |  | 19.74 | NO-ESTIMATION | NO-ESTIMATION | NO-ESTIMATION | NO-ESTIMATION | CAPACITY-FACTOR-V1
USA | United States of America | Smith College Central Heating Plant |  | USA0058166 | 5.3 | 42.3125 | -72.6394 | Gas |  |  |  | 2008.0 | The Trustees of Smith College | U.S. Energy Information Administration | http://www.eia.gov/electricity/data/browser/ | U.S. Energy Information Administration | 55855 | 2019 | 0.0 | 0.0 | 0.0 | 0.0 | 0.0 | 0.0 | 12.9301 | U.S. Energy Information Administration |  |  |  |  | 18.69 | NO-ESTIMATION | NO-ESTIMATION | NO-ESTIMATION | SOLAR-V1 | SOLAR-V1
USA | United States of America | Mondelez Global LLC |  | USA0054933 | 4.7 | 42.3156 | -89.0356 | Gas |  |  |  | 1995.0 | Mondelez Global LLC | U.S. Energy Information Administration | http://www.eia.gov/electricity/data/browser/ | U.S. Energy Information Administration |  | 2019 | 0.523 | 1.335 | 1.174 | 1.427 |  | 15.538 | 16 | U.S. Energy Information Administration |  |  |  |  | 16.57 | NO-ESTIMATION | NO-ESTIMATION | NO-ESTIMATION | NO-ESTIMATION | CAPACITY-FACTOR-V1
USA | United States of America | POET Biorefining - Gowrie |  | USA0063923 | 5 | 42.3198 | -94.2874 | Gas |  |  |  | 2018.0 | POET Biorefining - Gowrie | U.S. Energy Information Administration | http://www.eia.gov/electricity/data/browser/ | U.S. Energy Information Administration |  | 2019 | [12 empty] | 17.63 | NO-ESTIMATION | NO-ESTIMATION | NO-ESTIMATION | NO-ESTIMATION | CAPACITY-FACTOR-V1
USA | United States of America | Battle Creek Mill |  | USA0058052 | 4 | 42.3221 | -85.2043 | Gas | Oil |  |  | 1976.0 | RockTenn-Battle Creek Mill | U.S. Energy Information Administration | http://www.eia.gov/electricity/data/browser/ | U.S. Energy Information Administration | 36215 | 2019 | 0.0 | 2.9149999999999996 | 0.0 | 0.0 | 0.0 | 0.0 | 6.101 | U.S. Energy Information Administration |  |  |  |  | 14.1 | NO-ESTIMATION | NO-ESTIMATION | NO-ESTIMATION | NO-ESTIMATION | CAPACITY-FACTOR-V1
USA | United States of America | New Covert Generating Facility |  | USA0055297 | 1176 | 42.3224 | -86.2937 | Gas |  |  |  | 2004.0 | New Covert Generating Company LLC | U.S. Energy Information Administration | http://www.eia.gov/electricity/data/browser/ | U.S. Energy Information Administration | 47273 | 2019 | 1909.1280000000002 | 1608.4250000000002 | 3495.568 | 5982.978999999999 | 6236.42 | 6785.423 | 7405.77 | U.S. Energy Information Administration |  |  |  |  | 4147.15 | NO-ESTIMATION | NO-ESTIMATION | NO-ESTIMATION | NO-ESTIMATION | CAPACITY-FACTOR-V1
USA | United States of America | POET Biorefining - Jewell |  | USA0063826 | 5 | 42.3284 | -93.6623 | Gas |  |  |  | 2019.0 | POET Biorefining - Jewell | U.S. Energy Information Administration | http://www.eia.gov/electricity/data/browser/ | U.S. Energy Information Administration |  | 2019 | [6 empty] | 19.608 | U.S. Energy Information Administration |  |  |  |  | 17.63 | NO-ESTIMATION | NO-ESTIMATION | NO-ESTIMATION | NO-ESTIMATION | CAPACITY-FACTOR-V1
USA | United States of America | Boston Medical Center CHP Plant |  | USA0061186 | 2 | 42.3347 | -71.0742 | Gas |  |  |  | 2017.0 | Boston Medical Center | U.S. Energy Information Administration | http://www.eia.gov/electricity/data/browser/ | U.S. Energy Information Administration |  | 2019 |  |  |  |  | 10.38408 | 14.625 | 15.29 | U.S. Energy Information Administration |  |  |  |  | 7.05 | NO-ESTIMATION | SOLAR-V1 | SOLAR-V1 | SOLAR-V1 | SOLAR-V1
USA | United States of America | Medical Area Total Energy Plant |  | USA0010883 | 101.6 | 42.3368 | -71.1081 | Gas | Oil |  |  | 1993.0059055118113 | Medical Area Total Egy Plt Inc | U.S. Energy Information Administration | http://www.eia.gov/electricity/data/browser/ | U.S. Energy Information Administration |  | 2019 | 238.429821 | 252.17724199999998 | 243.248115 | 241.071645 | 279.415002 | 341.15270200000003 | 316.2961 | U.S. Energy Information Administration |  |  |  |  | 358.29 | NO-ESTIMATION | NO-ESTIMATION | NO-ESTIMATION | NO-ESTIMATION | CAPACITY-FACTOR-V1
USA | United States of America | Gillette SBMC |  | USA0054225 | 14.2 | 42.3436 | -71.0559 | Gas | Oil |  |  | 1994.943661971831 | The Gillette Company | U.S. Energy Information Administration | http://www.eia.gov/electricity/data/browser/ | U.S. Energy Information Administration | 21053 | 2019 | 72.45929000000001 | 55.2192 | 73.655 | 68.566 | 70.214 | 69.30302 | 66.906 | U.S. Energy Information Administration |  |  |  |  | 50.07 | NO-ESTIMATION | NO-ESTIMATION | NO-ESTIMATION | NO-ESTIMATION | CAPACITY-FACTOR-V1
USA | United States of America | West Coxsackie |  | USA0002487 | 21.6 | 42.3509 | -73.8158 | Gas | Oil |  |  | 1969.9999999999998 | Central Hudson Gas & Elec Corp | U.S. Energy Information Administration | http://www.eia.gov/electricity/data/browser/ | U.S. Energy Information Administration | 15854 | 2019 | 0.0 | 0.0 | 0.112 | 0.0 | 0.0 | 0.0 | 0.798 | U.S. Energy Information Administration |  |  |  |  | 76.17 | NO-ESTIMATION | NO-ESTIMATION | NO-ESTIMATION | NO-ESTIMATION | CAPACITY-FACTOR-V1
USA | United States of America | Mass Inst Tech Cntrl Utilities/Cogen Plt |  | USA0054907 | 21.2 | 42.3610 | -71.0939 | Gas | Oil |  |  | 1995.0 | Massachusetts Inst of Tech | U.S. Energy Information Administration | http://www.eia.gov/electricity/data/browser/ | U.S. Energy Information Administration |  | 2019 | 128.951345 | 131.15437599999998 | 113.460662 | 105.48500100000001 | 62.271159999999995 | 111.97381899999999 | 93.7017 | U.S. Energy Information Administration |  |  |  |  | 74.76 | NO-ESTIMATION | NO-ESTIMATION | NO-ESTIMATION | NO-ESTIMATION | CAPACITY-FACTOR-V1
USA | United States of America | Adkins Energy LLC |  | USA0058136 | 6.8 | 42.3622 | -89.8036 | Gas |  |  |  | 2006.5000000000002 | Adkins Energy LLC | U.S. Energy Information Administration | http://www.eia.gov/electricity/data/browser/ | U.S. Energy Information Administration | 54886 | 2019 | 12.685 | 26.153000000000002 | 26.277 | 25.34 | 29.432000000000002 | 27.612000000000002 | 36.014 | U.S. Energy Information Administration |  |  |  |  | 23.98 | NO-ESTIMATION | NO-ESTIMATION | NO-ESTIMATION | NO-ESTIMATION | CAPACITY-FACTOR-V1
USA | United States of America | Kendall Square Station |  | USA0001595 | 234.7 | 42.3633 | -71.0792 | Gas | Oil |  |  | 1994.7899446101405 | Kendall Green Energy LLC | U.S. Energy Information Administration | http://www.eia.gov/electricity/data/browser/ | U.S. Energy Information Administration |  | 2019 | 679.949 | 1579.7270110000002 | 1523.638035 | 814.5480060000001 | 1479.561954 | 1144.0259819999999 | 1446.774 | U.S. Energy Information Administration |  |  |  |  | 827.66 | NO-ESTIMATION | NO-ESTIMATION | NO-ESTIMATION | NO-ESTIMATION | CAPACITY-FACTOR-V1
USA | United States of America | Amherst College Co Gen |  | USA0058185 | 1.7 | 42.3717 | -72.5122 | Gas | Oil |  |  | 2006.0 | Amherst College | U.S. Energy Information Administration | http://www.eia.gov/electricity/data/browser/ | U.S. Energy Information Administration | 58009 | 2019 | 5.36544 | 10.235660000000003 | 9.941999999999998 | 0.0 | 0.0 | 0.0 | 6.969 | U.S. Energy Information Administration |  |  |  |  | 5.99 | NO-ESTIMATION | NO-ESTIMATION | NO-ESTIMATION | NO-ESTIMATION | CAPACITY-FACTOR-V1
USA | United States of America | Mystic Generating Station |  | USA0001588 | 2375.6 | 42.3908 | -71.0675 | Gas | Oil |  |  | 1995.5244990739182 | Constellation Mystic Power LLC | U.S. Energy Information Administration | http://www.eia.gov/electricity/data/browser/ | U.S. Energy Information Administration | 14775 | 2019 | 7054.072000000001 | 1840.0710000000001 | 2945.0869979999998 | 6952.651004 | 7143.491004000001 | 4688.142003 | 2188.027 | U.S. Energy Information Administration |  |  |  |  | 8377.54 | WIND-V1 | WIND-V1 | WIND-V1 | WIND-V1 | WIND-V1
USA | United States of America | NECCO Co-Generation |  | USA0055999 | 5.8 | 42.4137 | -71.0022 | Gas |  |  |  | 2003.9999999999998 | Atlantic-VMD Revere Realty LLC | U.S. Energy Information Administration | http://www.eia.gov/electricity/data/browser/ | U.S. Energy Information Administration |  | 2019 | 0.0 | 0.0 | 0.0 | 0.0 | 0.0 |  |  | U.S. Energy Information Administration |  |  |  |  | 20.45 | WIND-V1 | WIND-V1 | WIND-V1 | WIND-V1 | WIND-V1
USA | United States of America | Laurel |  | USA0002249 | 3.5 | 42.4305 | -97.0908 | Gas | Oil |  |  | 1979.657142857143 | City of Laurel - (NE) | U.S. Energy Information Administration | http://www.eia.gov/electricity/data/browser/ | U.S. Energy Information Administration |  | 2019 | 0.015 | 0.002 | 0.0 | 0.0 | 0.009000000000000001 | 0.004 | 0.006 | U.S. Energy Information Administration |  |  |  |  | 12.34 | WIND-V1 | WIND-V1 | WIND-V1 | WIND-V1 | WIND-V1
USA | United States of America | Electrifarm |  | USA0006063 | 264.1 | 42.4407 | -92.4205 | Gas | Oil |  |  | 1977.1912154486936 | MidAmerican Energy Co | U.S. Energy Information Administration | http://www.eia.gov/electricity/data/browser/ | U.S. Energy Information Administration | 26317 | 2019 | 0.0 | 23.785 | 8.773 | 10.865 | 8.009 | 0.0 | 1.023 | U.S. Energy Information Administration |  |  |  |  | 931.34 | WIND-V1 | WIND-V1 | WIND-V1 | WIND-V1 | WIND-V1
USA | United States of America | Cornell University Central Heat |  | USA0050368 | 39.5 | 42.4428 | -76.4764 | Gas | Oil |  |  | 2005.8227848101267 | Cornell University | U.S. Energy Information Administration | http://www.eia.gov/electricity/data/browser/ | U.S. Energy Information Administration | 17687 | 2019 | 0.0 | 0.0 | 258.147003 | 259.517 | 251.584005 | 261.867003 | 242.624 | U.S. Energy Information Administration |  |  |  |  | 139.29 | NO-ESTIMATION | NO-ESTIMATION | NO-ESTIMATION | NO-ESTIMATION | CAPACITY-FACTOR-V1
USA | United States of America | General Electric Aircraft Engines |  | USA0010029 | 34.6 | 42.4500 | -70.9739 | Gas | Oil | Solar |  | 1961.7254335260113 | General Electric Aircraft Engines | U.S. Energy Information Administration | http://www.eia.gov/electricity/data/browser/ | U.S. Energy Information Administration |  | 2019 | 0.0 | 0.0 | 0.0 | 0.0 | 62.284 | 61.785 | 53.911 | U.S. Energy Information Administration |  |  |  |  | 122.01 | NO-ESTIMATION | NO-ESTIMATION | NO-ESTIMATION | NO-ESTIMATION | CAPACITY-FACTOR-V1
USA | United States of America | Northeast (MI) |  | USA0001734 | 129.8 | 42.4500 | -83.0381 | Gas | Oil |  |  | 1968.6579352850536 | DTE Electric Company | U.S. Energy Information Administration | http://www.eia.gov/electricity/data/browser/ | U.S. Energy Information Administration | 18395 | 2019 | 0.528 | 0.49000000000000005 | 0.19 | 1.16 | 2.67 | 6.556 | 1.09 | U.S. Energy Information Administration |  |  |  |  | 457.73 | NO-ESTIMATION | NO-ESTIMATION | NO-ESTIMATION | NO-ESTIMATION | CAPACITY-FACTOR-V1
USA | United States of America | Pittsfield Generating LP |  | USA0050002 | 175.5 | 42.4564 | -73.2181 | Gas | Oil |  |  | 1990.0 | Pittsfield Generating Company LP | U.S. Energy Information Administration | http://www.eia.gov/electricity/data/browser/ | U.S. Energy Information Administration | 20792 | 2019 | 229.681 | 144.036 | 259.32299700000004 | 247.26100100000002 | 162.967002 | 117.95500000000001 | 80.162 | U.S. Energy Information Administration |  |  |  |  | 618.89 | NO-ESTIMATION | NO-ESTIMATION | NO-ESTIMATION | NO-ESTIMATION | CAPACITY-FACTOR-V1
USA | United States of America | Otsego Mill Power Plant |  | USA0055799 | 21.2 | 42.4628 | -85.6961 | Gas |  |  |  | 1995.0 | Otsego Paper Inc | U.S. Energy Information Administration | http://www.eia.gov/electricity/data/browser/ | U.S. Energy Information Administration |  | 2019 | 70.282 | 98.561 | 110.272 | 114.11800000000001 | 126.32102 | 123.35358000000001 | 139.7627 | U.S. Energy Information Administration |  |  |  |  | 74.76 | HYDRO-V1 | HYDRO-V1 | HYDRO-V1 | HYDRO-V1 | HYDRO-V1
USA | United States of America | Zion Energy Center |  | USA0055392 | 596.7 | 42.4776 | -87.8950 | Gas | Oil |  |  | 2002.3333333333333 | Zion Energy LLC | U.S. Energy Information Administration | http://www.eia.gov/electricity/data/browser/ | U.S. Energy Information Administration | 49140 | 2019 | 0.0 | 63.656000000000006 | 132.43400499999998 | 435.49399900000003 | 0.0 | 522.427997 | 597.39 | U.S. Energy Information Administration |  |  |  |  | 2104.25 | NO-ESTIMATION | NO-ESTIMATION | NO-ESTIMATION | NO-ESTIMATION | CAPACITY-FACTOR-V1
USA | United States of America | Allegany Cogen |  | USA0007784 | 67 | 42.5027 | -78.0686 | Gas |  |  |  | 1994.0 | Allegany Generating Station LLC | U.S. Energy Information Administration | http://www.eia.gov/electricity/data/browser/ | U.S. Energy Information Administration |  | 2019 | 0.372 | 96.844 | 106.333 | 86.953 | 33.141999999999996 | 36.224000000000004 | 17.817 | U.S. Energy Information Administration |  |  |  |  | 236.27 | NO-ESTIMATION | NO-ESTIMATION | NO-ESTIMATION | NO-ESTIMATION | CAPACITY-FACTOR-V1
USA | United States of America | Gas Turbine (IA) |  | USA0001130 | 43.4 | 42.5120 | -92.4760 | Gas | Oil |  |  | 1985.548387096774 | Cedar Falls Utilities | U.S. Energy Information Administration | http://www.eia.gov/electricity/data/browser/ | U.S. Energy Information Administration |  | 2019 | 0.0 | 0.0 | 0.0 | 0.0 | 0.0 | 0.0 | -0.471 | U.S. Energy Information Administration |  |  |  |  | 153.04 | NO-ESTIMATION | NO-ESTIMATION | NO-ESTIMATION | NO-ESTIMATION | CAPACITY-FACTOR-V1
USA | United States of America | University of Northern Iowa |  | USA0050088 | 7.5 | 42.5136 | -92.4591 | Gas | Petcoke | Oil |  | 1982.0 | University of Northern Iowa | U.S. Energy Information Administration | http://www.eia.gov/electricity/data/browser/ | U.S. Energy Information Administration | 49792 | 2019 | 13.870000000000001 | 13.413 | 12.649000000000001 | 13.071 | 13.965 | 11.951 | 20.072 | U.S. Energy Information Administration |  |  |  |  | 26.44 | NO-ESTIMATION | NO-ESTIMATION | NO-ESTIMATION | NO-ESTIMATION | CAPACITY-FACTOR-V1
USA | United States of America | Rousselot Inc |  | USA0050955 | 6.7 | 42.5217 | -70.9387 | Gas | Oil |  |  | 1959.1492537313432 | Rousselot Inc | U.S. Energy Information Administration | http://www.eia.gov/electricity/data/browser/ | U.S. Energy Information Administration |  | 2019 | 17.314 | 17.436 | 15.874 | 16.683 | 14.637 | 16.024 | 16.513 | U.S. Energy Information Administration |  |  |  |  | 23.62 | NO-ESTIMATION | NO-ESTIMATION | NO-ESTIMATION | NO-ESTIMATION | CAPACITY-FACTOR-V1
USA | United States of America | Salem Harbor Station NGCC |  | USA0060903 | 798.2 | 42.5255 | -70.8782 | Gas |  |  |  | 2018.0 | Footprint Salem Harbor Development LP | U.S. Energy Information Administration | http://www.eia.gov/electricity/data/browser/ | U.S. Energy Information Administration |  | 2019 | [5 empty] | 873.759 | 534.128 | U.S. Energy Information Administration |  |  |  |  | 2814.84 | NO-ESTIMATION | NO-ESTIMATION | NO-ESTIMATION | NO-ESTIMATION | CAPACITY-FACTOR-V1
USA | United States of America | Streeter Station |  | USA0001131 | 51.5 | 42.5267 | -92.4394 | Gas | Coal | Waste | Biomass | 1969.7961165048544 | Cedar Falls Utilities | U.S. Energy Information Administration | http://www.eia.gov/electricity/data/browser/ | U.S. Energy Information Administration | 15757 | 2019 | 0.0 | 0.0 | 0.0 | 0.0 | 0.0 | 0.0 | 0.846 | U.S. Energy Information Administration |  |  |  |  | 181.61 | NO-ESTIMATION | NO-ESTIMATION | NO-ESTIMATION | NO-ESTIMATION | CAPACITY-FACTOR-V1
USA | United States of America | Castleton Energy Center |  | USA0010190 | 72 | 42.5375 | -73.7433 | Gas | Oil |  |  | 1992.0 | Fortistar Castleton Power | U.S. Energy Information Administration | http://www.eia.gov/electricity/data/browser/ | U.S. Energy Information Administration | 23942 | 2019 | 105.63710999999999 | 229.36799599999998 | 283.83499900000004 | 264.880004 | 156.869001 | 130.602 | 129.475 | U.S. Energy Information Administration |  |  |  |  | 253.9 | NO-ESTIMATION | NO-ESTIMATION | NO-ESTIMATION | NO-ESTIMATION | CAPACITY-FACTOR-V1
USA | United States of America | Waters River |  | USA0001678 | 64.9 | 42.5429 | -70.9283 | Gas | Oil |  |  | 1984.0924499229584 | City of Peabody - (MA) | U.S. Energy Information Administration | http://www.eia.gov/electricity/data/browser/ | U.S. Energy Information Administration | 29794 | 2019 | 7.152000000000001 | 10.647 | 10.578 | 6.132000000000001 | 14.306000000000001 | 4.76 | 2.173 | U.S. Energy Information Administration |  |  |  |  | 228.86 | NO-ESTIMATION | NO-ESTIMATION | NO-ESTIMATION | NO-ESTIMATION | CAPACITY-FACTOR-V1
USA | United States of America | Beloit Memorial Hospital Power Plant |  | USA0062117 | 3 | 42.5486 | -89.0083 | Gas | Oil |  |  | 2000.0 | Beloit Memorial Hospital | U.S. Energy Information Administration | http://www.eia.gov/electricity/data/browser/ | U.S. Energy Information Administration |  | 2019 | [5 empty] | 0.045 | 0.073 | U.S. Energy Information Administration |  |  |  |  | 10.57 | HYDRO-V1 | HYDRO-V1 | HYDRO-V1 | HYDRO-V1 | HYDRO-V1
USA | United States of America | Hancock |  | USA0001730 | 121.6 | 42.5497 | -83.4425 | Gas |  |  |  | 1967.6875 | DTE Electric Company | U.S. Energy Information Administration | http://www.eia.gov/electricity/data/browser/ | U.S. Energy Information Administration | 18389 | 2019 | 1.7870000000000001 | 6.482 | -0.08600000000000001 | 7.8180000000000005 | 6.78 | 11.98 | 5.327 | U.S. Energy Information Administration |  |  |  |  | 428.82 | HYDRO-V1 | HYDRO-V1 | HYDRO-V1 | HYDRO-V1 | HYDRO-V1
USA | United States of America | Newark America Mill |  | USA0057103 | 6.3 | 42.5610 | -71.8488 | Gas | Oil |  |  | 2007.0000000000002 | Newark America | U.S. Energy Information Administration | http://www.eia.gov/electricity/data/browser/ | U.S. Energy Information Administration | 65254 | 2019 | 0.0 | 0.0 | 0.0 | 0.0 | 0.0 | 0.0 | 0 | U.S. Energy Information Administration |  |  |  |  | 22.21 | HYDRO-V1 | HYDRO-V1 | HYDRO-V1 | HYDRO-V1 | HYDRO-V1
USA | United States of America | Simonds |  | USA0058945 | 1.8 | 42.5678 | -71.7739 | Gas |  |  |  | 2012.0000000000005 | Simonds Saw LLC | U.S. Energy Information Administration | http://www.eia.gov/electricity/data/browser/ | U.S. Energy Information Administration | 64056 | 2019 | 12.0 | 11.233 | 11.22 | 9.418000000000001 | 12.211 | 11.58 | 4.57 | U.S. Energy Information Administration |  |  |  |  | 6.34 | NO-ESTIMATION | NO-ESTIMATION | NO-ESTIMATION | NO-ESTIMATION | CAPACITY-FACTOR-V1
USA | United States of America | Selkirk Cogen |  | USA0010725 | 446 | 42.5744 | -73.8592 | Gas | Oil |  |  | 1993.519282511211 | Selkirk Cogen Partners LP | U.S. Energy Information Administration | http://www.eia.gov/electricity/data/browser/ | U.S. Energy Information Administration | 20793 | 2019 | 1969.744 | 0.0 | 0.0 | 0.0 | 0.0 | 0.0 | 118.649 | U.S. Energy Information Administration |  |  |  |  | 1572.81 | HYDRO-V1 | HYDRO-V1 | HYDRO-V1 | HYDRO-V1 | HYDRO-V1
USA | United States of America | Rock River |  | USA0004057 | 168.9 | 42.5831 | -89.0259 | Gas |  |  |  | 1970.5701598579044 | Wisconsin Power & Light Co | U.S. Energy Information Administration | http://www.eia.gov/electricity/data/browser/ | U.S. Energy Information Administration | 37233 | 2019 | 0.0 | 0.0 | 0.0 | 0.0 | 0.0 | 0.0 | 2.772 | U.S. Energy Information Administration |  |  |  |  | 595.62 | HYDRO-V1 | HYDRO-V1 | HYDRO-V1 | HYDRO-V1 | HYDRO-V1
USA | United States of America | Riverside Energy Center |  | USA0055641 | 674.9 | 42.5831 | -89.0358 | Gas |  |  |  | 2003.9999999999998 | Wisconsin Power & Light Co | U.S. Energy Information Administration | http://www.eia.gov/electricity/data/browser/ | U.S. Energy Information Administration | 49135 | 2019 | 1178.929 | 0.0 | 2708.067 | 2290.661 | 1274.798 | 2839.949 | 4042.588 | U.S. Energy Information Administration |  |  |  |  | 2380.03 | NO-ESTIMATION | NO-ESTIMATION | NO-ESTIMATION | NO-ESTIMATION | CAPACITY-FACTOR-V1
USA | United States of America | Bethlehem Energy Center |  | USA0002539 | 893.1 | 42.5942 | -73.7638 | Gas | Oil |  |  | 2004.9999999999998 | PSEG Power New York Inc | U.S. Energy Information Administration | http://www.eia.gov/electricity/data/browser/ | U.S. Energy Information Administration | 48462 | 2019 | 0.0 | 0.0 | 0.0 | 0.0 | 0.0 | 0.0 | 4544.459 | U.S. Energy Information Administration |  |  |  |  | 3149.51 | WIND-V1 | WIND-V1 | WIND-V1 | WIND-V1 | WIND-V1
USA | United States of America | Erving Paper Mills |  | USA0054228 | 6.2 | 42.5983 | -72.3875 | Gas | Oil | Other |  | 2014.9032258064517 | Erving Paper Mills Inc | U.S. Energy Information Administration | http://www.eia.gov/electricity/data/browser/ | U.S. Energy Information Administration |  | 2019 |  |  | 4.21885 | 42.097460000000005 | 41.639680000000006 | 41.89612000000001 | 41.8575 | U.S. Energy Information Administration |  |  |  |  | 21.86 | HYDRO-V1 | HYDRO-V1 | HYDRO-V1 | HYDRO-V1 | HYDRO-V1
USA | United States of America | West Groton CHP |  | USA0060276 | 4.1 | 42.6134 | -71.6338 | Gas |  |  |  | 2015.9999999999998 | Hollingsworth & Vose Co West Groton | U.S. Energy Information Administration | http://www.eia.gov/electricity/data/browser/ | U.S. Energy Information Administration |  | 2019 |  |  | 0.241 | 19.087 | 20.343 | 22.271 | 21.988 | U.S. Energy Information Administration |  |  |  |  | 14.45 | NO-ESTIMATION | NO-ESTIMATION | NO-ESTIMATION | NO-ESTIMATION | CAPACITY-FACTOR-V1
USA | United States of America | Empire Generating Co LLC |  | USA0056259 | 653.7 | 42.6252 | -73.7500 | Gas | Oil |  |  | 2009.9999999999998 | Empire Generating Co LLC | U.S. Energy Information Administration | http://www.eia.gov/electricity/data/browser/ | U.S. Energy Information Administration | 47476 | 2019 | 2869.969033 | 2725.094993 | 0.0 | 0.0 | 0.0 | 2184.695992 | 2463.914 | U.S. Energy Information Administration |  |  |  |  | 2305.27 | WIND-V1 | WIND-V1 | WIND-V1 | WIND-V1 | WIND-V1
USA | United States of America | Rensselaer Cogen |  | USA0054034 | 88.2 | 42.6253 | -73.7500 | Gas | Oil |  |  | 1993.9999999999998 | Rensselaer Generating LLC | U.S. Energy Information Administration | http://www.eia.gov/electricity/data/browser/ | U.S. Energy Information Administration | 24820 | 2019 | 0.0 | 0.0 | 0.0 | 0.0 | 0.0 | 0.0 | 3.478 | U.S. Energy Information Administration |  |  |  |  | 311.03 | NO-ESTIMATION | NO-ESTIMATION | NO-ESTIMATION | NO-ESTIMATION | CAPACITY-FACTOR-V1
USA | United States of America | Tanner Street Generation |  | USA0054586 | 85 | 42.6321 | -71.3132 | Gas | Oil |  |  | 2002.8988235294116 | Bicent Power | U.S. Energy Information Administration | http://www.eia.gov/electricity/data/browser/ | U.S. Energy Information Administration |  | 2019 | 53.53333 | 98.11356 | 140.49383 | 90.991 | 58.33 | 36.768 | 13.281 | U.S. Energy Information Administration |  |  |  |  | 299.75 | NO-ESTIMATION | NO-ESTIMATION | NO-ESTIMATION | NO-ESTIMATION | CAPACITY-FACTOR-V1
USA | United States of America | Indeck Silver Springs Energy Center |  | USA0050449 | 56.6 | 42.6544 | -78.0772 | Gas | Oil |  |  | 1991.0 | Indeck-Energy Serv Silver Spg | U.S. Energy Information Administration | http://www.eia.gov/electricity/data/browser/ | U.S. Energy Information Administration | 22946 | 2019 | 0.0 | 37.22666 | 112.07865000000001 | 81.72541 | 0.0 | 78.34205 | 43.1107 | U.S. Energy Information Administration |  |  |  |  | 199.59 | NO-ESTIMATION | NO-ESTIMATION | NO-ESTIMATION | NO-ESTIMATION | CAPACITY-FACTOR-V1
USA | United States of America | Albany Medical Ctr Cogen Plant |  | USA0059453 | 4.6 | 42.6550 | -73.7777 | Gas |  |  |  | 2013.0 | Albany Medical Center | U.S. Energy Information Administration | http://www.eia.gov/electricity/data/browser/ | U.S. Energy Information Administration | 67931 | 2019 |  | 29.866 | 31.471 | 32.284 | 31.435000000000002 | 32.054 | 27.594 | U.S. Energy Information Administration |  |  |  |  | 16.22 | NO-ESTIMATION | NO-ESTIMATION | NO-ESTIMATION | NO-ESTIMATION | CAPACITY-FACTOR-V1
USA | United States of America | Paris (WI) |  | USA0007270 | 381.6 | 42.6658 | -88.0131 | Gas | Oil |  |  | 1994.9999999999998 | Wisconsin Electric Power Co | U.S. Energy Information Administration | http://www.eia.gov/electricity/data/browser/ | U.S. Energy Information Administration | 37199 | 2019 | 0.0 | 19.092 | 120.759996 | 160.537 | 102.37099599999999 | 89.68599999999999 | 87.897 | U.S. Energy Information Administration |  |  |  |  | 1345.71 | NO-ESTIMATION | NO-ESTIMATION | NO-ESTIMATION | NO-ESTIMATION | CAPACITY-FACTOR-V1
USA | United States of America | Greenidge Generation LLC |  | USA0002527 | 112 | 42.6789 | -76.9483 | Gas | Waste |  |  | 1954.0 | Greenidge Generation Holdings LLC | U.S. Energy Information Administration | http://www.eia.gov/electricity/data/browser/ | U.S. Energy Information Administration |  | 2019 | 0.0 | 0.0 | 0.0 | 0.0 | 0.0 | 0.0 | 55.675 | U.S. Energy Information Administration |  |  |  |  | 394.96 | NO-ESTIMATION | NO-ESTIMATION | NO-ESTIMATION | NO-ESTIMATION | CAPACITY-FACTOR-V1
USA | United States of America | Par Sterile Products |  | USA0050318 | 2.8 | 42.6837 | -83.1143 | Gas |  |  |  | 1985.9999999999998 | JHP Pharmaceuticals LLC | U.S. Energy Information Administration | http://www.eia.gov/electricity/data/browser/ | U.S. Energy Information Administration |  | 2019 | 0.0 | 0.0 | 0.0 | 0.0 | 0.0 | 0.0 | 0 | U.S. Energy Information Administration |  |  |  |  | 9.87 | NO-ESTIMATION | NO-ESTIMATION | NO-ESTIMATION | NO-ESTIMATION | CAPACITY-FACTOR-V1
USA | United States of America | HVCC Cogen Plant |  | USA0058186 | 8.1 | 42.6969 | -73.6800 | Gas | Oil |  |  | 2004.1728395061727 | Hudson Valley Community College | U.S. Energy Information Administration | http://www.eia.gov/electricity/data/browser/ | U.S. Energy Information Administration | 55853 | 2019 | 15.290000000000001 | 13.965000000000002 | 14.627 | 14.899000000000001 | 13.258000000000001 | 12.847 | 12.508 | U.S. Energy Information Administration |  |  |  |  | 28.56 | NO-ESTIMATION | NO-ESTIMATION | NO-ESTIMATION | NO-ESTIMATION | CAPACITY-FACTOR-V1
USA | United States of America | High Street Station |  | USA0001670 | 10.9 | 42.6986 | -70.8697 | Gas | Oil |  |  | 1968.4770642201836 | Town of Ipswich - (MA) | U.S. Energy Information Administration | http://www.eia.gov/electricity/data/browser/ | U.S. Energy Information Administration |  | 2019 | 0.504 | 0.619 | 0.127 | 0.125 | 0.15600000000000003 | 0.236 | -0.181 | U.S. Energy Information Administration |  |  |  |  | 38.43 | HYDRO-V1 | HYDRO-V1 | HYDRO-V1 | HYDRO-V1 | HYDRO-V1
USA | United States of America | T B Simon Power Plant |  | USA0010328 | 99.3 | 42.7178 | -84.4836 | Gas |  |  |  | 1988.4974823766363 | Michigan State University | U.S. Energy Information Administration | http://www.eia.gov/electricity/data/browser/ | U.S. Energy Information Administration | 26238 | 2019 | 303.385719 | 292.661629 | 302.76175800000004 | 311.608724 | 288.96241000000003 | 300.11933999999997 | 306.3583 | U.S. Energy Information Administration |  |  |  |  | 350.18 | NO-ESTIMATION | NO-ESTIMATION | NO-ESTIMATION | NO-ESTIMATION | CAPACITY-FACTOR-V1
USA | United States of America | Lansing BWL REO Town Plant |  | USA0058427 | 98 | 42.7197 | -84.5517 | Gas |  |  |  | 2013.0 | Lansing Board of Water and Light | U.S. Energy Information Administration | http://www.eia.gov/electricity/data/browser/ | U.S. Energy Information Administration | 61935 | 2019 | 185.479 | 474.08500000000004 | 475.71200000000005 | 526.775 | 466.78 | 534.062 | 542.088 | U.S. Energy Information Administration |  |  |  |  | 345.59 | NO-ESTIMATION | SOLAR-V1 | SOLAR-V1 | SOLAR-V1 | SOLAR-V1
USA | United States of America | Claude Vandyke |  | USA0001880 | 24.8 | 42.7310 | -85.8551 | Gas |  |  |  | 2001.0 | Wolverine Power Supply Coop | U.S. Energy Information Administration | http://www.eia.gov/electricity/data/browser/ | U.S. Energy Information Administration | 37312 | 2019 | 2.736 | 0.5479999999999999 | 0.486 | 13.889000000000001 | 6.323 | 9.172 | 3.141 | U.S. Energy Information Administration |  |  |  |  | 87.45 | NO-ESTIMATION | NO-ESTIMATION | SOLAR-V1 | SOLAR-V1 | SOLAR-V1
USA | United States of America | Big Sand Draw Plant |  | USA0060130 | 8 | 42.7527 | -108.1697 | Gas |  |  |  | 2015.0 | Devon Energy Production Co | U.S. Energy Information Administration | http://www.eia.gov/electricity/data/browser/ | U.S. Energy Information Administration |  | 2019 |  |  | 8.70534 | 24.806 | 27.57094 | 29.73 | 26.685 | U.S. Energy Information Administration |  |  |  |  | 28.21 | NO-ESTIMATION | NO-ESTIMATION | NO-ESTIMATION | NO-ESTIMATION | CAPACITY-FACTOR-V1
USA | United States of America | 491 E 48th Street |  | USA0007268 | 161.7 | 42.7553 | -86.0853 | Gas | Oil |  |  | 1996.1311069882502 | City of Holland | U.S. Energy Information Administration | http://www.eia.gov/electricity/data/browser/ | U.S. Energy Information Administration | 22235 | 2019 | 14.308 | 14.985000000000001 | 0.0 | 14.033999999999999 | 0.0 | 50.703 | 21.103 | U.S. Energy Information Administration |  |  |  |  | 570.23 | NO-ESTIMATION | NO-ESTIMATION | NO-ESTIMATION | NO-ESTIMATION | CAPACITY-FACTOR-V1
USA | United States of America | Dean |  | USA0055718 | 357.6 | 42.7725 | -82.4953 | Gas |  |  |  | 2002.0 | DTE Electric Company | U.S. Energy Information Administration | http://www.eia.gov/electricity/data/browser/ | U.S. Energy Information Administration |  | 2019 | 82.08 | 6.996 | 16.173000000000002 | 293.125 | 120.047 | 266.109 | 269.245 | U.S. Energy Information Administration |  |  |  |  | 1261.07 | NO-ESTIMATION | NO-ESTIMATION | NO-ESTIMATION | NO-ESTIMATION | CAPACITY-FACTOR-V1
USA | United States of America | Holland Energy Park |  | USA0059093 | 149.4 | 42.7925 | -86.0922 | Gas |  |  |  | 2016.9999999999998 | City of Holland | U.S. Energy Information Administration | http://www.eia.gov/electricity/data/browser/ | U.S. Energy Information Administration |  | 2019 |  |  |  |  | 369.612 | 863.9069999999999 | 899.857 | U.S. Energy Information Administration |  |  |  |  | 526.85 | NO-ESTIMATION | NO-ESTIMATION | NO-ESTIMATION | NO-ESTIMATION | WIND-V1
USA | United States of America | Zeeland |  | USA0001867 | 22.3 | 42.8067 | -86.0558 | Gas | Oil |  |  | 1972.0493273542602 | City of Zeeland - (MI) | U.S. Energy Information Administration | http://www.eia.gov/electricity/data/browser/ | U.S. Energy Information Administration | 37616 | 2019 | 1.00548 | -0.344 | -0.194 | 0.05 | 0.363 | 0.257 | 0.269 | U.S. Energy Information Administration |  |  |  |  | 78.64 | NO-ESTIMATION | NO-ESTIMATION | NO-ESTIMATION | SOLAR-V1 | SOLAR-V1
USA | United States of America | Municipal Power Plant |  | USA0056504 | 2 | 42.8129 | -86.0335 | Gas |  |  |  | 2002.0 | City of Zeeland - (MI) | U.S. Energy Information Administration | http://www.eia.gov/electricity/data/browser/ | U.S. Energy Information Administration |  | 2019 | 0.058 | 0.038 | 0.036000000000000004 | 0.194 | 0.112 | 0.135 | 0.136 | U.S. Energy Information Administration |  |  |  |  | 7.05 | NO-ESTIMATION | NO-ESTIMATION | NO-ESTIMATION | NO-ESTIMATION | CAPACITY-FACTOR-V1
USA | United States of America | Cargill Salt |  | USA0054965 | 4.2 | 42.8183 | -82.4856 | Gas |  |  |  | 1993.666666666667 | Cargill Inc | U.S. Energy Information Administration | http://www.eia.gov/electricity/data/browser/ | U.S. Energy Information Administration | 57263 | 2019 | 10.4469 | 10.737900000000002 | 0.0 | 0.0 | 0.0 | 0.0 | 6.1915 | U.S. Energy Information Administration |  |  |  |  | 14.81 | HYDRO-V1 | HYDRO-V1 | HYDRO-V1 | HYDRO-V1 | HYDRO-V1
USA | United States of America | Zeeland Generating Station |  | USA0055087 | 968.2 | 42.8206 | -85.9975 | Gas |  |  |  | 2001.6102045032017 | Consumers Energy Co | U.S. Energy Information Administration | http://www.eia.gov/electricity/data/browser/ | U.S. Energy Information Administration | 46817 | 2019 | 1380.35 | 1999.5099999999998 | 3471.259 | 4000.792 | 3212.419 | 3156.472 | 4075.661 | U.S. Energy Information Administration |  |  |  |  | 3414.35 | NO-ESTIMATION | NO-ESTIMATION | NO-ESTIMATION | NO-ESTIMATION | CAPACITY-FACTOR-V1
USA | United States of America | Riley Generating Station |  | USA0056503 | 10 | 42.8333 | -86.0053 | Gas |  |  |  | 2006.0 | City of Zeeland - (MI) | U.S. Energy Information Administration | http://www.eia.gov/electricity/data/browser/ | U.S. Energy Information Administration | 54625 | 2019 | 0.39 | 0.07100000000000001 | 0.192 | 0.795 | 0.754 | 1.367 | 1.774 | U.S. Energy Information Administration |  |  |  |  | 35.26 | NO-ESTIMATION | NO-ESTIMATION | NO-ESTIMATION | NO-ESTIMATION | CAPACITY-FACTOR-V1
USA | United States of America | Sheepskin |  | USA0004059 | 41.7 | 42.8347 | -89.1108 | Gas |  |  |  | 1971.0000000000002 | Wisconsin Power & Light Co | U.S. Energy Information Administration | http://www.eia.gov/electricity/data/browser/ | U.S. Energy Information Administration | 37236 | 2019 | 0.551 | 0.10300000000000001 | 0.717 | 1.247 | 2.797 | 2.148 | 0.565 | U.S. Energy Information Administration |  |  |  |  | 147.05 | NO-ESTIMATION | NO-ESTIMATION | SOLAR-V1 | SOLAR-V1 | SOLAR-V1
USA | United States of America | Beaver Creek Gas Plant |  | USA0055278 | 5.9 | 42.8475 | -108.3136 | Gas | Cogeneration |  |  | 1992.5762711864406 | Devon Energy Production Co | U.S. Energy Information Administration | http://www.eia.gov/electricity/data/browser/ | U.S. Energy Information Administration |  | 2019 | 13.3427 | 17.69194 | 0.0 | 25.788 | 0.0 | 0.0 | 30.4349 | U.S. Energy Information Administration |  |  |  |  | 20.8 | NO-ESTIMATION | NO-ESTIMATION | NO-ESTIMATION | SOLAR-V1 | SOLAR-V1
USA | United States of America | LSP-Whitewater LP |  | USA0055011 | 283.5 | 42.8555 | -88.7299 | Gas | Oil |  |  | 1997.0 | Whitewater Operating Services LLC | U.S. Energy Information Administration | http://www.eia.gov/electricity/data/browser/ | U.S. Energy Information Administration | 25199 | 2019 | 690.897004 | 705.4540010000001 | 622.374007 | 873.0360019999999 | 645.798448 | 753.058529 | 822.8403 | U.S. Energy Information Administration |  |  |  |  | 999.76 | NO-ESTIMATION | NO-ESTIMATION | SOLAR-V1 | SOLAR-V1 | SOLAR-V1
USA | United States of America | General Mills Inc |  | USA0054564 | 3.8 | 42.8710 | -78.8755 | Gas |  |  |  | 1989.0 | General Mills Inc | U.S. Energy Information Administration | http://www.eia.gov/electricity/data/browser/ | U.S. Energy Information Administration | 20868 | 2019 | 1.545 | 0.48 | 3.476 | 7.476 |  | 1.61798 | 0 | U.S. Energy Information Administration |  |  |  |  | 13.4 | NO-ESTIMATION | NO-ESTIMATION | NO-ESTIMATION | NO-ESTIMATION | SOLAR-V1
USA | United States of America | Yankton |  | USA0008034 | 13.4 | 42.8933 | -97.3533 | Gas | Oil |  |  | 1972.8432835820895 | NorthWestern Energy - (SD) | U.S. Energy Information Administration | http://www.eia.gov/electricity/data/browser/ | U.S. Energy Information Administration | 28434 | 2019 | -0.45099999999999996 | -0.381 | -0.52 | -0.305 | -0.26 | -0.298 | -0.323 | U.S. Energy Information Administration |  |  |  |  | 47.25 | NO-ESTIMATION | NO-ESTIMATION | NO-ESTIMATION | NO-ESTIMATION | SOLAR-V1
USA | United States of America | Granite Ridge |  | USA0055170 | 790 | 42.9042 | -71.4261 | Gas |  |  |  | 2003.0 | Granite Ridge Energy LLC | U.S. Energy Information Administration | http://www.eia.gov/electricity/data/browser/ | U.S. Energy Information Administration | 45754 | 2019 | 3367.2439999999997 | 3534.364 | 4686.787 | 3367.594 | 2738.498 | 2177.483 | 3025.595 | U.S. Energy Information Administration |  |  |  |  | 2785.93 | NO-ESTIMATION | NO-ESTIMATION | SOLAR-V1 | SOLAR-V1 | SOLAR-V1
USA | United States of America | Auburn State Street |  | USA0008009 | 7 | 42.9278 | -76.5921 | Gas |  |  |  | 2000.0 | New York State Elec & Gas Corp | U.S. Energy Information Administration | http://www.eia.gov/electricity/data/browser/ | U.S. Energy Information Administration | 56930 | 2019 | 0.094 |  | 0.38 | 0.245 | 0.101 | 0.013000000000000001 | 0.029 | U.S. Energy Information Administration |  |  |  |  | 24.68 | NO-ESTIMATION | NO-ESTIMATION | NO-ESTIMATION | NO-ESTIMATION | NO-ESTIMATION
USA | United States of America | Chatham |  | USA0058254 | 7.3 | 42.9344 | -85.3475 | Gas |  |  |  | 2014.9726027397257 | City of Lowell - (MI) | U.S. Energy Information Administration | http://www.eia.gov/electricity/data/browser/ | U.S. Energy Information Administration |  | 2019 | 0.02352 | 0.04998 | 0.028 | 0.129 | 0.093 | 0.055 | 0.046 | U.S. Energy Information Administration |  |  |  |  | 25.74 | NO-ESTIMATION | NO-ESTIMATION | NO-ESTIMATION | NO-ESTIMATION | CAPACITY-FACTOR-V1
USA | United States of America | Hampton Facility |  | USA0010108 | 5 | 42.9383 | -70.8406 | Gas |  |  |  | 2000.0 | Foss Manufacturing Company LLC | U.S. Energy Information Administration | http://www.eia.gov/electricity/data/browser/ | U.S. Energy Information Administration | 26324 | 2019 | 30.019000000000002 | 30.927 | 31.529 | 32.726000000000006 | 0.0 | 0.0 | 29.838 | U.S. Energy Information Administration |  |  |  |  | 17.63 | NO-ESTIMATION | NO-ESTIMATION | NO-ESTIMATION | NO-ESTIMATION | CAPACITY-FACTOR-V1
USA | United States of America | Ada Cogeneration LP |  | USA0010819 | 33.1 | 42.9627 | -85.4941 | Gas |  |  |  | 1990.0 | Ada Cogeneration Ltd Partnership | U.S. Energy Information Administration | http://www.eia.gov/electricity/data/browser/ | U.S. Energy Information Administration | 21209 | 2019 | 181.253 | 202.987 | 166.84 | 162.129 | 165.704 | 183.679 | 137.129 | U.S. Energy Information Administration |  |  |  |  | 116.72 | NO-ESTIMATION | NO-ESTIMATION | NO-ESTIMATION | NO-ESTIMATION | CAPACITY-FACTOR-V1
USA | United States of America | Indeck Yerkes Energy Center |  | USA0050451 | 59.9 | 42.9671 | -78.9182 | Gas | Oil |  |  | 1989.9999999999998 | Indeck-Yerkes Ltd Partnership | U.S. Energy Information Administration | http://www.eia.gov/electricity/data/browser/ | U.S. Energy Information Administration | 22950 | 2019 | 56.214 | 67.549 | 121.26 | 103.464 | 48.75 | 60.483000000000004 | 25.264 | U.S. Energy Information Administration |  |  |  |  | 211.23 | HYDRO-V1 | HYDRO-V1 | HYDRO-V1 | HYDRO-V1 | HYDRO-V1
USA | United States of America | RockGen Energy Center |  | USA0055391 | 561 | 42.9767 | -89.0492 | Gas | Oil |  |  | 2001.0 | Rockgen Energy LLC | U.S. Energy Information Administration | http://www.eia.gov/electricity/data/browser/ | U.S. Energy Information Administration | 41515 | 2019 | 170.63 | 0.0 | 0.0 | 0.0 | 0.0 | 454.79899800000004 | 486.777 | U.S. Energy Information Administration |  |  |  |  | 1978.36 | NO-ESTIMATION | NO-ESTIMATION | NO-ESTIMATION | NO-ESTIMATION | CAPACITY-FACTOR-V1
USA | United States of America | Batavia Power Plant |  | USA0054593 | 67.3 | 42.9828 | -78.1592 | Gas | Oil |  |  | 1992.0000000000007 | Seneca Power Partners LP | U.S. Energy Information Administration | http://www.eia.gov/electricity/data/browser/ | U.S. Energy Information Administration |  | 2019 | 41.431 | 10.79 | 34.21 | 48.591 | 20.20268 | 34.949 | 9.325 | U.S. Energy Information Administration |  |  |  |  | 237.33 | NO-ESTIMATION | NO-ESTIMATION | NO-ESTIMATION | NO-ESTIMATION | CAPACITY-FACTOR-V1
USA | United States of America | E.B. Eddy Paper Inc |  | USA0058222 | 5 | 42.9896 | -82.4379 | Gas |  |  |  | 1969.0 | E.B. Eddy Paper Inc | U.S. Energy Information Administration | http://www.eia.gov/electricity/data/browser/ | U.S. Energy Information Administration |  | 2019 | 32.53574 | 30.52202 | 30.08164 | 0.0 | 0.0 | 0.0 | 29.77 | U.S. Energy Information Administration |  |  |  |  | 17.63 | NO-ESTIMATION | NO-ESTIMATION | NO-ESTIMATION | NO-ESTIMATION | CAPACITY-FACTOR-V1
USA | United States of America | Fitchburg |  | USA0003991 | 57.6 | 43.0147 | -89.4603 | Gas |  |  |  | 1973.0 | Madison Gas & Electric Co | U.S. Energy Information Administration | http://www.eia.gov/electricity/data/browser/ | U.S. Energy Information Administration | 25373 | 2019 | 0.0 | 0.0 | 0.0 | 0.0 | 0.0 | 0.0 | -0.23 | U.S. Energy Information Administration |  |  |  |  | 203.12 | NO-ESTIMATION | NO-ESTIMATION | NO-ESTIMATION | NO-ESTIMATION | CAPACITY-FACTOR-V1
USA | United States of America | MMSD Jones Island Wastewater |  | USA0054851 | 31.3 | 43.0214 | -87.9014 | Gas | Waste | Oil |  | 1989.5175718849841 | Milwaukee Metro Sewerage Dist | U.S. Energy Information Administration | http://www.eia.gov/electricity/data/browser/ | U.S. Energy Information Administration |  | 2019 | 68.578 | 79.756 | 84.85400000000001 | 90.855 | 0.0 | 89.85000000000001 | 88.748 | U.S. Energy Information Administration |  |  |  |  | 110.37 | NO-ESTIMATION | NO-ESTIMATION | NO-ESTIMATION | NO-ESTIMATION | NO-ESTIMATION
USA | United States of America | Valley (WI) |  | USA0004042 | 274.7 | 43.0303 | -87.9233 | Gas | Oil |  |  | 1968.50491445213 | Wisconsin Electric Power Co | U.S. Energy Information Administration | http://www.eia.gov/electricity/data/browser/ | U.S. Energy Information Administration | 37210 | 2019 | 457.01100399999996 | 543.219 | 505.79100000000005 | 444.31500000000005 | 381.617 | 0.0 | 379.801 | U.S. Energy Information Administration |  |  |  |  | 968.72 | NO-ESTIMATION | NO-ESTIMATION | NO-ESTIMATION | NO-ESTIMATION | NO-ESTIMATION
USA | United States of America | Nine Springs |  | USA0009674 | 16.2 | 43.0386 | -89.3586 | Gas |  |  |  | 1965.0 | Madison Gas & Electric Co | U.S. Energy Information Administration | http://www.eia.gov/electricity/data/browser/ | U.S. Energy Information Administration | 25376 | 2019 | 0.0 | 0.0 | 0.0 | 0.0 | 0.0 | 0.0 | 0.023 | U.S. Energy Information Administration |  |  |  |  | 57.12 | NO-ESTIMATION | NO-ESTIMATION | NO-ESTIMATION | NO-ESTIMATION | NO-ESTIMATION
USA | United States of America | Fortistar North Tonawanda |  | USA0054131 | 65.7 | 43.0483 | -78.8539 | Gas | Oil |  |  | 1993.0 | North American Energy Services | U.S. Energy Information Administration | http://www.eia.gov/electricity/data/browser/ | U.S. Energy Information Administration | 29301 | 2019 | 0.0 | 0.0 | 0.0 | 0.0 | 0.0 | 0.0 | 17.791 | U.S. Energy Information Administration |  |  |  |  | 231.69 | NO-ESTIMATION | NO-ESTIMATION | NO-ESTIMATION | NO-ESTIMATION | NO-ESTIMATION
USA | United States of America | Merl Parr |  | USA0001097 | 36 | 43.0563 | -92.6932 | Gas |  |  |  | 1969.0 | MidAmerican Energy Co | U.S. Energy Information Administration | http://www.eia.gov/electricity/data/browser/ | U.S. Energy Information Administration | 26330 | 2019 | 0.0 | 0.0 | 0.0 | 0.0 | 0.0 | 0.0 | -0.27 | U.S. Energy Information Administration |  |  |  |  | 126.95 | NO-ESTIMATION | NO-ESTIMATION | NO-ESTIMATION | NO-ESTIMATION | SOLAR-V1
USA | United States of America | Grand Haven Diesel Plant |  | USA0001826 | 7 | 43.0598 | -86.2379 | Gas | Oil |  |  | 1974.0 | City of Grand Haven - (MI) | U.S. Energy Information Administration | http://www.eia.gov/electricity/data/browser/ | U.S. Energy Information Administration | 21255 | 2019 | 0.04200000000000001 | -0.07600000000000001 | 0.0 | 0.024999999999999998 | 0.089 | 0.062000000000000006 | 0.063 | U.S. Energy Information Administration |  |  |  |  | 24.68 | WIND-V1 | WIND-V1 | WIND-V1 | WIND-V1 | WIND-V1
USA | United States of America | Carr Street Generating Station |  | USA0050978 | 122.6 | 43.0613 | -76.0824 | Gas | Oil |  |  | 1993.0 | Carr Street Generating Sta LP | U.S. Energy Information Administration | http://www.eia.gov/electricity/data/browser/ | U.S. Energy Information Administration | 35738 | 2019 | 41.333 | 0.0 | 307.320002 | 0.0 | 0.0 | 149.281001 | 50.152 | U.S. Energy Information Administration |  |  |  |  | 432.34 | HYDRO-V1 | HYDRO-V1 | HYDRO-V1 | HYDRO-V1 | HYDRO-V1
USA | United States of America | US Gypsum Oakfield |  | USA0050203 | 5.8 | 43.0647 | -78.2972 | Gas |  |  |  | 1986.0 | U S Gypsum Co | U.S. Energy Information Administration | http://www.eia.gov/electricity/data/browser/ | U.S. Energy Information Administration | 35716 | 2019 | 16.89128 | 16.18862 | 21.9667 | 24.049200000000003 | 28.131880000000002 | 23.21914 | 16.8374 | U.S. Energy Information Administration |  |  |  |  | 20.45 | NO-ESTIMATION | NO-ESTIMATION | NO-ESTIMATION | NO-ESTIMATION | CAPACITY-FACTOR-V1
USA | United States of America | CH Resources Syracuse |  | USA0010621 | 102.7 | 43.0664 | -76.2144 | Gas |  |  |  | 1993.9999999999998 | Lakeside Syracuse LLC | U.S. Energy Information Administration | http://www.eia.gov/electricity/data/browser/ | U.S. Energy Information Administration |  | 2019 | 0.0 | 0.0 | 0.0 | 0.0 | 0.0 | 0.0 | 13.628 | U.S. Energy Information Administration |  |  |  |  | 362.17 | WIND-V1 | WIND-V1 | WIND-V1 | WIND-V1 | WIND-V1
USA | United States of America | New Hampton |  | USA0001168 | 26.5 | 43.0689 | -92.3201 | Gas | Oil |  |  | 1982.607547169811 | City of New Hampton - (IA) | U.S. Energy Information Administration | http://www.eia.gov/electricity/data/browser/ | U.S. Energy Information Administration | 27470 | 2019 | 0.375 | 0.486 | 0.374 | 0.506 | 0.21799999999999997 | 0.461 | 0.851 | U.S. Energy Information Administration |  |  |  |  | 93.45 | HYDRO-V1 | HYDRO-V1 | HYDRO-V1 | HYDRO-V1 | HYDRO-V1
USA | United States of America | UW Madison Charter Street Plant |  | USA0054408 | 11 | 43.0700 | -89.4006 | Gas | Oil |  |  | 1965.0 | State of Wisconsin | U.S. Energy Information Administration | http://www.eia.gov/electricity/data/browser/ | U.S. Energy Information Administration | 57477 | 2019 | 0.0 | 0.0 | 0.0 | 0.0 | 0.0 | 0.0 | 0 | U.S. Energy Information Administration |  |  |  |  | 38.79 | WIND-V1 | WIND-V1 | WIND-V1 | WIND-V1 | WIND-V1
USA | United States of America | West Campus Cogeneration Facility |  | USA0007991 | 169.3 | 43.0751 | -89.4251 | Gas | Oil |  |  | 2004.9999999999998 | Madison Gas & Electric Co | U.S. Energy Information Administration | http://www.eia.gov/electricity/data/browser/ | U.S. Energy Information Administration |  | 2019 | 188.137 | 89.377 | 0.0 | 521.641002 | 313.712996 | 0.0 | 369.905 | U.S. Energy Information Administration |  |  |  |  | 597.03 | HYDRO-V1 | HYDRO-V1 | HYDRO-V1 | HYDRO-V1 | HYDRO-V1
USA | United States of America | Blount Street |  | USA0003992 | 100 | 43.0789 | -89.3744 | Gas |  |  |  | 1959.0 | Madison Gas & Electric Co | U.S. Energy Information Administration | http://www.eia.gov/electricity/data/browser/ | U.S. Energy Information Administration | 25372 | 2019 | 0.0 | 0.0 | 0.0 | 0.0 | 0.0 | 0.0 | 43.29 | U.S. Energy Information Administration |  |  |  |  | 352.64 | NO-ESTIMATION | NO-ESTIMATION | NO-ESTIMATION | NO-ESTIMATION | CAPACITY-FACTOR-V1
USA | United States of America | Sterling Power Plant |  | USA0050744 | 65.3 | 43.0803 | -75.6010 | Gas | Oil |  |  | 1991.0000000000005 | Sterling Power Partners LP | U.S. Energy Information Administration | http://www.eia.gov/electricity/data/browser/ | U.S. Energy Information Administration |  | 2019 | 26.92903 | 22.483 | 21.665 | 11.631 | 12.374 | 25.240000000000002 | 7.411 | U.S. Energy Information Administration |  |  |  |  | 230.28 | NO-ESTIMATION | NO-ESTIMATION | NO-ESTIMATION | NO-ESTIMATION | CAPACITY-FACTOR-V1
USA | United States of America | Emery Station |  | USA0008031 | 602.8 | 43.0940 | -93.2922 | Gas |  |  |  | 2004.0000000000005 | Interstate Power and Light Co | U.S. Energy Information Administration | http://www.eia.gov/electricity/data/browser/ | U.S. Energy Information Administration | 50572 | 2019 | 0.0 | 0.0 | 0.0 | 0.0 | 1980.141 | 2447.344 | 2561.894 | U.S. Energy Information Administration |  |  |  |  | 2125.77 | NO-ESTIMATION | NO-ESTIMATION | NO-ESTIMATION | NO-ESTIMATION | CAPACITY-FACTOR-V1
USA | United States of America | Burrstone Energy Center |  | USA0062920 | 3.6 | 43.0953 | -75.2784 | Gas |  |  |  | 2009.0 | Burrstone Energy Center | U.S. Energy Information Administration | http://www.eia.gov/electricity/data/browser/ | U.S. Energy Information Administration |  | 2019 | [6 empty] | 14.963 | U.S. Energy Information Administration |  |  |  |  | 12.69 | NO-ESTIMATION | NO-ESTIMATION | NO-ESTIMATION | NO-ESTIMATION | CAPACITY-FACTOR-V1
USA | United States of America | POET Biorefining - Hudson |  | USA0063918 | 3.6 | 43.0969 | -96.4770 | Gas |  |  |  | 2019.0 | POET Biorefining - Hudson | U.S. Energy Information Administration | http://www.eia.gov/electricity/data/browser/ | U.S. Energy Information Administration |  | 2019 | [6 empty] | 12.421 | U.S. Energy Information Administration |  |  |  |  | 12.69 | NO-ESTIMATION | NO-ESTIMATION | NO-ESTIMATION | NO-ESTIMATION | CAPACITY-FACTOR-V1
USA | United States of America | Newington |  | USA0008002 | 414 | 43.1000 | -70.7908 | Gas | Oil |  |  | 1974.0 | Granite Shore Power | U.S. Energy Information Administration | http://www.eia.gov/electricity/data/browser/ | U.S. Energy Information Administration | 30829 | 2019 | 80.833 | 128.728 | 120.123 | 49.21000000000001 | 44.193 | 114.889 | 5.78 | U.S. Energy Information Administration |  |  |  |  | 1459.96 | NO-ESTIMATION | NO-ESTIMATION | NO-ESTIMATION | NO-ESTIMATION | CAPACITY-FACTOR-V1
USA | United States of America | Monroe Community College Plant |  | USA0058201 | 5.6 | 43.1039 | -77.6103 | Gas |  |  |  | 2004.0 | Monroe County (NY) | U.S. Energy Information Administration | http://www.eia.gov/electricity/data/browser/ | U.S. Energy Information Administration | 50674 | 2019 | 10.046959999999999 | 12.7841 | 13.70334 | 12.803700000000001 | 12.29116 | 11.343 | 10.938 | U.S. Energy Information Administration |  |  |  |  | 19.74 | NO-ESTIMATION | NO-ESTIMATION | NO-ESTIMATION | NO-ESTIMATION | CAPACITY-FACTOR-V1
USA | United States of America | Essential Power Newington LLC |  | USA0055661 | 605.5 | 43.1047 | -70.8061 | Gas | Oil |  |  | 2002.0 | Essential Power Newington LLC | U.S. Energy Information Administration | http://www.eia.gov/electricity/data/browser/ | U.S. Energy Information Administration | 30829 | 2019 | 689.3489979999999 | 939.577002 | 1342.9940040000001 | 1286.473007 | 835.235005 | 804.8689979999999 | 517.809 | U.S. Energy Information Administration |  |  |  |  | 2135.29 | NO-ESTIMATION | NO-ESTIMATION | NO-ESTIMATION | NO-ESTIMATION | CAPACITY-FACTOR-V1
USA | United States of America | Greenwood (MI) |  | USA0006035 | 1071.3 | 43.1056 | -82.6964 | Gas | Oil |  |  | 1983.777373284794 | DTE Electric Company | U.S. Energy Information Administration | http://www.eia.gov/electricity/data/browser/ | U.S. Energy Information Administration | 18391 | 2019 | 369.38000100000005 | 264.77799600000003 | 202.094004 | 529.534999 | 524.970004 | 806.797005 | 947.511 | U.S. Energy Information Administration |  |  |  |  | 3777.93 | NO-ESTIMATION | NO-ESTIMATION | NO-ESTIMATION | NO-ESTIMATION | CAPACITY-FACTOR-V1
USA | United States of America | Iola Powerhouse & Cogeneration Facility |  | USA0062424 | 4.2 | 43.1121 | -77.6138 | Gas |  |  |  | 2004.0000000000002 | Monroe County (NY) | U.S. Energy Information Administration | http://www.eia.gov/electricity/data/browser/ | U.S. Energy Information Administration |  | 2019 | [5 empty] | 10.074 | 9.653 | U.S. Energy Information Administration |  |  |  |  | 14.81 | NO-ESTIMATION | NO-ESTIMATION | NO-ESTIMATION | NO-ESTIMATION | CAPACITY-FACTOR-V1
USA | United States of America | Sycamore (WI) |  | USA0003993 | 41.6 | 43.1133 | -89.3128 | Gas |  |  |  | 1969.701923076923 | Madison Gas & Electric Co | U.S. Energy Information Administration | http://www.eia.gov/electricity/data/browser/ | U.S. Energy Information Administration | 25377 | 2019 | 0.0 | 0.0 | 0.0 | 0.0 | 0.0 | 0.0 | -0.216 | U.S. Energy Information Administration |  |  |  |  | 146.7 | NO-ESTIMATION | NO-ESTIMATION | NO-ESTIMATION | NO-ESTIMATION | CAPACITY-FACTOR-V1
USA | United States of America | University of Rochester |  | USA0058157 | 25.4 | 43.1239 | -77.6289 | Gas | Oil |  |  | 2005.0 | University of Rochester | U.S. Energy Information Administration | http://www.eia.gov/electricity/data/browser/ | U.S. Energy Information Administration |  | 2019 | 55.627 | 38.6836 | 58.403999999999996 | 61.26500000000001 | 62.205000000000005 | 57.323 | 39.0376 | U.S. Energy Information Administration |  |  |  |  | 89.57 | NO-ESTIMATION | NO-ESTIMATION | NO-ESTIMATION | NO-ESTIMATION | CAPACITY-FACTOR-V1
USA | United States of America | Bennett Mountain |  | USA0055733 | 172.8 | 43.1472 | -115.6666 | Gas |  |  |  | 2004.9999999999998 | Idaho Power Co | U.S. Energy Information Administration | http://www.eia.gov/electricity/data/browser/ | U.S. Energy Information Administration | 51858 | 2019 | 80.183 | 70.483 | 157.875 | 103.24000000000001 | 86.409 | 149.15800000000002 | 317.878 | U.S. Energy Information Administration |  |  |  |  | 609.37 | NO-ESTIMATION | NO-ESTIMATION | NO-ESTIMATION | NO-ESTIMATION | CAPACITY-FACTOR-V1
USA | United States of America | Earl F Wisdom |  | USA0001217 | 119.1 | 43.1606 | -95.2569 | Gas | Oil |  |  | 1990.1460957178842 | Corn Belt Power Coop | U.S. Energy Information Administration | http://www.eia.gov/electricity/data/browser/ | U.S. Energy Information Administration | 17675 | 2019 | 74.38 | 0.0 | 0.0 | 0.0 | 0.0 | 0.0 | 20.523 | U.S. Energy Information Administration |  |  |  |  | 420 | NO-ESTIMATION | NO-ESTIMATION | NO-ESTIMATION | NO-ESTIMATION | CAPACITY-FACTOR-V1
USA | United States of America | Lockport Energy Associates LP |  | USA0054041 | 221.3 | 43.1619 | -78.7450 | Gas | Oil |  |  | 1991.9999999999998 | Lockport Energy Associates LP | U.S. Energy Information Administration | http://www.eia.gov/electricity/data/browser/ | U.S. Energy Information Administration |  | 2019 | 0.0 | 0.0 | 289.104618 | 0.0 | 0.0 | 0.0 | 207.5199 | U.S. Energy Information Administration |  |  |  |  | 780.41 | NO-ESTIMATION | NO-ESTIMATION | NO-ESTIMATION | NO-ESTIMATION | CAPACITY-FACTOR-V1
USA | United States of America | Concord |  | USA0007159 | 381.6 | 43.1669 | -88.6900 | Gas | Oil |  |  | 1993.4999999999998 | Wisconsin Electric Power Co | U.S. Energy Information Administration | http://www.eia.gov/electricity/data/browser/ | U.S. Energy Information Administration | 37181 | 2019 | 41.132015 | 46.794 | 85.913 | 101.44099899999999 | 79.543 | 142.66699599999998 | 82.828 | U.S. Energy Information Administration |  |  |  |  | 1345.71 | NO-ESTIMATION | NO-ESTIMATION | NO-ESTIMATION | NO-ESTIMATION | CAPACITY-FACTOR-V1
USA | United States of America | Evander Andrews Power Complex |  | USA0007953 | 270.9 | 43.1792 | -115.7343 | Gas |  |  |  | 2005.6279069767443 | Idaho Power Co | U.S. Energy Information Administration | http://www.eia.gov/electricity/data/browser/ | U.S. Energy Information Administration | 47997 | 2019 | 200.383 | 55.192 | 255.025 | 198.102 | 66.191 | 127.648 | 294.755 | U.S. Energy Information Administration |  |  |  |  | 955.32 | NO-ESTIMATION | NO-ESTIMATION | NO-ESTIMATION | NO-ESTIMATION | CAPACITY-FACTOR-V1
USA | United States of America | Renaissance Power Plant |  | USA0055402 | 782 | 43.1864 | -84.8429 | Gas |  |  |  | 2002.0 | DTE Electric Company | U.S. Energy Information Administration | http://www.eia.gov/electricity/data/browser/ | U.S. Energy Information Administration | 48333 | 2019 | 148.578 | 130.87 | 444.576 | 1041.855 | 276.815 | 912.804 | 742.92 | U.S. Energy Information Administration |  |  |  |  | 2757.71 | NO-ESTIMATION | NO-ESTIMATION | NO-ESTIMATION | WIND-V1 | WIND-V1
USA | United States of America | Lorin Industries |  | USA0060102 | 3.2 | 43.2166 | -86.2144 | Gas |  |  |  | 1990.0 | Lorin Industries | U.S. Energy Information Administration | http://www.eia.gov/electricity/data/browser/ | U.S. Energy Information Administration |  | 2019 |  |  | 10.232180000000001 | 9.72258 | 9.153200000000002 | 9.14046 | 8.085 | U.S. Energy Information Administration |  |  |  |  | 11.28 | NO-ESTIMATION | NO-ESTIMATION | SOLAR-V1 | SOLAR-V1 | SOLAR-V1
USA | United States of America | Indeck Corinth Energy Center |  | USA0050458 | 147 | 43.2500 | -73.8125 | Gas | Oil |  |  | 1995.0 | Indeck-Corinth Ltd Partnership | U.S. Energy Information Administration | http://www.eia.gov/electricity/data/browser/ | U.S. Energy Information Administration | 22936 | 2019 | 904.1289999999999 | 0.0 | 762.006996 | 680.433996 | 671.271999 | 694.237997 | 582.878 | U.S. Energy Information Administration |  |  |  |  | 518.39 | HYDRO-V1 | HYDRO-V1 | HYDRO-V1 | HYDRO-V1 | HYDRO-V1
USA | United States of America | MSC Croswell |  | USA0057950 | 1.3 | 43.2664 | -82.6192 | Gas |  |  |  | 1948.0 | Michigan Sugar Company | U.S. Energy Information Administration | http://www.eia.gov/electricity/data/browser/ | U.S. Energy Information Administration |  | 2019 | 2.03 | 2.327 | 2.17 | 0.0 | 0.0 | 0.0 | 0.021 | U.S. Energy Information Administration |  |  |  |  | 4.58 | HYDRO-V1 | HYDRO-V1 | HYDRO-V1 | HYDRO-V1 | HYDRO-V1
USA | United States of America | Otter Creek Ethanol Poet - Ashton |  | USA0058138 | 7.5 | 43.2750 | -95.8097 | Gas |  |  |  | 2004.0 | Otter Creek Ethanol LLC - Poet Ashton | U.S. Energy Information Administration | http://www.eia.gov/electricity/data/browser/ | U.S. Energy Information Administration |  | 2019 | 41.993 | 45.088 | 45.396 | 46.331 | 47.35164 | 45.3299 | 42.0597 | U.S. Energy Information Administration |  |  |  |  | 26.44 | NO-ESTIMATION | NO-ESTIMATION | NO-ESTIMATION | NO-ESTIMATION | CAPACITY-FACTOR-V1
USA | United States of America | Osage (IA) |  | USA0001172 | 19 | 43.2797 | -92.8106 | Gas | Oil | Solar | Wind | 1985.3368421052633 | City of Osage - (IA) | U.S. Energy Information Administration | http://www.eia.gov/electricity/data/browser/ | U.S. Energy Information Administration | 29182 | 2019 | 4.8420000000000005 | 5.06 | 4.911 | 3.3760000000000003 | 3.573 | 5.118 | 5.169 | U.S. Energy Information Administration |  |  |  |  | 67 | NO-ESTIMATION | NO-ESTIMATION | NO-ESTIMATION | WIND-V1 | WIND-V1
USA | United States of America | POET Biorefining-Hanlontown LLC |  | USA0063832 | 4 | 43.2924 | -93.3928 | Gas |  |  |  | 2019.0 | POET Biorefining-Hanlontown LLC | U.S. Energy Information Administration | http://www.eia.gov/electricity/data/browser/ | U.S. Energy Information Administration |  | 2019 | [6 empty] | 16.792 | U.S. Energy Information Administration |  |  |  |  | 14.1 | NO-ESTIMATION | SOLAR-V1 | SOLAR-V1 | SOLAR-V1 | SOLAR-V1
USA | United States of America | Port Washington Generating Station |  | USA0004040 | 1208.8 | 43.3842 | -87.8689 | Gas |  |  |  | 2006.4999999999998 | Wisconsin Electric Power Co | U.S. Energy Information Administration | http://www.eia.gov/electricity/data/browser/ | U.S. Energy Information Administration | 37200 | 2019 | 3350.7929999999997 | 2943.386 | 4747.453 | 5818.155000000001 | 5231.862 | 5829.109 | 7867.603 | U.S. Energy Information Administration |  |  |  |  | 4262.82 | WIND-V1 | WIND-V1 | WIND-V1 | WIND-V1 | WIND-V1
USA | United States of America | Vestaburg |  | USA0001881 | 23.7 | 43.4016 | -84.9141 | Gas | Oil |  |  | 1972.0000000000002 | Wolverine Power Supply Coop | U.S. Energy Information Administration | http://www.eia.gov/electricity/data/browser/ | U.S. Energy Information Administration | 37314 | 2019 | 0.0 | 0.0 | 0.0 | 0.0 | 0.0 | 0.0 | 1.177 | U.S. Energy Information Administration |  |  |  |  | 83.57 | NO-ESTIMATION | NO-ESTIMATION | NO-ESTIMATION | NO-ESTIMATION | CAPACITY-FACTOR-V1
USA | United States of America | Estherville |  | USA0001137 | 15.6 | 43.4028 | -94.8433 | Gas | Oil |  |  | 1963.2820512820513 | City of Estherville - (IA) | U.S. Energy Information Administration | http://www.eia.gov/electricity/data/browser/ | U.S. Energy Information Administration | 19773 | 2019 | 0.07200000000000001 | 0.157 | 0.038 | 0.067 | 0.019 | 0.043000000000000003 | 0.19 | U.S. Energy Information Administration |  |  |  |  | 55.01 | NO-ESTIMATION | NO-ESTIMATION | NO-ESTIMATION | NO-ESTIMATION | CAPACITY-FACTOR-V1
USA | United States of America | Sibley One |  | USA0001184 | 5.2 | 43.4050 | -95.7261 | Gas | Oil |  |  | 1985.8461538461538 | City of Sibley - (IA) | U.S. Energy Information Administration | http://www.eia.gov/electricity/data/browser/ | U.S. Energy Information Administration | 32607 | 2019 | 0.098 | 0.062 | 0.050960000000000005 | 0.1029 | 0.07644000000000001 | 0.14112 | 0.05782 | U.S. Energy Information Administration |  |  |  |  | 18.33 | SOLAR-V1 | SOLAR-V1 | SOLAR-V1 | SOLAR-V1 | SOLAR-V1
USA | United States of America | Indeck Oswego Energy Center |  | USA0050450 | 57.4 | 43.4717 | -76.4935 | Gas | Oil |  |  | 1989.9999999999998 | Indeck-Oswego Ltd Partnership | U.S. Energy Information Administration | http://www.eia.gov/electricity/data/browser/ | U.S. Energy Information Administration | 22944 | 2019 | 46.844 | 65.294 | 88.781 | 52.785 | 55.818000000000005 | 68.38499999999999 | 24.724 | U.S. Energy Information Administration |  |  |  |  | 202.42 | NO-ESTIMATION | SOLAR-V1 | SOLAR-V1 | SOLAR-V1 | SOLAR-V1
USA | United States of America | POET Biorefining Caro LLC |  | USA0063831 | 3.8 | 43.4729 | -83.4118 | Gas |  |  |  | 2018.0 | POET Biorefining Caro LLC | U.S. Energy Information Administration | http://www.eia.gov/electricity/data/browser/ | U.S. Energy Information Administration |  | 2019 | [6 empty] | 17.6812 | U.S. Energy Information Administration |  |  |  |  | 13.4 | NO-ESTIMATION | NO-ESTIMATION | NO-ESTIMATION | NO-ESTIMATION | CAPACITY-FACTOR-V1
USA | United States of America | Sithe Independence Station |  | USA0054547 | 1086.1 | 43.4950 | -76.4511 | Gas |  |  |  | 1994.0 | Sithe/Independence LLC | U.S. Energy Information Administration | http://www.eia.gov/electricity/data/browser/ | U.S. Energy Information Administration | 32755 | 2019 | 5215.6832 | 5996.3635 | 6451.9308 | 4748.2519 | 4294.1677 | 5274.6068 | 4780.0688 | U.S. Energy Information Administration |  |  |  |  | 3830.12 | NO-ESTIMATION | NO-ESTIMATION | NO-ESTIMATION | NO-ESTIMATION | CAPACITY-FACTOR-V1
USA | United States of America | Water Street Station |  | USA0007398 | 12.6 | 43.5828 | -83.8967 | Gas | Oil |  |  | 1982.190476190476 | City of Bay City - (MI) | U.S. Energy Information Administration | http://www.eia.gov/electricity/data/browser/ | U.S. Energy Information Administration | 34197 | 2019 | 0.5690000000000001 | 0.08499999999999999 | 0.162 | 0.7630000000000001 | 0.723 | 0.781 | 0.68 | U.S. Energy Information Administration |  |  |  |  | 44.43 | NO-ESTIMATION | NO-ESTIMATION | NO-ESTIMATION | NO-ESTIMATION | CAPACITY-FACTOR-V1
USA | United States of America | Midland Cogeneration Venture |  | USA0010745 | 1853.8 | 43.5861 | -84.2242 | Gas | Oil |  |  | 1989.8229043046708 | Midland Cogeneration Venture | U.S. Energy Information Administration | http://www.eia.gov/electricity/data/browser/ | U.S. Energy Information Administration | 16802 | 2019 | 3438.44346 | 3198.8757100000003 | 5710.749900000001 | 7605.2123 | 6387.7439 | 7896.0775 | 8853.0242 | U.S. Energy Information Administration |  |  |  |  | 6537.41 | NO-ESTIMATION | NO-ESTIMATION | NO-ESTIMATION | NO-ESTIMATION | CAPACITY-FACTOR-V1
USA | United States of America | Central Michigan University |  | USA0056190 | 4.8 | 43.5905 | -84.7790 | Gas | Waste | Oil |  | 1990.375 | Central Michigan University | U.S. Energy Information Administration | http://www.eia.gov/electricity/data/browser/ | U.S. Energy Information Administration | 15923 | 2019 | 0.0 | 0.0 | 0.0 | 0.0 | 0.0 | 0.0 | 29.4012 | U.S. Energy Information Administration |  |  |  |  | 16.92 | HYDRO-V1 | HYDRO-V1 | HYDRO-V1 | HYDRO-V1 | HYDRO-V1
USA | United States of America | Henry Station |  | USA0007399 | 15.4 | 43.5951 | -83.8999 | Gas | Oil |  |  | 1993.0 | City of Bay City - (MI) | U.S. Energy Information Administration | http://www.eia.gov/electricity/data/browser/ | U.S. Energy Information Administration |  | 2019 | 0.944 | 0.5599999999999999 | 0.175 | 1.696 | 1.257 | 1.312 | 1.045 | U.S. Energy Information Administration |  |  |  |  | 54.3 | HYDRO-V1 | HYDRO-V1 | HYDRO-V1 | HYDRO-V1 | HYDRO-V1
USA | United States of America | Angus Anson |  | USA0007237 | 405.7 | 43.6035 | -96.6356 | Gas | Oil |  |  | 1998.508996795662 | Northern States Power Co - Minnesota | U.S. Energy Information Administration | http://www.eia.gov/electricity/data/browser/ | U.S. Energy Information Administration | 28230 | 2019 | 40.066 | 25.794999999999998 | 103.03 | 65.708 | 70.125 | 120.296998 | 109.003 | U.S. Energy Information Administration |  |  |  |  | 1430.69 | HYDRO-V1 | HYDRO-V1 | HYDRO-V1 | HYDRO-V1 | HYDRO-V1
USA | United States of America | Amalgamated Sugar LLC Nampa |  | USA0054690 | 8.2 | 43.6058 | -116.5753 | Gas | Coal |  |  | 1962.6341463414635 | Amalgamated Sugar Co-Nampa | U.S. Energy Information Administration | http://www.eia.gov/electricity/data/browser/ | U.S. Energy Information Administration |  | 2019 | 51.93865 | 39.954 | 49.716 | 0.0 | 0.0 | 0.0 | 37.0753 | U.S. Energy Information Administration |  |  |  |  | 28.91 | NO-ESTIMATION | NO-ESTIMATION | NO-ESTIMATION | NO-ESTIMATION | CAPACITY-FACTOR-V1
USA | United States of America | Dan E Karn |  | USA0001702 | 1946.3 | 43.6450 | -83.8401 | Gas | Coal | Oil |  | 1971.5368134408877 | Consumers Energy Co | U.S. Energy Information Administration | http://www.eia.gov/electricity/data/browser/ | U.S. Energy Information Administration |  | 2019 | 2664.0719920000006 | 2048.50596 | 1990.999974 | 2251.735043 | 2652.290054 | 2399.523033 | 1819.804 | U.S. Energy Information Administration |  |  |  |  | 6863.61 | HYDRO-V1 | HYDRO-V1 | HYDRO-V1 | HYDRO-V1 | HYDRO-V1
USA | United States of America | Westbrook Energy Center Power Plant |  | USA0055294 | 563.9 | 43.6575 | -70.3750 | Gas |  |  |  | 2001.0 | Westbrook Energy Center | U.S. Energy Information Administration | http://www.eia.gov/electricity/data/browser/ | U.S. Energy Information Administration |  | 2019 | 2372.883 | 1838.911 | 1848.004 | 2183.067 | 1343.47 | 1488.109 | 957.055 | U.S. Energy Information Administration |  |  |  |  | 1988.59 | HYDRO-V1 | HYDRO-V1 | HYDRO-V1 | HYDRO-V1 | HYDRO-V1
USA | United States of America | Fairmont (MN) |  | USA0001973 | 39 | 43.6579 | -94.4647 | Gas | Oil |  |  | 2001.0 | Southern Minnesota Mun P Agny | U.S. Energy Information Administration | http://www.eia.gov/electricity/data/browser/ | U.S. Energy Information Administration | 19921 | 2019 | 0.335 | 15.271 | 15.459000000000001 | 16.305 | 17.942 | 22.183999999999997 | 12.024 | U.S. Energy Information Administration |  |  |  |  | 137.53 | NO-ESTIMATION | NO-ESTIMATION | NO-ESTIMATION | NO-ESTIMATION | CAPACITY-FACTOR-V1
USA | United States of America | Preston (MN) |  | USA0002004 | 3.7 | 43.6661 | -92.0831 | Gas | Oil |  |  | 1964.0 | Preston Public Utilities Comm | U.S. Energy Information Administration | http://www.eia.gov/electricity/data/browser/ | U.S. Energy Information Administration | 30665 | 2019 | 0.058 | 0.091 | 0.045 | 0.165 | 0.09 | 0.08499999999999999 | 0.12 | U.S. Energy Information Administration |  |  |  |  | 13.04 | NO-ESTIMATION | WIND-V1 | WIND-V1 | WIND-V1 | WIND-V1
USA | United States of America | Barber Creek |  | USA0008030 | 22.5 | 43.7219 | -105.7689 | Gas |  |  |  | 2002.0 | Basin Electric Power Coop | U.S. Energy Information Administration | http://www.eia.gov/electricity/data/browser/ | U.S. Energy Information Administration | 48576 | 2019 | 0.113 | 0.221 | 0.08 | 0.124 | 0.096 | 0.219 | 0.133 | U.S. Energy Information Administration |  |  |  |  | 79.34 | WIND-V1 | WIND-V1 | WIND-V1 | WIND-V1 | WIND-V1
USA | United States of America | South Fond Du Lac |  | USA0007203 | 381.6 | 43.7353 | -88.4967 | Gas | Oil |  |  | 1994.25 | Wisconsin Power & Light Co | U.S. Energy Information Administration | http://www.eia.gov/electricity/data/browser/ | U.S. Energy Information Administration | 37235 | 2019 | 0.0 | 1.5330000000000001 | 8.697000000000001 | 17.399 | 18.096 | 63.285000000000004 | 21.917 | U.S. Energy Information Administration |  |  |  |  | 1345.71 | NO-ESTIMATION | NO-ESTIMATION | NO-ESTIMATION | NO-ESTIMATION | CAPACITY-FACTOR-V1
USA | United States of America | Sheboygan Falls |  | USA0056166 | 346.8 | 43.7518 | -87.8781 | Gas |  |  |  | 2005.0 | Wisconsin Power & Light Co | U.S. Energy Information Administration | http://www.eia.gov/electricity/data/browser/ | U.S. Energy Information Administration | 50810 | 2019 | 44.637 | 11.417 | 33.624 | 77.223 | 308.466 | 357.301 | 337.245 | U.S. Energy Information Administration |  |  |  |  | 1222.98 | NO-ESTIMATION | NO-ESTIMATION | NO-ESTIMATION | NO-ESTIMATION | WIND-V1
USA | United States of America | Lakefield Junction |  | USA0007925 | 537.8 | 43.7984 | -94.8415 | Gas | Oil |  |  | 2001.003718854593 | Great River Energy | U.S. Energy Information Administration | http://www.eia.gov/electricity/data/browser/ | U.S. Energy Information Administration | 45233 | 2019 | 128.249005 | 35.257999999999996 | 84.129 | 189.39300400000002 | 72.492 | 144.743002 | 60.2 | U.S. Energy Information Administration |  |  |  |  | 1896.54 | NO-ESTIMATION | NO-ESTIMATION | NO-ESTIMATION | NO-ESTIMATION | CAPACITY-FACTOR-V1
USA | United States of America | Pleasant Valley (MN) |  | USA0007843 | 467.8 | 43.7994 | -92.6829 | Gas | Oil |  |  | 2001.2838820008553 | Great River Energy | U.S. Energy Information Administration | http://www.eia.gov/electricity/data/browser/ | U.S. Energy Information Administration | 61140 | 2019 | 164.182005 | 73.554 | 65.558 | 129.81899900000002 | 47.577 | 95.26100000000001 | 40.282 | U.S. Energy Information Administration |  |  |  |  | 1649.69 | WIND-V1 | WIND-V1 | WIND-V1 | WIND-V1 | WIND-V1
USA | United States of America | BYUI Central Energy Facility |  | USA0059496 | 5.6 | 43.8169 | -111.7858 | Gas | Oil |  |  | 2015.0000000000002 | Brigham Young Univ Idaho | U.S. Energy Information Administration | http://www.eia.gov/electricity/data/browser/ | U.S. Energy Information Administration |  | 2019 |  |  | 0.0 | 39.699 | 39.959619999999994 | 39.36506 | 39.339 | U.S. Energy Information Administration |  |  |  |  | 19.74 | NO-ESTIMATION | NO-ESTIMATION | NO-ESTIMATION | NO-ESTIMATION | CAPACITY-FACTOR-V1
USA | United States of America | Hartzog |  | USA0008026 | 22.5 | 43.8294 | -105.5322 | Gas |  |  |  | 2002.0 | Basin Electric Power Coop | U.S. Energy Information Administration | http://www.eia.gov/electricity/data/browser/ | U.S. Energy Information Administration | 48574 | 2019 | 0.131 | 0.516 | 0.548 | 0.37 | 0.17400000000000002 | 0.244 | 0.231 | U.S. Energy Information Administration |  |  |  |  | 79.34 | NO-ESTIMATION | NO-ESTIMATION | NO-ESTIMATION | NO-ESTIMATION | CAPACITY-FACTOR-V1
USA | United States of America | Cargill Salt Hersey |  | USA0058196 | 2.1 | 43.8342 | -85.3558 | Gas |  |  |  | 1998.0 | Cargill Salt Hersey | U.S. Energy Information Administration | http://www.eia.gov/electricity/data/browser/ | U.S. Energy Information Administration | 57263 | 2019 | 5.6900200000000005 | 5.06049 | 4.86067 | 4.41059 | 2.4133600000000004 | 1.19116 | 1.6985 | U.S. Energy Information Administration |  |  |  |  | 7.4 | HYDRO-V1 | HYDRO-V1 | HYDRO-V1 | HYDRO-V1 | HYDRO-V1
USA | United States of America | George Johnson |  | USA0001877 | 51 | 43.8393 | -85.4260 | Gas | Oil |  |  | 1999.862745098039 | Wolverine Power Supply Coop | U.S. Energy Information Administration | http://www.eia.gov/electricity/data/browser/ | U.S. Energy Information Administration | 37306 | 2019 | 6.128 | 7.777 | 7.912 | 52.943 | 30.663 | 39.910000000000004 | 26.134 | U.S. Energy Information Administration |  |  |  |  | 179.85 | NO-ESTIMATION | NO-ESTIMATION | NO-ESTIMATION | NO-ESTIMATION | CAPACITY-FACTOR-V1
USA | United States of America | CH Resources Beaver Falls |  | USA0010617 | 107.8 | 43.8861 | -75.4342 | Gas | Oil |  |  | 1995.0 | Lakeside Beaver Falls LLC | U.S. Energy Information Administration | http://www.eia.gov/electricity/data/browser/ | U.S. Energy Information Administration | 33708 | 2019 | 0.0 | 0.0 | 0.0 | 0.0 | 0.0 | 0.0 | 1.912 | U.S. Energy Information Administration |  |  |  |  | 380.15 | HYDRO-V1 | HYDRO-V1 | HYDRO-V1 | HYDRO-V1 | HYDRO-V1
USA | United States of America | Ticonderoga Mill |  | USA0054099 | 42.1 | 43.8914 | -73.3970 | Gas | Waste | Oil | Biomass | 1970.0 | IPC-Ticonderoga | U.S. Energy Information Administration | http://www.eia.gov/electricity/data/browser/ | U.S. Energy Information Administration |  | 2019 | 206.11567000000002 | 219.43971900000003 | 209.138359 | 222.204384 | 220.100146 | 214.48884399999997 | 192.2886 | U.S. Energy Information Administration |  |  |  |  | 148.46 | NO-ESTIMATION | NO-ESTIMATION | NO-ESTIMATION | NO-ESTIMATION | CAPACITY-FACTOR-V1
USA | United States of America | Langley Gulch Power Plant |  | USA0057028 | 318.5 | 43.9044 | -116.8197 | Gas |  |  |  | 2012.0 | Idaho Power Co | U.S. Energy Information Administration | http://www.eia.gov/electricity/data/browser/ | U.S. Energy Information Administration | 59415 | 2019 | 0.0 | 0.0 | 0.0 | 0.0 | 1350.426 | 1131.203 | 1501.424 | U.S. Energy Information Administration |  |  |  |  | 1123.18 | NO-ESTIMATION | NO-ESTIMATION | NO-ESTIMATION | NO-ESTIMATION | CAPACITY-FACTOR-V1
USA | United States of America | Michigan Power LP |  | USA0054915 | 138.1 | 43.9375 | -86.4250 | Gas |  |  |  | 1995.0 | Michigan Power Limited Partnership | U.S. Energy Information Administration | http://www.eia.gov/electricity/data/browser/ | U.S. Energy Information Administration | 18361 | 2019 | 936.05097 | 1012.0730000000001 | 1037.405 | 1055.189 | 992.0450000000001 | 1024.635 | 1020.436 | U.S. Energy Information Administration |  |  |  |  | 487 | NO-ESTIMATION | NO-ESTIMATION | NO-ESTIMATION | NO-ESTIMATION | CAPACITY-FACTOR-V1
USA | United States of America | Carthage Energy LLC |  | USA0010620 | 62.9 | 43.9842 | -75.6225 | Gas | Oil |  |  | 1991.0 | Carthage Energy LLC | U.S. Energy Information Administration | http://www.eia.gov/electricity/data/browser/ | U.S. Energy Information Administration | 33710 | 2019 | 0.0 | 11.417 | 10.062000000000001 | 10.397 | 0.0 | 0.0 | 3.163 | U.S. Energy Information Administration |  |  |  |  | 221.81 | NO-ESTIMATION | NO-ESTIMATION | NO-ESTIMATION | NO-ESTIMATION | CAPACITY-FACTOR-V1
USA | United States of America | Franklin Heating Station |  | USA0054224 | 32.6 | 44.0206 | -92.4656 | Gas | Oil | Other |  | 1986.2576687116564 | Franklin Heating Station | U.S. Energy Information Administration | http://www.eia.gov/electricity/data/browser/ | U.S. Energy Information Administration | 57050 | 2019 | 62.218786 | 65.99229 | 66.462245 | 67.77941 | 59.07727200000001 | 64.611698 | 54.5781 | U.S. Energy Information Administration |  |  |  |  | 114.96 | WIND-V1 | WIND-V1 | WIND-V1 | WIND-V1 | WIND-V1
USA | United States of America | Cascade Creek |  | USA0006058 | 84.9 | 44.0322 | -92.4908 | Gas | Oil |  |  | 1990.8692579505298 | Rochester Public Utilities | U.S. Energy Information Administration | http://www.eia.gov/electricity/data/browser/ | U.S. Energy Information Administration | 31579 | 2019 | 8.316 | 9.064 | 34.658 | 39.268 | 25.785 | 34.789 | 20.34 | U.S. Energy Information Administration |  |  |  |  | 299.39 | NO-ESTIMATION | NO-ESTIMATION | NO-ESTIMATION | NO-ESTIMATION | CAPACITY-FACTOR-V1
USA | United States of America | Westside Energy Station |  | USA0060564 | 46.5 | 44.0390 | -92.5519 | Gas |  |  |  | 2018.0 | Rochester Public Utilities | U.S. Energy Information Administration | http://www.eia.gov/electricity/data/browser/ | U.S. Energy Information Administration |  | 2019 | [5 empty] | 60.228 | 43.647 | U.S. Energy Information Administration |  |  |  |  | 163.98 | NO-ESTIMATION | NO-ESTIMATION | NO-ESTIMATION | NO-ESTIMATION | CAPACITY-FACTOR-V1
USA | United States of America | Univ of Oregon Central Power Station |  | USA0054950 | 11 | 44.0483 | -123.0739 | Gas | Oil |  |  | 2013.0 | University of Oregon | U.S. Energy Information Administration | http://www.eia.gov/electricity/data/browser/ | U.S. Energy Information Administration | 49794 | 2019 | 0.0 | 0.0 | 0.0 | 0.0 | 0.867 | 0.711 | 0.78376 | U.S. Energy Information Administration |  |  |  |  | 38.79 | NO-ESTIMATION | NO-ESTIMATION | NO-ESTIMATION | NO-ESTIMATION | CAPACITY-FACTOR-V1
USA | United States of America | Madelia |  | USA0000030 | 11.8 | 44.0501 | -94.4178 | Gas | Oil |  |  | 1975.6016949152543 | City of Madelia - (MN) | U.S. Energy Information Administration | http://www.eia.gov/electricity/data/browser/ | U.S. Energy Information Administration | 25361 | 2019 | -0.194 | -0.14 | -0.20800000000000002 | -0.163 | -0.181 | -0.20600000000000002 | -0.119 | U.S. Energy Information Administration |  |  |  |  | 41.61 | NO-ESTIMATION | NO-ESTIMATION | NO-ESTIMATION | NO-ESTIMATION | SOLAR-V1
USA | United States of America | Owatonna |  | USA0002003 | 19 | 44.0833 | -93.2300 | Gas | Oil |  |  | 1982.0 | City of Owatonna - (MN) | U.S. Energy Information Administration | http://www.eia.gov/electricity/data/browser/ | U.S. Energy Information Administration | 29275 | 2019 | 0.0 | 0.0 | 0.0 | 0.0 | 0.0 | 0.0 | 0.196 | U.S. Energy Information Administration |  |  |  |  | 67 | NO-ESTIMATION | NO-ESTIMATION | NO-ESTIMATION | NO-ESTIMATION | CAPACITY-FACTOR-V1
USA | United States of America | Owatonna Energy Station |  | USA0060254 | 38.8 | 44.0852 | -93.2627 | Gas |  |  |  | 2018.0 | Southern Minnesota Mun P Agny | U.S. Energy Information Administration | http://www.eia.gov/electricity/data/browser/ | U.S. Energy Information Administration |  | 2019 | [5 empty] | 37.107 | 28.37 | U.S. Energy Information Administration |  |  |  |  | 136.82 | NO-ESTIMATION | NO-ESTIMATION | NO-ESTIMATION | NO-ESTIMATION | CAPACITY-FACTOR-V1
USA | United States of America | Custer Energy Center |  | USA0007795 | 24.5 | 44.0854 | -87.7261 | Gas | Oil |  |  | 1999.0 | Manitowoc Public Utilities | U.S. Energy Information Administration | http://www.eia.gov/electricity/data/browser/ | U.S. Energy Information Administration |  | 2019 | 0.0 | 0.0 | 0.094 | 0.0 | 0.0 | 0.0 | 1.347 | U.S. Energy Information Administration |  |  |  |  | 86.39 | HYDRO-V1 | HYDRO-V1 | HYDRO-V1 | HYDRO-V1 | HYDRO-V1
USA | United States of America | Ben French |  | USA0003325 | 110 | 44.0872 | -103.2610 | Gas | Oil |  |  | 1976.590909090909 | Black Hills Power Inc. d/b/a | U.S. Energy Information Administration | http://www.eia.gov/electricity/data/browser/ | U.S. Energy Information Administration | 14601 | 2019 | 1.8860000000000003 | 8.087 | 1.635 | 6.314 | 3.3079600000000005 | 1.0030000000000003 | 7.572 | U.S. Energy Information Administration |  |  |  |  | 387.91 | NO-ESTIMATION | NO-ESTIMATION | NO-ESTIMATION | NO-ESTIMATION | SOLAR-V1
USA | United States of America | Saint Marys Hospital Power Plant |  | USA0054262 | 15.4 | 44.0979 | -92.4798 | Gas | Oil |  |  | 1989.4155844155846 | St Mary's Hospital | U.S. Energy Information Administration | http://www.eia.gov/electricity/data/browser/ | U.S. Energy Information Administration |  | 2019 | 55.43003999999999 | 0.0 | 0.0 | 0.0 | 0.0 | 0.0 | 53.7768 | U.S. Energy Information Administration |  |  |  |  | 54.3 | NO-ESTIMATION | NO-ESTIMATION | NO-ESTIMATION | NO-ESTIMATION | SOLAR-V1
USA | United States of America | Lange Gas Turbines |  | USA0055478 | 40 | 44.1203 | -103.2600 | Gas |  |  |  | 2002.0 | Black Hills Power Inc. d/b/a | U.S. Energy Information Administration | http://www.eia.gov/electricity/data/browser/ | U.S. Energy Information Administration | 53235 | 2019 | 8.391 | 2.9170000000000003 | 10.863 | 11.657 | 8.889 | 9.291 | 22.324 | U.S. Energy Information Administration |  |  |  |  | 141.05 | NO-ESTIMATION | NO-ESTIMATION | NO-ESTIMATION | SOLAR-V1 | SOLAR-V1
USA | United States of America | Alliant Energy Neenah |  | USA0055135 | 371 | 44.1936 | -88.5064 | Gas |  |  |  | 2000.0 | Wisconsin Power & Light Co | U.S. Energy Information Administration | http://www.eia.gov/electricity/data/browser/ | U.S. Energy Information Administration | 45189 | 2019 | 0.0 | 0.0 | 0.0 | 0.0 | 0.0 | 0.0 | 299.592 | U.S. Energy Information Administration |  |  |  |  | 1308.32 | NO-ESTIMATION | NO-ESTIMATION | NO-ESTIMATION | NO-ESTIMATION | CAPACITY-FACTOR-V1
USA | United States of America | Mankato Energy Center |  | USA0056104 | 719 | 44.1988 | -94.0030 | Gas | Oil |  |  | 2009.4172461752435 | Southern Power Co | U.S. Energy Information Administration | http://www.eia.gov/electricity/data/browser/ | U.S. Energy Information Administration | 52542 | 2019 | 597.813002 | 355.27800199999996 | 0.0 | 860.9680000000001 | 696.663003 | 486.33499500000005 | 2054.197 | U.S. Energy Information Administration |  |  |  |  | 2535.55 | WIND-V1 | WIND-V1 | WIND-V1 | WIND-V1 | WIND-V1
USA | United States of America | PCA Filer City Mill |  | USA0058066 | 19.5 | 44.2133 | -86.2867 | Gas | Biomass | Other |  | 1950.0 | PCA Filer City Mill | U.S. Energy Information Administration | http://www.eia.gov/electricity/data/browser/ | U.S. Energy Information Administration | 38672 | 2019 | 82.20100000000001 | 80.81 | 0.0 | 0.0 | 0.0 | 0.0 | 75.6971 | U.S. Energy Information Administration |  |  |  |  | 68.76 | NO-ESTIMATION | NO-ESTIMATION | NO-ESTIMATION | NO-ESTIMATION | SOLAR-V1
USA | United States of America | Combined Locks Energy Center |  | USA0055558 | 66.5 | 44.2717 | -88.3011 | Gas |  |  |  | 2002.0 | Appleton Coated LLC | U.S. Energy Information Administration | http://www.eia.gov/electricity/data/browser/ | U.S. Energy Information Administration | 49183 | 2019 | 0.0 | 0.0 | 0.0 | 0.0 | 132.21488 | 288.11813 | 362.487 | U.S. Energy Information Administration |  |  |  |  | 234.51 | NO-ESTIMATION | NO-ESTIMATION | NO-ESTIMATION | NO-ESTIMATION | CAPACITY-FACTOR-V1
USA | United States of America | Island Street Peaking Plant |  | USA0055836 | 60.5 | 44.2761 | -88.2658 | Gas | Oil |  |  | 2004.0 | WPPI Energy | U.S. Energy Information Administration | http://www.eia.gov/electricity/data/browser/ | U.S. Energy Information Administration | 50703 | 2019 | 0.0 | 11.332999999999998 | 0.0 | 0.0 | 0.0 | 12.376999999999999 | 7.919 | U.S. Energy Information Administration |  |  |  |  | 213.35 | NO-ESTIMATION | NO-ESTIMATION | NO-ESTIMATION | NO-ESTIMATION | CAPACITY-FACTOR-V1
USA | United States of America | Kaukauna Gas Turbine |  | USA0004118 | 18 | 44.2762 | -88.2654 | Gas |  |  |  | 1969.0 | City of Kaukauna | U.S. Energy Information Administration | http://www.eia.gov/electricity/data/browser/ | U.S. Energy Information Administration | 55968 | 2019 | 0.08700000000000001 | 0.997 | 0.1 | 0.155 | 0.209 | 2.013 | 0.705 | U.S. Energy Information Administration |  |  |  |  | 63.47 | NO-ESTIMATION | NO-ESTIMATION | NO-ESTIMATION | NO-ESTIMATION | CAPACITY-FACTOR-V1
USA | United States of America | Neil Simpson Gas Turbine #2 |  | USA0055477 | 40 | 44.2850 | -105.3786 | Gas |  |  |  | 2001.0 | Black Hills Power Inc. d/b/a | U.S. Energy Information Administration | http://www.eia.gov/electricity/data/browser/ | U.S. Energy Information Administration | 14604 | 2019 | 16.577 | 4.478 | 7.027 | 5.309 | 7.678 | 11.679 | 16.426 | U.S. Energy Information Administration |  |  |  |  | 141.05 | NO-ESTIMATION | NO-ESTIMATION | NO-ESTIMATION | NO-ESTIMATION | CAPACITY-FACTOR-V1
USA | United States of America | Deer Creek Station |  | USA0056610 | 324 | 44.2908 | -96.5267 | Gas |  |  |  | 2012.0 | Basin Electric Power Coop | U.S. Energy Information Administration | http://www.eia.gov/electricity/data/browser/ | U.S. Energy Information Administration |  | 2019 | 440.262 | 358.799 | 618.5260000000001 | 719.923 | 556.424 | 865.727 | 856.663 | U.S. Energy Information Administration |  |  |  |  | 1142.58 | NO-ESTIMATION | NO-ESTIMATION | NO-ESTIMATION | NO-ESTIMATION | CAPACITY-FACTOR-V1
USA | United States of America | Georgia-Pacific Corp - Nekoosa Mill |  | USA0050395 | 39 | 44.3142 | -89.8964 | Gas | Biomass | Hydro |  | 1967.8743589743592 | Domtar Industries Inc | U.S. Energy Information Administration | http://www.eia.gov/electricity/data/browser/ | U.S. Energy Information Administration | 20963 | 2019 | 220.292632 | 195.500348 | 190.182609 | 216.79700000000003 | 201.60400299999998 | 214.776002 | 187.95 | U.S. Energy Information Administration |  |  |  |  | 137.53 | NO-ESTIMATION | NO-ESTIMATION | NO-ESTIMATION | NO-ESTIMATION | SOLAR-V1
USA | United States of America | Fox Energy Center |  | USA0056031 | 618.8 | 44.3204 | -88.2089 | Gas | Oil |  |  | 2005.3214285714287 | Wisconsin Public Service Corp | U.S. Energy Information Administration | http://www.eia.gov/electricity/data/browser/ | U.S. Energy Information Administration | 46908 | 2019 | 1752.201035 | 1579.02298 | 3522.92268 | 3556.834919 | 3116.451011 | 0.0 | 4311.102 | U.S. Energy Information Administration |  |  |  |  | 2182.19 | NO-ESTIMATION | NO-ESTIMATION | NO-ESTIMATION | NO-ESTIMATION | CAPACITY-FACTOR-V1
USA | United States of America | Faribault Energy Park |  | USA0056164 | 334.5 | 44.3356 | -93.2906 | Gas | Oil |  |  | 2005.729446935725 | Minnesota Municipal Power Agny | U.S. Energy Information Administration | http://www.eia.gov/electricity/data/browser/ | U.S. Energy Information Administration | 47502 | 2019 | 572.463007 | 329.75100199999997 | 0.0 | 0.0 | 0.0 | 636.543 | 751.266 | U.S. Energy Information Administration |  |  |  |  | 1179.61 | HYDRO-V1 | HYDRO-V1 | HYDRO-V1 | HYDRO-V1 | HYDRO-V1
USA | United States of America | Stevens Point Mill |  | USA0055861 | 7.6 | 44.3528 | -89.5836 | Gas |  |  |  | 2002.0 | Verso Corporation | U.S. Energy Information Administration | http://www.eia.gov/electricity/data/browser/ | U.S. Energy Information Administration | 17459 | 2019 | 12.412 | 12.77 | 13.242 | 11.989 | 11.196 | 13.687000000000001 | 17.853 | U.S. Energy Information Administration |  |  |  |  | 26.8 | NO-ESTIMATION | NO-ESTIMATION | NO-ESTIMATION | NO-ESTIMATION | CAPACITY-FACTOR-V1
USA | United States of America | Huron |  | USA0003344 | 57.9 | 44.3695 | -98.1722 | Gas | Oil |  |  | 1983.2279792746112 | NorthWestern Energy - (SD) | U.S. Energy Information Administration | http://www.eia.gov/electricity/data/browser/ | U.S. Energy Information Administration |  | 2019 | 4.516 | 1.032 | -0.15999999999999998 | 0.0 | 1.271 | 14.186 | 2.928 | U.S. Energy Information Administration |  |  |  |  | 204.18 | NO-ESTIMATION | NO-ESTIMATION | NO-ESTIMATION | NO-ESTIMATION | CAPACITY-FACTOR-V1
USA | United States of America | De Pere Energy Center |  | USA0055029 | 192.3 | 44.4486 | -88.0720 | Gas | Oil |  |  | 1999.0 | Wisconsin Public Service Corp | U.S. Energy Information Administration | http://www.eia.gov/electricity/data/browser/ | U.S. Energy Information Administration | 30378 | 2019 | 0.0 | 14.295000000000002 | 0.0 | 77.193 | 0.0 | 237.880997 | 118.185 | U.S. Energy Information Administration |  |  |  |  | 678.14 | HYDRO-V1 | HYDRO-V1 | HYDRO-V1 | HYDRO-V1 | HYDRO-V1
USA | United States of America | Consumer Operations LLC |  | USA0010360 | 90.8 | 44.4936 | -88.0303 | Gas | Coal |  |  | 1975.8524229074892 | Georgia-Pacific Consumer Oper. Green Bay LLC | U.S. Energy Information Administration | http://www.eia.gov/electricity/data/browser/ | U.S. Energy Information Administration | 20428 | 2019 | 499.015004 | 470.120004 | 337.74800500000003 | 181.092 | 173.522001 | 157.67399999999998 | 148.123 | U.S. Energy Information Administration |  |  |  |  | 320.2 | NO-ESTIMATION | NO-ESTIMATION | SOLAR-V1 | SOLAR-V1 | SOLAR-V1
USA | United States of America | Androscoggin Energy Center |  | USA0055031 | 163.5 | 44.5063 | -70.2423 | Gas | Oil |  |  | 1999.3333333333333 | Verso Paper Androscoggin LLC | U.S. Energy Information Administration | http://www.eia.gov/electricity/data/browser/ | U.S. Energy Information Administration |  | 2019 | 0.0 | 0.0 | 0.0 | 0.0 | 0.0 | 0.0 | 363.567 | U.S. Energy Information Administration |  |  |  |  | 576.58 | NO-ESTIMATION | NO-ESTIMATION | SOLAR-V1 | SOLAR-V1 | SOLAR-V1
USA | United States of America | Rumford Power LLC |  | USA0055100 | 274.5 | 44.5303 | -70.5219 | Gas |  |  |  | 2000.0 | Rumford Power | U.S. Energy Information Administration | http://www.eia.gov/electricity/data/browser/ | U.S. Energy Information Administration | 45197 | 2019 | 170.112 | 401.026 | 283.166 | 413.233 | 232.573 | 150.42000000000002 | 62.416 | U.S. Energy Information Administration |  |  |  |  | 968.02 | NO-ESTIMATION | NO-ESTIMATION | NO-ESTIMATION | NO-ESTIMATION | CAPACITY-FACTOR-V1
USA | United States of America | Cannon Falls Energy Center |  | USA0056241 | 346.8 | 44.5367 | -92.9155 | Gas | Oil |  |  | 2008.0 | Invenergy Services LLC | U.S. Energy Information Administration | http://www.eia.gov/electricity/data/browser/ | U.S. Energy Information Administration | 53432 | 2019 | 124.11000100000001 | 20.298000000000002 | 59.91400000000001 | 173.34800400000003 | 0.0 | 114.048 | 103.198 | U.S. Energy Information Administration |  |  |  |  | 1222.98 | NO-ESTIMATION | NO-ESTIMATION | NO-ESTIMATION | NO-ESTIMATION | CAPACITY-FACTOR-V1
USA | United States of America | Pulliam |  | USA0004072 | 91 | 44.5400 | -88.0086 | Gas | Oil |  |  | 2003.0 | Wisconsin Public Service Corp | U.S. Energy Information Administration | http://www.eia.gov/electricity/data/browser/ | U.S. Energy Information Administration | 37249 | 2019 | 973.137997 | 986.500996 | 500.136998 | 409.52299700000003 | 633.932003 | 0.0 | 53.774 | U.S. Energy Information Administration |  |  |  |  | 320.91 | NO-ESTIMATION | NO-ESTIMATION | NO-ESTIMATION | NO-ESTIMATION | CAPACITY-FACTOR-V1
USA | United States of America | New Prague |  | USA0001999 | 16.9 | 44.5431 | -93.5731 | Gas | Oil |  |  | 1972.8284023668643 | New Prague Utilities Comm | U.S. Energy Information Administration | http://www.eia.gov/electricity/data/browser/ | U.S. Energy Information Administration | 27508 | 2019 | -1.343 | -1.327 | -1.304 | -1.325 | -1.38 | -0.42400000000000004 | -0.063 | U.S. Energy Information Administration |  |  |  |  | 59.59 | NO-ESTIMATION | NO-ESTIMATION | NO-ESTIMATION | NO-ESTIMATION | CAPACITY-FACTOR-V1
USA | United States of America | Redwood Falls |  | USA0002009 | 8.5 | 44.5431 | -95.1178 | Gas | Oil | Hydro |  | 1975.2588235294115 | Redwood Falls Public Util Comm | U.S. Energy Information Administration | http://www.eia.gov/electricity/data/browser/ | U.S. Energy Information Administration | 31232 | 2019 | 0.23932 | 0.0 | 1.842 | 1.522 | 2.9210000000000003 | 1.8000000000000003 | 4.278 | U.S. Energy Information Administration |  |  |  |  | 29.97 | NO-ESTIMATION | NO-ESTIMATION | NO-ESTIMATION | NO-ESTIMATION | CAPACITY-FACTOR-V1
USA | United States of America | Mead Rumford Cogen |  | USA0010491 | 12.5 | 44.5465 | -70.5443 | Gas | Oil |  |  | 1954.0 | ND Paper Inc. | U.S. Energy Information Administration | http://www.eia.gov/electricity/data/browser/ | U.S. Energy Information Administration | 14730 | 2019 | 0.0 | 0.0 | 0.0 | 0.0 | 0.0 | 0.0 | 0 | U.S. Energy Information Administration |  |  |  |  | 44.08 | NO-ESTIMATION | NO-ESTIMATION | NO-ESTIMATION | NO-ESTIMATION | CAPACITY-FACTOR-V1
USA | United States of America | Oregon State University Energy Center |  | USA0057653 | 6.5 | 44.5643 | -123.2891 | Gas | Oil |  |  | 2010.0 | Oregon State University | U.S. Energy Information Administration | http://www.eia.gov/electricity/data/browser/ | U.S. Energy Information Administration | 62552 | 2019 | 45.319 | 41.502 | 41.946 | 0.0 | 0.0 | 0.0 | 43.702 | U.S. Energy Information Administration |  |  |  |  | 22.92 | HYDRO-V1 | HYDRO-V1 | HYDRO-V1 | HYDRO-V1 | HYDRO-V1
USA | United States of America | Bucksport Generation LLC |  | USA0050243 | 186.8 | 44.5738 | -68.8046 | Gas | Oil |  |  | 2001.0000000000002 | Bucksport Generation LLC | U.S. Energy Information Administration | http://www.eia.gov/electricity/data/browser/ | U.S. Energy Information Administration |  | 2019 | 0.0 | 813.8609980000001 | 0.0 | 9.244 | 0.0 | 0.0 | 1.362 | U.S. Energy Information Administration |  |  |  |  | 658.74 | NO-ESTIMATION | NO-ESTIMATION | NO-ESTIMATION | NO-ESTIMATION | SOLAR-V1
USA | United States of America | Marshfield Utilities Gas Plant |  | USA0056480 | 60.4 | 44.6347 | -90.1344 | Gas | Oil |  |  | 2011.0 | City of Marshfield - (WI) | U.S. Energy Information Administration | http://www.eia.gov/electricity/data/browser/ | U.S. Energy Information Administration | 61557 | 2019 | 0.0 | 0.0 | 0.5390000000000001 | 4.59 | 0.0 | 0.0 | 0.97 | U.S. Energy Information Administration |  |  |  |  | 213 | NO-ESTIMATION | NO-ESTIMATION | NO-ESTIMATION | NO-ESTIMATION | SOLAR-V1
USA | United States of America | Kalkaska CT #1 |  | USA0007984 | 60.5 | 44.6889 | -85.2019 | Gas |  |  |  | 2003.0 | Michigan Public Power Agency | U.S. Energy Information Administration | http://www.eia.gov/electricity/data/browser/ | U.S. Energy Information Administration | 49064 | 2019 | 28.527 | 22.073 | 40.602000000000004 | 44.522 | 18.017 | 38.368 | 25.391 | U.S. Energy Information Administration |  |  |  |  | 213.35 | NO-ESTIMATION | NO-ESTIMATION | NO-ESTIMATION | NO-ESTIMATION | CAPACITY-FACTOR-V1
USA | United States of America | Arvada |  | USA0008028 | 22.5 | 44.6900 | -106.1092 | Gas |  |  |  | 2002.0 | Basin Electric Power Coop | U.S. Energy Information Administration | http://www.eia.gov/electricity/data/browser/ | U.S. Energy Information Administration | 48575 | 2019 | 0.34500000000000003 | 0.364 | 0.151 | 0.165 | 0.163 | 0.231 | 0.156 | U.S. Energy Information Administration |  |  |  |  | 79.34 | NO-ESTIMATION | NO-ESTIMATION | NO-ESTIMATION | NO-ESTIMATION | CAPACITY-FACTOR-V1
USA | United States of America | Saranac Facility |  | USA0054574 | 285.6 | 44.7132 | -73.4557 | Gas |  |  |  | 1994.0 | Saranac Power Partners LP | U.S. Energy Information Administration | http://www.eia.gov/electricity/data/browser/ | U.S. Energy Information Administration |  | 2019 | 485.149 | 224.631 | 185.277 | 88.57900000000001 | 60.263000000000005 | 70.78399999999999 | 81.189 | U.S. Energy Information Administration |  |  |  |  | 1007.16 | NO-ESTIMATION | NO-ESTIMATION | NO-ESTIMATION | NO-ESTIMATION | CAPACITY-FACTOR-V1
USA | United States of America | Ogdensburg Power |  | USA0010803 | 26.9 | 44.7258 | -75.4417 | Gas | Oil |  |  | 1993.0 | AG Energy LP | U.S. Energy Information Administration | http://www.eia.gov/electricity/data/browser/ | U.S. Energy Information Administration |  | 2019 | [12 empty] | 94.86 | NO-ESTIMATION | NO-ESTIMATION | NO-ESTIMATION | NO-ESTIMATION | SOLAR-V1
USA | United States of America | Inver Hills |  | USA0001913 | 284.4 | 44.7810 | -93.0420 | Gas | Oil |  |  | 1972.316455696202 | Northern States Power Co - Minnesota | U.S. Energy Information Administration | http://www.eia.gov/electricity/data/browser/ | U.S. Energy Information Administration | 28262 | 2019 | 19.759 | 2.572 | 5.295 | 17.435000000000002 | 4.54 | 14.143 | 4.953 | U.S. Energy Information Administration |  |  |  |  | 1002.93 | NO-ESTIMATION | NO-ESTIMATION | NO-ESTIMATION | NO-ESTIMATION | CAPACITY-FACTOR-V1
USA | United States of America | Shakopee Energy Park |  | USA0060647 | 46.5 | 44.7836 | -93.4811 | Gas |  |  |  | 2017.0000000000002 | Minnesota Municipal Power Agny | U.S. Energy Information Administration | http://www.eia.gov/electricity/data/browser/ | U.S. Energy Information Administration |  | 2019 |  |  |  | 0.0 | 9.653 | 22.735 | 21.066 | U.S. Energy Information Administration |  |  |  |  | 163.98 | NO-ESTIMATION | NO-ESTIMATION | NO-ESTIMATION | NO-ESTIMATION | CAPACITY-FACTOR-V1
USA | United States of America | Blue Lake |  | USA0008027 | 559.4 | 44.7855 | -93.4315 | Gas | Oil |  |  | 1992.431533786199 | Northern States Power Co - Minnesota | U.S. Energy Information Administration | http://www.eia.gov/electricity/data/browser/ | U.S. Energy Information Administration | 28240 | 2019 | 109.075 | 25.137999999999998 | 69.26199999999999 | 197.508002 | 79.917 | 105.279005 | 67.001 | U.S. Energy Information Administration |  |  |  |  | 1972.72 | NO-ESTIMATION | NO-ESTIMATION | NO-ESTIMATION | NO-ESTIMATION | CAPACITY-FACTOR-V1
USA | United States of America | Minnesota River |  | USA0007844 | 49 | 44.7952 | -93.5810 | Gas | Oil |  |  | 2001.0 | Minnesota Municipal Power Agny | U.S. Energy Information Administration | http://www.eia.gov/electricity/data/browser/ | U.S. Energy Information Administration | 46459 | 2019 | 0.0 | 0.0 | 0.0 | 0.0 | 0.0 | 0.0 | 0.201 | U.S. Energy Information Administration |  |  |  |  | 172.79 | NO-ESTIMATION | NO-ESTIMATION | NO-ESTIMATION | NO-ESTIMATION | CAPACITY-FACTOR-V1
USA | United States of America | LSP-Cottage Grove LP |  | USA0055010 | 283.5 | 44.7956 | -92.9119 | Gas | Oil |  |  | 1997.0 | Cottage Grove Operating Services LLC | U.S. Energy Information Administration | http://www.eia.gov/electricity/data/browser/ | U.S. Energy Information Administration | 25198 | 2019 | 0.0 | 0.0 | 0.0 | 367.646999 | 0.0 | 0.0 | 499.004 | U.S. Energy Information Administration |  |  |  |  | 999.76 | NO-ESTIMATION | NO-ESTIMATION | NO-ESTIMATION | NO-ESTIMATION | SOLAR-V1
USA | United States of America | Eastern Maine Medical Center |  | USA0058153 | 3.8 | 44.8083 | -68.7508 | Gas | Oil |  |  | 2006.0 | Eastern Maine Medical Center | U.S. Energy Information Administration | http://www.eia.gov/electricity/data/browser/ | U.S. Energy Information Administration |  | 2019 | 26.164999999999996 | 25.151999999999997 | 27.113000000000003 | 27.663999999999998 | 29.53 | 29.978 | 30.439 | U.S. Energy Information Administration |  |  |  |  | 13.4 | NO-ESTIMATION | NO-ESTIMATION | NO-ESTIMATION | NO-ESTIMATION | SOLAR-V1
USA | United States of America | Black Dog |  | USA0001904 | 562.8 | 44.8108 | -93.2501 | Gas |  |  |  | 1997.09026297086 | Northern States Power Co - Minnesota | U.S. Energy Information Administration | http://www.eia.gov/electricity/data/browser/ | U.S. Energy Information Administration | 28237 | 2019 | 1635.4759559999998 | 1842.094031 | 1252.889997 | 1143.982 | 689.797 | 964.077 | 1780.228 | U.S. Energy Information Administration |  |  |  |  | 1984.71 | NO-ESTIMATION | NO-ESTIMATION | NO-ESTIMATION | NO-ESTIMATION | CAPACITY-FACTOR-V1
USA | United States of America | Maine Independence Station |  | USA0055068 | 550.2 | 44.8242 | -68.7094 | Gas |  |  |  | 1999.9999999999998 | Casco Bay Energy Co LLC | U.S. Energy Information Administration | http://www.eia.gov/electricity/data/browser/ | U.S. Energy Information Administration |  | 2019 | 362.196 | 1111.646 | 330.358 | 551.187 | 332.225 | 234.887 | 273.976 | U.S. Energy Information Administration |  |  |  |  | 1940.27 | NO-ESTIMATION | NO-ESTIMATION | NO-ESTIMATION | NO-ESTIMATION | CAPACITY-FACTOR-V1
USA | United States of America | Wheaton |  | USA0004014 | 247.1 | 44.8854 | -91.5158 | Gas | Oil |  |  | 1973.0 | Northern States Power Co - Minnesota | U.S. Energy Information Administration | http://www.eia.gov/electricity/data/browser/ | U.S. Energy Information Administration | 28317 | 2019 | 21.344 | 11.857 | 18.752000000000002 | 12.9543 | 73.507 | 22.990000000000002 | 15.426 | U.S. Energy Information Administration |  |  |  |  | 871.39 | NO-ESTIMATION | NO-ESTIMATION | NO-ESTIMATION | NO-ESTIMATION | CAPACITY-FACTOR-V1
USA | United States of America | Hutchinson Plant #2 |  | USA0006358 | 90.5 | 44.8889 | -94.3493 | Gas |  |  |  | 1995.9337016574586 | Hutchinson Utilities Comm | U.S. Energy Information Administration | http://www.eia.gov/electricity/data/browser/ | U.S. Energy Information Administration |  | 2019 | 16.035999999999998 | 13.335999999999999 | 9.556 | 19.88 | 20.092 | 23.087999999999997 | 15.568 | U.S. Energy Information Administration |  |  |  |  | 319.14 | NO-ESTIMATION | NO-ESTIMATION | NO-ESTIMATION | NO-ESTIMATION | CAPACITY-FACTOR-V1
USA | United States of America | Hutchinson Plant #1 |  | USA0001980 | 52.9 | 44.8957 | -94.3684 | Gas | Oil |  |  | 1995.2892249527408 | Hutchinson Utilities Comm | U.S. Energy Information Administration | http://www.eia.gov/electricity/data/browser/ | U.S. Energy Information Administration |  | 2019 | 0.0 | 0.0 | 0.0 | 0.0 | 0.0 | 0.0 | 7.4 | U.S. Energy Information Administration |  |  |  |  | 186.55 | NO-ESTIMATION | NO-ESTIMATION | NO-ESTIMATION | NO-ESTIMATION | CAPACITY-FACTOR-V1
USA | United States of America | Elk Mound |  | USA0007863 | 71 | 44.9028 | -91.5681 | Gas | Oil |  |  | 2001.0 | Dairyland Power Coop | U.S. Energy Information Administration | http://www.eia.gov/electricity/data/browser/ | U.S. Energy Information Administration | 47101 | 2019 | 15.411 | 9.334 | 3.209 | 4.718999999999999 | 14.494000000000002 | 7.0840000000000005 | 1.997 | U.S. Energy Information Administration |  |  |  |  | 250.38 | NO-ESTIMATION | NO-ESTIMATION | NO-ESTIMATION | NO-ESTIMATION | SOLAR-V1
USA | United States of America | High Bridge |  | USA0001912 | 644 | 44.9314 | -93.1117 | Gas |  |  |  | 2008.0 | Northern States Power Co - Minnesota | U.S. Energy Information Administration | http://www.eia.gov/electricity/data/browser/ | U.S. Energy Information Administration | 28259 | 2019 | 1884.826 | 1016.76 | 1938.8290000000002 | 2125.527 | 1984.0300000000002 | 2294.775 | 3497.026 | U.S. Energy Information Administration |  |  |  |  | 2271.06 | NO-ESTIMATION | NO-ESTIMATION | NO-ESTIMATION | NO-ESTIMATION | CAPACITY-FACTOR-V1
USA | United States of America | Massena Energy Facility |  | USA0054592 | 104.1 | 44.9503 | -74.8928 | Gas | Oil | Other |  | 1992.0000000000002 | Power City Partners LP | U.S. Energy Information Administration | http://www.eia.gov/electricity/data/browser/ | U.S. Energy Information Administration | 32757 | 2019 | 0.0 | 0.0 | 0.0 | 0.0 | 0.0 | 0.0 | 1.481 | U.S. Energy Information Administration |  |  |  |  | 367.1 | NO-ESTIMATION | NO-ESTIMATION | NO-ESTIMATION | NO-ESTIMATION | CAPACITY-FACTOR-V1
USA | United States of America | Univ Minnesota CHP Plant |  | USA0059197 | 21 | 44.9786 | -93.2408 | Gas | Oil |  |  | 2017.0 | Veolia Energy | U.S. Energy Information Administration | http://www.eia.gov/electricity/data/browser/ | U.S. Energy Information Administration |  | 2019 |  |  |  |  | 91.15 | 164.271998 | 132.9 | U.S. Energy Information Administration |  |  |  |  | 74.05 | HYDRO-V1 | HYDRO-V1 | HYDRO-V1 | HYDRO-V1 | HYDRO-V1
USA | United States of America | Elk Basin Gasoline Plant |  | USA0052127 | 2 | 44.9806 | -108.8428 | Gas |  |  |  | 1948.0 | Vanguard Natural Resources LLC | U.S. Energy Information Administration | http://www.eia.gov/electricity/data/browser/ | U.S. Energy Information Administration |  | 2019 | 0.0 | 0.0 | 0.0 | 0.0 | 0.0 | 0.0 | 9.186 | U.S. Energy Information Administration |  |  |  |  | 7.05 | NO-ESTIMATION | NO-ESTIMATION | NO-ESTIMATION | NO-ESTIMATION | SOLAR-V1
USA | United States of America | Southeast Steam Plant |  | USA0057966 | 13 | 44.9808 | -93.2497 | Gas | Coal | Oil |  | 1998.0 | Veolia Energy | U.S. Energy Information Administration | http://www.eia.gov/electricity/data/browser/ | U.S. Energy Information Administration |  | 2019 | 0.0 | 12.109000000000002 | 7.602 | 11.132 | 5.025 | 0.0 | 0.614 | U.S. Energy Information Administration |  |  |  |  | 45.84 | NO-ESTIMATION | SOLAR-V1 | SOLAR-V1 | SOLAR-V1 | SOLAR-V1
USA | United States of America | Gaylord - Wolverine |  | USA0007932 | 70.2 | 45.0046 | -84.7218 | Gas |  |  |  | 2001.0 | Wolverine Power Supply Coop | U.S. Energy Information Administration | http://www.eia.gov/electricity/data/browser/ | U.S. Energy Information Administration | 49015 | 2019 | 12.258000000000001 | 15.687000000000001 | 8.58 | 20.361 | 8.232 | 19.534 | 65.925 | U.S. Energy Information Administration |  |  |  |  | 247.55 | NO-ESTIMATION | NO-ESTIMATION | NO-ESTIMATION | NO-ESTIMATION | CAPACITY-FACTOR-V1
USA | United States of America | Riverside (MN) |  | USA0001927 | 585.9 | 45.0203 | -93.2753 | Gas | Oil |  |  | 2002.815668202765 | Northern States Power Co - Minnesota | U.S. Energy Information Administration | http://www.eia.gov/electricity/data/browser/ | U.S. Energy Information Administration | 28282 | 2019 | 1411.353998 | 1007.621999 | 2631.564 | 2432.580962 | 0.0 | 2449.649012 | 3085.561 | U.S. Energy Information Administration |  |  |  |  | 2066.17 | NO-ESTIMATION | NO-ESTIMATION | NO-ESTIMATION | NO-ESTIMATION | CAPACITY-FACTOR-V1
USA | United States of America | Livingston Generating Station |  | USA0055102 | 170.1 | 45.0304 | -84.7308 | Gas |  |  |  | 1998.9999999999998 | CMS Generation MI Power LLC | U.S. Energy Information Administration | http://www.eia.gov/electricity/data/browser/ | U.S. Energy Information Administration |  | 2019 | 16.626 | 3.738 | 7.266 | 7.757000000000001 | 6.5280000000000005 | 5.011 | 11.461 | U.S. Energy Information Administration |  |  |  |  | 599.85 | NO-ESTIMATION | NO-ESTIMATION | NO-ESTIMATION | NO-ESTIMATION | CAPACITY-FACTOR-V1
USA | United States of America | Decorative Panels Intl |  | USA0010149 | 7.5 | 45.0628 | -83.4233 | Gas |  |  |  | 1957.0 | Decorative Panels International Inc. | U.S. Energy Information Administration | http://www.eia.gov/electricity/data/browser/ | U.S. Energy Information Administration |  | 2019 | 48.647999999999996 | 48.796 | 43.646 | 0.0 | 0.0 | 0.0 | 50.717 | U.S. Energy Information Administration |  |  |  |  | 26.44 | NO-ESTIMATION | NO-ESTIMATION | NO-ESTIMATION | NO-ESTIMATION | CAPACITY-FACTOR-V1
USA | United States of America | Alpine Power Plant |  | USA0059926 | 453.8 | 45.0637 | -84.8253 | Gas |  |  |  | 2016.0 | Wolverine Power Supply Coop | U.S. Energy Information Administration | http://www.eia.gov/electricity/data/browser/ | U.S. Energy Information Administration | 68638 | 2019 |  |  |  | 319.871 | 460.363 | 642.274 | 311.965 | U.S. Energy Information Administration |  |  |  |  | 1600.32 | NO-ESTIMATION | NO-ESTIMATION | NO-ESTIMATION | NO-ESTIMATION | CAPACITY-FACTOR-V1
USA | United States of America | West Marinette |  | USA0004076 | 187.1 | 45.0869 | -87.6881 | Gas | Oil |  |  | 1983.6167824692675 | Wisconsin Public Service Corp | U.S. Energy Information Administration | http://www.eia.gov/electricity/data/browser/ | U.S. Energy Information Administration | 37264 | 2019 | 49.068999999999996 | 36.603 | 0.0 | 1.332 | 117.351002 | 83.708 | 25.459 | U.S. Energy Information Administration |  |  |  |  | 659.8 | NO-ESTIMATION | NO-ESTIMATION | NO-ESTIMATION | NO-ESTIMATION | CAPACITY-FACTOR-V1
USA | United States of America | West Marinette 34 |  | USA0007799 | 83 | 45.0869 | -87.6892 | Gas |  |  |  | 2000.0 | Madison Gas & Electric Co | U.S. Energy Information Administration | http://www.eia.gov/electricity/data/browser/ | U.S. Energy Information Administration | 37264 | 2019 | 0.0 | 0.0 | 0.0 | 0.0 | 0.0 | 0.0 | 84.614 | U.S. Energy Information Administration |  |  |  |  | 292.69 | NO-ESTIMATION | NO-ESTIMATION | NO-ESTIMATION | NO-ESTIMATION | CAPACITY-FACTOR-V1
USA | United States of America | Willmar |  | USA0002022 | 30 | 45.1217 | -95.0532 | Gas | Coal | Wind |  | 1971.4666666666667 | Willmar Municipal Utilities | U.S. Energy Information Administration | http://www.eia.gov/electricity/data/browser/ | U.S. Energy Information Administration | 37046 | 2019 | 0.0 | 0.0 | 0.0 | 0.0 | 0.0 | 0.0 | 6.208 | U.S. Energy Information Administration |  |  |  |  | 105.79 | NO-ESTIMATION | NO-ESTIMATION | NO-ESTIMATION | NO-ESTIMATION | CAPACITY-FACTOR-V1
USA | United States of America | Elk River |  | USA0002039 | 191.3 | 45.2968 | -93.5584 | Gas | Oil |  |  | 2009.0 | Great River Energy | U.S. Energy Information Administration | http://www.eia.gov/electricity/data/browser/ | U.S. Energy Information Administration | 35361 | 2019 | 227.283 | 176.69400000000002 | 164.035 | 206.08299999999997 | 170.392 | 195.60200000000003 | 20.873 | U.S. Energy Information Administration |  |  |  |  | 674.61 | NO-ESTIMATION | NO-ESTIMATION | NO-ESTIMATION | NO-ESTIMATION | CAPACITY-FACTOR-V1
USA | United States of America | Groton Generating Station |  | USA0056238 | 188.5 | 45.3735 | -98.0987 | Gas |  |  |  | 2007.0079575596817 | Basin Electric Power Coop | U.S. Energy Information Administration | http://www.eia.gov/electricity/data/browser/ | U.S. Energy Information Administration | 53153 | 2019 | 0.126 | 66.09700000000001 | 44.871 | 102.64 | 4.437 | 122.10600000000001 | 119.402 | U.S. Energy Information Administration |  |  |  |  | 664.74 | NO-ESTIMATION | NO-ESTIMATION | NO-ESTIMATION | NO-ESTIMATION | CAPACITY-FACTOR-V1
USA | United States of America | Aberdeen CT |  | USA0003338 | 111 | 45.4299 | -98.4940 | Gas | Oil |  |  | 2003.918918918919 | NorthWestern Energy - (SD) | U.S. Energy Information Administration | http://www.eia.gov/electricity/data/browser/ | U.S. Energy Information Administration | 28420 | 2019 | 8.040000000000001 | 4.093 | 7.759 | 9.083 | 10.379 | 36.67400000000001 | 43.908 | U.S. Energy Information Administration |  |  |  |  | 391.44 | NO-ESTIMATION | SOLAR-V1 | SOLAR-V1 | SOLAR-V1 | SOLAR-V1
USA | United States of America | Packaging of America Tomahawk Mill |  | USA0050476 | 18.7 | 45.4431 | -89.7342 | Gas | Waste | Oil | Biomass | 1958.5882352941176 | PCA-Tomahawk Mill | U.S. Energy Information Administration | http://www.eia.gov/electricity/data/browser/ | U.S. Energy Information Administration |  | 2019 | 117.73745499999998 | 122.060146 | 113.64750000000001 | 114.049993 | 119.714335 | 118.82708799999999 | 116.8624 | U.S. Energy Information Administration |  |  |  |  | 65.94 | NO-ESTIMATION | NO-ESTIMATION | NO-ESTIMATION | NO-ESTIMATION | CAPACITY-FACTOR-V1
USA | United States of America | Cumberland (WI) |  | USA0004112 | 21.9 | 45.5336 | -92.0224 | Gas | Oil |  |  | 1984.4520547945206 | City of Cumberland - (WI) | U.S. Energy Information Administration | http://www.eia.gov/electricity/data/browser/ | U.S. Energy Information Administration | 17930 | 2019 | 0.092 | 0.10300000000000001 | 0.126 | 0.127 | 0.112 | 0.13999999999999999 | 0.139 | U.S. Energy Information Administration |  |  |  |  | 77.23 | NO-ESTIMATION | NO-ESTIMATION | NO-ESTIMATION | NO-ESTIMATION | NO-ESTIMATION
USA | United States of America | Cambridge CT |  | USA0002038 | 194.2 | 45.6010 | -93.2081 | Gas | Oil |  |  | 2003.2667353244078 | Great River Energy | U.S. Energy Information Administration | http://www.eia.gov/electricity/data/browser/ | U.S. Energy Information Administration | 35359 | 2019 | 83.051 | 32.339 | 33.010999999999996 | 44.337 | 22.024 | 56.197 | 0.659 | U.S. Energy Information Administration |  |  |  |  | 684.84 | NO-ESTIMATION | NO-ESTIMATION | NO-ESTIMATION | NO-ESTIMATION | NO-ESTIMATION
USA | United States of America | Rhinelander Mill |  | USA0050933 | 21.3 | 45.6394 | -89.4205 | Gas | Coal | Oil | Hydro | 1951.380281690141 | Ahlstrom-Munksjo | U.S. Energy Information Administration | http://www.eia.gov/electricity/data/browser/ | U.S. Energy Information Administration | 57474 | 2019 | 58.930734 | 58.82117100000001 | 54.055329 | 47.716 | 44.290382 | 39.559104 | 30.429 | U.S. Energy Information Administration |  |  |  |  | 75.11 | NO-ESTIMATION | NO-ESTIMATION | NO-ESTIMATION | NO-ESTIMATION | CAPACITY-FACTOR-V1
USA | United States of America | River Road Gen Plant |  | USA0007605 | 248 | 45.6497 | -122.7256 | Gas |  |  |  | 1998.0 | PUD No 1 of Clark County - (WA) | U.S. Energy Information Administration | http://www.eia.gov/electricity/data/browser/ | U.S. Energy Information Administration | 16988 | 2019 | 1729.8400000000001 | 1577.1190000000001 | 1812.488 | 1440.6490000000001 | 1259.617 | 1192.592 | 1746.286 | U.S. Energy Information Administration |  |  |  |  | 874.57 | HYDRO-V1 | HYDRO-V1 | HYDRO-V1 | HYDRO-V1 | HYDRO-V1
USA | United States of America | Carty Generating Station |  | USA0058503 | 500 | 45.6986 | -119.8131 | Gas |  |  |  | 2016.0 | Portland General Electric Co | U.S. Energy Information Administration | http://www.eia.gov/electricity/data/browser/ | U.S. Energy Information Administration |  | 2019 |  |  |  | 1362.7820000000002 | 2394.2650000000003 | 3020.826 | 2989.615 | U.S. Energy Information Administration |  |  |  |  | 1763.24 | NO-ESTIMATION | NO-ESTIMATION | NO-ESTIMATION | NO-ESTIMATION | CAPACITY-FACTOR-V1
USA | United States of America | Phillips 66 Billings Refinery |  | USA0056496 | 1.6 | 45.7769 | -108.4911 | Gas |  |  |  | 2008.0 | Phillips 66 Billings Refinery | U.S. Energy Information Administration | http://www.eia.gov/electricity/data/browser/ | U.S. Energy Information Administration | 14503 | 2019 | 0.0 | 0.0 | 0.0 | 0.0 | 0.0 | 0.0 | 0 | U.S. Energy Information Administration |  |  |  |  | 5.64 | NO-ESTIMATION | NO-ESTIMATION | NO-ESTIMATION | NO-ESTIMATION | CAPACITY-FACTOR-V1
USA | United States of America | Hermiston Power Partnership |  | USA0055328 | 689.4 | 45.7940 | -119.3133 | Gas |  |  |  | 2001.9999999999998 | Hermiston Power Partnership | U.S. Energy Information Administration | http://www.eia.gov/electricity/data/browser/ | U.S. Energy Information Administration | 35706 | 2019 | 3655.6890000000003 | 3100.584 | 330.66999999999996 | 3179.734 | 2970.806 | 3644.236 | 4298.264 | U.S. Energy Information Administration |  |  |  |  | 2431.16 | NO-ESTIMATION | NO-ESTIMATION | NO-ESTIMATION | NO-ESTIMATION | CAPACITY-FACTOR-V1
USA | United States of America | Hermiston Generating Plant |  | USA0054761 | 621.2 | 45.8042 | -119.3700 | Gas |  |  |  | 1995.9999999999998 | Hermiston Generating Co LP | U.S. Energy Information Administration | http://www.eia.gov/electricity/data/browser/ | U.S. Energy Information Administration | 35706 | 2019 | 2575.536 | 2315.061 | 2387.243 | 1956.261 | 1768.1080000000002 | 2493.629 | 2862.63 | U.S. Energy Information Administration |  |  |  |  | 2190.65 | NO-ESTIMATION | NO-ESTIMATION | NO-ESTIMATION | NO-ESTIMATION | CAPACITY-FACTOR-V1
USA | United States of America | Goldendale Generating Station |  | USA0055482 | 284.3 | 45.8114 | -120.8330 | Gas |  |  |  | 2003.9999999999998 | Puget Sound Energy Inc | U.S. Energy Information Administration | http://www.eia.gov/electricity/data/browser/ | U.S. Energy Information Administration | 47176 | 2019 | 1434.154 | 1005.123 | 1466.0520000000001 | 1004.047 | 1076.003 | 1091.228 | 1905.173 | U.S. Energy Information Administration |  |  |  |  | 1002.58 | NO-ESTIMATION | NO-ESTIMATION | NO-ESTIMATION | NO-ESTIMATION | CAPACITY-FACTOR-V1
USA | United States of America | Coyote Springs |  | USA0007350 | 296 | 45.8480 | -119.6739 | Gas |  |  |  | 1995.0 | Portland General Electric Co | U.S. Energy Information Administration | http://www.eia.gov/electricity/data/browser/ | U.S. Energy Information Administration | 30442 | 2019 | 715.961 | 1273.703 | 1671.5610000000001 | 1454.664 | 1209.749 | 1409.054 | 1769.34 | U.S. Energy Information Administration |  |  |  |  | 1043.84 | NO-ESTIMATION | NO-ESTIMATION | NO-ESTIMATION | SOLAR-V1 | SOLAR-V1
USA | United States of America | Coyote Springs II |  | USA0007931 | 287 | 45.8480 | -119.6740 | Gas |  |  |  | 2003.0 | Avista Corp | U.S. Energy Information Administration | http://www.eia.gov/electricity/data/browser/ | U.S. Energy Information Administration | 30442 | 2019 | 1796.28 | 1493.933 | 1891.951 | 1765.406 | 1659.029 | 1495.191 | 1890.016 | U.S. Energy Information Administration |  |  |  |  | 1012.1 | NO-ESTIMATION | NO-ESTIMATION | NO-ESTIMATION | NO-ESTIMATION | CAPACITY-FACTOR-V1
USA | United States of America | Basin Creek Plant |  | USA0055866 | 54.9 | 45.9293 | -112.5194 | Gas |  |  |  | 2005.9999999999998 | Basin Creek Power Services LLC | U.S. Energy Information Administration | http://www.eia.gov/electricity/data/browser/ | U.S. Energy Information Administration | 52129 | 2019 | 33.915 | 41.212 | 62.797000000000004 | 92.242 | 108.306 | 129.76500000000001 | 156.356 | U.S. Energy Information Administration |  |  |  |  | 193.6 | WIND-V1 | WIND-V1 | WIND-V1 | WIND-V1 | WIND-V1
USA | United States of America | Dave Gates Generating Station |  | USA0056908 | 203.1 | 46.1047 | -112.8766 | Gas | Oil |  |  | 2011.0 | NorthWestern Energy DGGS | U.S. Energy Information Administration | http://www.eia.gov/electricity/data/browser/ | U.S. Energy Information Administration | 28430 | 2019 | 447.30899700000003 | 412.387004 | 427.70800299999996 | 262.92100400000004 | 251.273001 | 220.856996 | 226.742 | U.S. Energy Information Administration |  |  |  |  | 716.23 | WIND-V1 | WIND-V1 | WIND-V1 | WIND-V1 | WIND-V1
USA | United States of America | Mint Farm Generating Station |  | USA0055700 | 319 | 46.1388 | -122.9855 | Gas |  |  |  | 2008.0 | Puget Sound Energy Inc | U.S. Energy Information Administration | http://www.eia.gov/electricity/data/browser/ | U.S. Energy Information Administration | 48654 | 2019 | 1614.341 | 1288.911 | 1699.886 | 1057.948 | 878.5160000000001 | 1363.352 | 1864.732 | U.S. Energy Information Administration |  |  |  |  | 1124.95 | NO-ESTIMATION | NO-ESTIMATION | SOLAR-V1 | SOLAR-V1 | SOLAR-V1
USA | United States of America | Alden Bailey Power Plant |  | USA0056223 | 10.9 | 46.1584 | -123.4060 | Gas |  |  |  | 2001.9999999999998 | Clatskanie Peoples Util Dist | U.S. Energy Information Administration | http://www.eia.gov/electricity/data/browser/ | U.S. Energy Information Administration | 49190 | 2019 | 0.0 | 0.18718 | 0.39102 | 0.012740000000000001 | 0.0 | 0.0 | 0 | U.S. Energy Information Administration |  |  |  |  | 38.43 | NO-ESTIMATION | SOLAR-V1 | SOLAR-V1 | SOLAR-V1 | SOLAR-V1
USA | United States of America | Beaver |  | USA0008073 | 610.7 | 46.1724 | -123.1739 | Gas | Oil |  |  | 1975.949729818241 | Portland General Electric Co | U.S. Energy Information Administration | http://www.eia.gov/electricity/data/browser/ | U.S. Energy Information Administration | 30439 | 2019 | 273.03400500000004 | 206.10099700000004 | 0.0 | 0.0 | 0.0 | 0.0 | 500.551 | U.S. Energy Information Administration |  |  |  |  | 2153.63 | NO-ESTIMATION | NO-ESTIMATION | NO-ESTIMATION | NO-ESTIMATION | CAPACITY-FACTOR-V1
USA | United States of America | Port Westward Unit 2 |  | USA0058266 | 225.6 | 46.1789 | -123.1719 | Gas |  |  |  | 2014.9999999999995 | Portland General Electric Co | U.S. Energy Information Administration | http://www.eia.gov/electricity/data/browser/ | U.S. Energy Information Administration | 47874 | 2019 |  |  | 344.871 | 146.365 | 164.44 | 110.418 | 360.693 | U.S. Energy Information Administration |  |  |  |  | 795.57 | NO-ESTIMATION | NO-ESTIMATION | NO-ESTIMATION | SOLAR-V1 | SOLAR-V1
USA | United States of America | Port Westward |  | USA0056227 | 483 | 46.1789 | -123.1720 | Gas |  |  |  | 2007.0 | Portland General Electric Co | U.S. Energy Information Administration | http://www.eia.gov/electricity/data/browser/ | U.S. Energy Information Administration | 47874 | 2019 | 2383.859 | 1943.1309999999999 | 2324.304 | 2400.5170000000003 | 2129.09 | 2500.92 | 2737.946 | U.S. Energy Information Administration |  |  |  |  | 1703.29 | NO-ESTIMATION | NO-ESTIMATION | NO-ESTIMATION | NO-ESTIMATION | CAPACITY-FACTOR-V1
USA | United States of America | Miles City GT |  | USA0002177 | 23.3 | 46.4112 | -105.7953 | Gas | Oil |  |  | 1971.9999999999998 | Montana-Dakota Utilities Co | U.S. Energy Information Administration | http://www.eia.gov/electricity/data/browser/ | U.S. Energy Information Administration | 26762 | 2019 | -0.060000000000000005 | 0.365 | 0.444 | 0.0 | 0.353 | 0.15 | 0.236 | U.S. Energy Information Administration |  |  |  |  | 82.16 | NO-ESTIMATION | NO-ESTIMATION | WIND-V1 | WIND-V1 | WIND-V1
USA | United States of America | F.D. Kuester Generating Station |  | USA0061392 | 131.6 | 46.5127 | -87.5107 | Gas |  |  |  | 2019.0000000000002 | Upper Michigan Energy Resources Company | U.S. Energy Information Administration | http://www.eia.gov/electricity/data/browser/ | U.S. Energy Information Administration |  | 2019 | [6 empty] | 457.105 | U.S. Energy Information Administration |  |  |  |  | 464.08 | NO-ESTIMATION | NO-ESTIMATION | NO-ESTIMATION | NO-ESTIMATION | CAPACITY-FACTOR-V1
USA | United States of America | Marquette Energy Center |  | USA0060559 | 51.3 | 46.5660 | -87.4372 | Gas | Oil |  |  | 2017.0 | City of Marquette - (MI) | U.S. Energy Information Administration | http://www.eia.gov/electricity/data/browser/ | U.S. Energy Information Administration |  | 2019 |  |  |  |  | 25.342000000000002 | 75.063 | 143.874 | U.S. Energy Information Administration |  |  |  |  | 180.9 | NO-ESTIMATION | NO-ESTIMATION | SOLAR-V1 | SOLAR-V1 | SOLAR-V1
USA | United States of America | Bay Front |  | USA0003982 | 47.2 | 46.5872 | -90.9017 | Gas | Coal | Waste | Other | 1954.8813559322032 | Northern States Power Co - Minnesota | U.S. Energy Information Administration | http://www.eia.gov/electricity/data/browser/ | U.S. Energy Information Administration | 28308 | 2019 | 0.0 | 0.0 | 0.0 | 0.0 | 0.0 | 0.0 | 185.594 | U.S. Energy Information Administration |  |  |  |  | 166.45 | NO-ESTIMATION | NO-ESTIMATION | SOLAR-V1 | SOLAR-V1 | SOLAR-V1
USA | United States of America | Chehalis Generating Facility |  | USA0055662 | 698 | 46.6225 | -122.9131 | Gas | Oil |  |  | 2003.0 | PacifiCorp | U.S. Energy Information Administration | http://www.eia.gov/electricity/data/browser/ | U.S. Energy Information Administration | 47218 | 2019 | 1674.202 | 0.0 | 0.0 | 0.0 | 0.0 | 0.0 | 2431.536 | U.S. Energy Information Administration |  |  |  |  | 2461.49 | NO-ESTIMATION | NO-ESTIMATION | NO-ESTIMATION | NO-ESTIMATION | CAPACITY-FACTOR-V1
USA | United States of America | Grimes Way |  | USA0056016 | 4 | 46.7289 | -117.1514 | Gas | Oil |  |  | 2005.0 | Washington State University | U.S. Energy Information Administration | http://www.eia.gov/electricity/data/browser/ | U.S. Energy Information Administration | 53913 | 2019 | 0.7050000000000001 | 0.45400000000000007 | 0.74 | 0.42100000000000004 | 0.335 | 0.339 | 0.389 | U.S. Energy Information Administration |  |  |  |  | 14.1 | NO-ESTIMATION | NO-ESTIMATION | NO-ESTIMATION | NO-ESTIMATION | CAPACITY-FACTOR-V1
USA | United States of America | White Pine Electric Power |  | USA0010148 | 20 | 46.7644 | -89.5669 | Gas |  |  |  | 1955.0 | White Pine Electric Power LLC | U.S. Energy Information Administration | http://www.eia.gov/electricity/data/browser/ | U.S. Energy Information Administration |  | 2019 | 24.727 | 22.609 | 0.0 | 0.0 |  |  |  | U.S. Energy Information Administration |  |  |  |  | 70.52 | NO-ESTIMATION | NO-ESTIMATION | NO-ESTIMATION | NO-ESTIMATION | CAPACITY-FACTOR-V1
USA | United States of America | A.J. Mihm Generating Station |  | USA0061391 | 56.4 | 46.7927 | -88.6140 | Gas |  |  |  | 2019.0 | Upper Michigan Energy Resources Company | U.S. Energy Information Administration | http://www.eia.gov/electricity/data/browser/ | U.S. Energy Information Administration |  | 2019 | [6 empty] | 187.627 | U.S. Energy Information Administration |  |  |  |  | 198.89 | NO-ESTIMATION | NO-ESTIMATION | NO-ESTIMATION | NO-ESTIMATION | CAPACITY-FACTOR-V1
USA | United States of America | Tesoro Mandan Cogeneration Plant |  | USA0052133 | 7.5 | 46.8492 | -100.8808 | Gas | Oil |  |  | 1955.3333333333333 | Tesoro Refining and Marketing Co LLC | U.S. Energy Information Administration | http://www.eia.gov/electricity/data/browser/ | U.S. Energy Information Administration |  | 2019 | 58.921 | 62.038000000000004 | 61.042 | 60.294000000000004 | 50.375 | 61.318 | 59.655 | U.S. Energy Information Administration |  |  |  |  | 26.44 | NO-ESTIMATION | NO-ESTIMATION | NO-ESTIMATION | NO-ESTIMATION | CAPACITY-FACTOR-V1
USA | United States of America | Spiritwood Station |  | USA0056786 | 106.2 | 46.9264 | -98.4997 | Gas | Coal |  |  | 2014.0 | Great River Energy | U.S. Energy Information Administration | http://www.eia.gov/electricity/data/browser/ | U.S. Energy Information Administration | 55722 | 2019 |  | 32.125 | 208.87500300000002 | 228.72400199999998 | 212.494005 | 206.283005 | 181.335 | U.S. Energy Information Administration |  |  |  |  | 374.51 | HYDRO-V1 | HYDRO-V1 | HYDRO-V1 | HYDRO-V1 | HYDRO-V1
USA | United States of America | Grays Harbor Energy Facility |  | USA0007999 | 697.8 | 46.9692 | -123.4800 | Gas |  |  |  | 2008.0 | Invenergy Services LLC | U.S. Energy Information Administration | http://www.eia.gov/electricity/data/browser/ | U.S. Energy Information Administration | 36341 | 2019 | 0.0 | 1705.387 | 3005.284 | 2818.292 | 2834.246 | 2478.312 | 3407.096 | U.S. Energy Information Administration |  |  |  |  | 2460.78 | HYDRO-V1 | HYDRO-V1 | HYDRO-V1 | HYDRO-V1 | HYDRO-V1
USA | United States of America | Glendive GT |  | USA0002176 | 83.7 | 47.0539 | -104.7400 | Gas | Oil |  |  | 1991.3297491039425 | Montana-Dakota Utilities Co | U.S. Energy Information Administration | http://www.eia.gov/electricity/data/browser/ | U.S. Energy Information Administration | 26755 | 2019 | 1.782 | 1.911 | 1.212 | 6.277 | 1.953 | 1.814 | 1.478 | U.S. Energy Information Administration |  |  |  |  | 295.16 | NO-ESTIMATION | NO-ESTIMATION | NO-ESTIMATION | NO-ESTIMATION | CAPACITY-FACTOR-V1
USA | United States of America | Frederickson |  | USA0000099 | 177.8 | 47.0797 | -122.3650 | Gas | Oil |  |  | 1981.0000000000002 | Puget Sound Energy Inc | U.S. Energy Information Administration | http://www.eia.gov/electricity/data/browser/ | U.S. Energy Information Administration | 30961 | 2019 | 30.694000000000003 | 14.22 | 39.935 | 19.474 | 25.536 | 29.871000000000002 | 81.365 | U.S. Energy Information Administration |  |  |  |  | 627.01 | NO-ESTIMATION | NO-ESTIMATION | NO-ESTIMATION | NO-ESTIMATION | CAPACITY-FACTOR-V1
USA | United States of America | Frederickson Power LP |  | USA0055818 | 318.3 | 47.0861 | -122.3657 | Gas |  |  |  | 2001.9999999999998 | Frederickson Power LP | U.S. Energy Information Administration | http://www.eia.gov/electricity/data/browser/ | U.S. Energy Information Administration | 50506 | 2019 | 835.491 | 698.0930000000001 | 1250.04 | 837.562 | 931.4460000000001 | 709.562 | 1343.534 | U.S. Energy Information Administration |  |  |  |  | 1122.48 | NO-ESTIMATION | NO-ESTIMATION | NO-ESTIMATION | NO-ESTIMATION | CAPACITY-FACTOR-V1
USA | United States of America | Syl Laskin |  | USA0001891 | 116 | 47.5306 | -92.1619 | Gas |  |  |  | 1953.0 | ALLETE Inc. | U.S. Energy Information Administration | http://www.eia.gov/electricity/data/browser/ | U.S. Energy Information Administration | 26516 | 2019 | 471.94900500000006 | 0.0 | 0.0 | 0.0 | 0.0 | 0.0 | 19.455 | U.S. Energy Information Administration |  |  |  |  | 409.07 | NO-ESTIMATION | NO-ESTIMATION | NO-ESTIMATION | NO-ESTIMATION | CAPACITY-FACTOR-V1
USA | United States of America | Solway CT |  | USA0007947 | 51.3 | 47.5446 | -95.1297 | Gas | Oil |  |  | 2003.0506822612087 | Otter Tail Power Co | U.S. Energy Information Administration | http://www.eia.gov/electricity/data/browser/ | U.S. Energy Information Administration | 49185 | 2019 | 0.0 | 42.385 | 0.0 | 39.509 | 0.0 | 69.282 | 52.97 | U.S. Energy Information Administration |  |  |  |  | 180.9 | NO-ESTIMATION | NO-ESTIMATION | NO-ESTIMATION | NO-ESTIMATION | NO-ESTIMATION
USA | United States of America | Boulder Park |  | USA0008022 | 24.6 | 47.6972 | -117.1472 | Gas |  |  |  | 2001.9999999999995 | Avista Corp | U.S. Energy Information Administration | http://www.eia.gov/electricity/data/browser/ | U.S. Energy Information Administration | 49300 | 2019 | 25.921 | 14.811 | 22.428 | 18.358 | 26.649 | 47.931000000000004 | 66.91 | U.S. Energy Information Administration |  |  |  |  | 86.75 | NO-ESTIMATION | NO-ESTIMATION | NO-ESTIMATION | NO-ESTIMATION | CAPACITY-FACTOR-V1
USA | United States of America | Northeast (WA) |  | USA0006210 | 61.8 | 47.7351 | -117.3705 | Gas |  |  |  | 1979.0 | Avista Corp | U.S. Energy Information Administration | http://www.eia.gov/electricity/data/browser/ | U.S. Energy Information Administration |  | 2019 | 0.222 | 2.431 | 1.073 | 1.087 | 0.39 | 1.5150000000000001 | 3.459 | U.S. Energy Information Administration |  |  |  |  | 217.93 | NO-ESTIMATION | NO-ESTIMATION | NO-ESTIMATION | NO-ESTIMATION | CAPACITY-FACTOR-V1
USA | United States of America | Rathdrum Power LLC |  | USA0055179 | 301.5 | 47.7858 | -116.9203 | Gas |  |  |  | 2001.0 | Rathdrum Operating Services Co. Inc. | U.S. Energy Information Administration | http://www.eia.gov/electricity/data/browser/ | U.S. Energy Information Administration | 16989 | 2019 | 1658.962 | 1201.397 | 1528.9830000000002 | 1314.104 | 1333.0320000000002 | 1593.817 | 1801.369 | U.S. Energy Information Administration |  |  |  |  | 1063.23 | HYDRO-V1 | HYDRO-V1 | HYDRO-V1 | HYDRO-V1 | HYDRO-V1
USA | United States of America | Lonesome Creek Station |  | USA0057943 | 302.5 | 47.7967 | -103.5786 | Gas |  |  |  | 2015.4 | Basin Electric Power Coop | U.S. Energy Information Administration | http://www.eia.gov/electricity/data/browser/ | U.S. Energy Information Administration | 65334 | 2019 | 14.75 | 98.962 | 464.72700000000003 | 657.077 | 349.3 | 570.8530000000001 | 861.914 | U.S. Energy Information Administration |  |  |  |  | 1066.76 | NO-ESTIMATION | NO-ESTIMATION | NO-ESTIMATION | WIND-V1 | WIND-V1
USA | United States of America | Rathdrum |  | USA0007456 | 166.4 | 47.8043 | -116.8673 | Gas |  |  |  | 1994.0000000000002 | Avista Corp | U.S. Energy Information Administration | http://www.eia.gov/electricity/data/browser/ | U.S. Energy Information Administration | 36363 | 2019 | 33.688 | 12.789 | 52.558 | 40.615 | 71.741 | 145.074 | 176.18 | U.S. Energy Information Administration |  |  |  |  | 586.8 | NO-ESTIMATION | NO-ESTIMATION | NO-ESTIMATION | NO-ESTIMATION | CAPACITY-FACTOR-V1
USA | United States of America | Culbertson Generation Station |  | USA0056606 | 91 | 48.2100 | -104.3917 | Gas |  |  |  | 2011.0 | Basin Electric Power Coop | U.S. Energy Information Administration | http://www.eia.gov/electricity/data/browser/ | U.S. Energy Information Administration | 57258 | 2019 | 127.70100000000001 | 64.063 | 104.141 | 95.98700000000001 | 45.079 | 110.554 | 116.337 | U.S. Energy Information Administration |  |  |  |  | 320.91 | NO-ESTIMATION | NO-ESTIMATION | NO-ESTIMATION | NO-ESTIMATION | CAPACITY-FACTOR-V1
USA | United States of America | Pioneer Generating Station |  | USA0057881 | 293.1 | 48.2325 | -103.9528 | Gas |  |  |  | 2014.9358580689166 | Basin Electric Power Coop | U.S. Energy Information Administration | http://www.eia.gov/electricity/data/browser/ | U.S. Energy Information Administration |  | 2019 | 22.702 | 110.653 | 202.122 | 305.661 | 263.274 | 398.12199999999996 | 506.924 | U.S. Energy Information Administration |  |  |  |  | 1033.61 | NO-ESTIMATION | NO-ESTIMATION | NO-ESTIMATION | NO-ESTIMATION | CAPACITY-FACTOR-V1
USA | United States of America | Fredonia |  | USA0000607 | 376 | 48.4558 | -122.4358 | Gas | Oil |  |  | 1989.3260638297875 | Puget Sound Energy Inc | U.S. Energy Information Administration | http://www.eia.gov/electricity/data/browser/ | U.S. Energy Information Administration | 30962 | 2019 | 102.053003 | 67.54599999999999 | 161.449001 | 245.804001 | 120.503 | 129.254003 | 195.825 | U.S. Energy Information Administration |  |  |  |  | 1325.96 | NO-ESTIMATION | NO-ESTIMATION | NO-ESTIMATION | NO-ESTIMATION | CAPACITY-FACTOR-V1
USA | United States of America | March Point Cogeneration |  | USA0054268 | 139.8 | 48.4708 | -122.5600 | Gas | Oil |  |  | 1991.6666666666665 | March Point Cogeneration Co | U.S. Energy Information Administration | http://www.eia.gov/electricity/data/browser/ | U.S. Energy Information Administration |  | 2019 | 0.0 | 0.0 | 0.0 | 0.0 | 0.0 | 0.0 | 954.978 | U.S. Energy Information Administration |  |  |  |  | 493 | NO-ESTIMATION | NO-ESTIMATION | NO-ESTIMATION | NO-ESTIMATION | WIND-V1
USA | United States of America | Encogen |  | USA0007870 | 176.4 | 48.7460 | -122.4860 | Gas | Oil |  |  | 1993.0 | Puget Sound Energy Inc | U.S. Energy Information Administration | http://www.eia.gov/electricity/data/browser/ | U.S. Energy Information Administration | 24990 | 2019 | 283.52000400000003 | 219.643001 | 300.298002 | 212.717003 | 202.464001 | 200.54299999999998 | 401.29 | U.S. Energy Information Administration |  |  |  |  | 622.07 | NO-ESTIMATION | NO-ESTIMATION | NO-ESTIMATION | NO-ESTIMATION | CAPACITY-FACTOR-V1
USA | United States of America | Ferndale Generating Station |  | USA0054537 | 285.5 | 48.8290 | -122.6851 | Gas | Oil |  |  | 1994.0 | Puget Sound Energy Inc | U.S. Energy Information Administration | http://www.eia.gov/electricity/data/browser/ | U.S. Energy Information Administration | 28043 | 2019 | 869.388005 | 723.051996 | 868.8479949999999 | 742.347002 | 741.3570000000001 | 660.733006 | 1047.804 | U.S. Energy Information Administration |  |  |  |  | 1006.81 | NO-ESTIMATION | NO-ESTIMATION | NO-ESTIMATION | NO-ESTIMATION | CAPACITY-FACTOR-V1
USA | United States of America | Whitehorn |  | USA0006120 | 169.2 | 48.8856 | -122.7516 | Gas | Oil |  |  | 1980.9999999999998 | Puget Sound Energy Inc | U.S. Energy Information Administration | http://www.eia.gov/electricity/data/browser/ | U.S. Energy Information Administration | 30973 | 2019 | 27.796 | 24.255 | 38.733000000000004 | 33.638 | 31.451999999999998 | 28.555999999999997 | 7.87 | U.S. Energy Information Administration |  |  |  |  | 596.68 | NO-ESTIMATION | NO-ESTIMATION | NO-ESTIMATION | NO-ESTIMATION | CAPACITY-FACTOR-V1
USA | United States of America | Sumas Power Plant |  | USA0054476 | 125.5 | 48.9905 | -122.2733 | Gas |  |  |  | 1993.0 | Puget Sound Energy Inc | U.S. Energy Information Administration | http://www.eia.gov/electricity/data/browser/ | U.S. Energy Information Administration |  | 2019 | 537.92 | 446.06500000000005 | 602.0930000000001 | 394.995 | 257.63100000000003 | 272.946 | 483.617 | U.S. Energy Information Administration |  |  |  |  | 442.57 | NO-ESTIMATION | NO-ESTIMATION | NO-ESTIMATION | NO-ESTIMATION | SOLAR-V1
USA | United States of America | Soldotna |  | USA0057206 | 50 | 60.4994 | -150.9972 | Gas |  |  |  | 2014.0 | Homer Electric Assn Inc | U.S. Energy Information Administration | http://www.eia.gov/electricity/data/browser/ | U.S. Energy Information Administration | 61569 | 2019 |  | 46.481 | 41.087 | 39.612 | 18.166 | 23.756 | 46.499 | U.S. Energy Information Administration |  |  |  |  | 176.32 | WIND-V1 | WIND-V1 | WIND-V1 | WIND-V1 | WIND-V1
USA | United States of America | Agrium Kenai Nitrogen Operations |  | USA0054452 | 12.5 | 60.6732 | -151.3784 | Gas |  |  |  | 1977.0 | Agrium US Inc | U.S. Energy Information Administration | http://www.eia.gov/electricity/data/browser/ | U.S. Energy Information Administration |  | 2019 | [12 empty] | 44.08 | WIND-V1 | WIND-V1 | WIND-V1 | WIND-V1 | WIND-V1
USA | United States of America | Nikiski Combined Cycle |  | USA0055966 | 80.8 | 60.6765 | -151.3777 | Gas |  |  |  | 1999.3663366336632 | Homer Electric Assn Inc | U.S. Energy Information Administration | http://www.eia.gov/electricity/data/browser/ | U.S. Energy Information Administration | 12618 | 2019 | 263.11286 | 371.284 | 395.023 | 398.898 | 452.731 | 404.744 | 239.545 | U.S. Energy Information Administration |  |  |  |  | 284.94 | NO-ESTIMATION | NO-ESTIMATION | NO-ESTIMATION | NO-ESTIMATION | CAPACITY-FACTOR-V1
USA | United States of America | Tesoro Kenai Cogeneration Plant |  | USA0052184 | 8.6 | 60.6770 | -151.3815 | Gas | Oil |  |  | 1988.0 | Tesoro Alaska Company LLC | U.S. Energy Information Administration | http://www.eia.gov/electricity/data/browser/ | U.S. Energy Information Administration |  | 2019 | 60.29841999999999 | 0.0 | 70.45710000000001 | 0.0 | 0.0 | 64.727 | 68.21 | U.S. Energy Information Administration |  |  |  |  | 30.32 | NO-ESTIMATION | NO-ESTIMATION | NO-ESTIMATION | NO-ESTIMATION | CAPACITY-FACTOR-V1
USA | United States of America | Bernice Lake |  | USA0006292 | 76.7 | 60.6935 | -151.3874 | Gas |  |  |  | 1977.5501955671443 | Homer Electric Assn Inc | U.S. Energy Information Administration | http://www.eia.gov/electricity/data/browser/ | U.S. Energy Information Administration | 16275 | 2019 | 41.965 | 17.447 | 0.339 | 0.012 | -0.25 | 0.396 | 6.009 | U.S. Energy Information Administration |  |  |  |  | 270.48 | HYDRO-V1 | HYDRO-V1 | HYDRO-V1 | HYDRO-V1 | HYDRO-V1
USA | United States of America | Southcentral Power Project |  | USA0057036 | 203.9 | 61.1674 | -149.9053 | Gas |  |  |  | 2013.0 | Chugach Electric Assn Inc | U.S. Energy Information Administration | http://www.eia.gov/electricity/data/browser/ | U.S. Energy Information Administration | 58074 | 2019 | 947.407 | 909.356 | 867.9540000000001 | 871.99 | 862.918 | 815.365 | 797.909 | U.S. Energy Information Administration |  |  |  |  | 719.05 | NO-ESTIMATION | NO-ESTIMATION | NO-ESTIMATION | NO-ESTIMATION | CAPACITY-FACTOR-V1
USA | United States of America | International |  | USA0006293 | 30 | 61.1690 | -149.9110 | Gas |  |  |  | 1965.0 | Chugach Electric Assn Inc | U.S. Energy Information Administration | http://www.eia.gov/electricity/data/browser/ | U.S. Energy Information Administration | 16278 | 2019 | 14.86 | 0.862 | 0.874 | -0.78 | -0.795 | -0.752 | 0.048 | U.S. Energy Information Administration |  |  |  |  | 105.79 | NO-ESTIMATION | NO-ESTIMATION | NO-ESTIMATION | NO-ESTIMATION | CAPACITY-FACTOR-V1
USA | United States of America | Beluga |  | USA0000096 | 312.4 | 61.1861 | -151.0356 | Gas |  |  |  | 1974.9398207426377 | Chugach Electric Assn Inc | U.S. Energy Information Administration | http://www.eia.gov/electricity/data/browser/ | U.S. Energy Information Administration | 16274 | 2019 | 1379.744 | 1216.481 | 381.942 | 84.421 | 113.992 | 37.832 | 55.031 | U.S. Energy Information Administration |  |  |  |  | 1101.67 | HYDRO-V1 | HYDRO-V1 | HYDRO-V1 | HYDRO-V1 | HYDRO-V1
USA | United States of America | Anchorage 1 |  | USA0000075 | 77.9 | 61.2221 | -149.8661 | Gas | Oil |  |  | 1994.9974326059048 | Anchorage Municipal Light and Power | U.S. Energy Information Administration | http://www.eia.gov/electricity/data/browser/ | U.S. Energy Information Administration | 13438 | 2019 | 22.337 | 33.642 | 47.782 | 45.082 | 50.849 | 28.936999999999998 | 14.7369 | U.S. Energy Information Administration |  |  |  |  | 274.71 | HYDRO-V1 | HYDRO-V1 | HYDRO-V1 | HYDRO-V1 | HYDRO-V1
USA | United States of America | George M Sullivan Generation Plant 2 |  | USA0006559 | 346.9 | 61.2297 | -149.7167 | Gas | Oil |  |  | 1997.2190833093114 | Anchorage Municipal Light and Power | U.S. Energy Information Administration | http://www.eia.gov/electricity/data/browser/ | U.S. Energy Information Administration | 13277 | 2019 | 562.282994 | 493.716997 | 654.1420009999999 | 589.738 | 803.8240040000001 | 843.3279950000001 | 626.189 | U.S. Energy Information Administration |  |  |  |  | 1223.34 | NO-ESTIMATION | NO-ESTIMATION | NO-ESTIMATION | NO-ESTIMATION | CAPACITY-FACTOR-V1
USA | United States of America | Eklutna Generation Station |  | USA0058989 | 171 | 61.4578 | -149.3514 | Gas | Oil |  |  | 2015.0000000000002 | Matanuska Electric Assn Inc | U.S. Energy Information Administration | http://www.eia.gov/electricity/data/browser/ | U.S. Energy Information Administration | 56619 | 2019 |  |  | 0.0 | 0.0 | 0.0 | 0.0 | 723.815 | U.S. Energy Information Administration |  |  |  |  | 603.03 | NO-ESTIMATION | NO-ESTIMATION | NO-ESTIMATION | NO-ESTIMATION | CAPACITY-FACTOR-V1
USA | United States of America | TNSG South Plant |  | USA0058117 | 7.8 | 70.2000 | -148.4667 | Gas |  |  |  | 2001.8205128205127 | TDX North Slope Generating Inc. | U.S. Energy Information Administration | http://www.eia.gov/electricity/data/browser/ | U.S. Energy Information Administration |  | 2019 | 10.677 | 9.104000000000001 | 0.801 | 0.0 | -0.595 | -0.48 | -0.162 | U.S. Energy Information Administration |  |  |  |  | 27.5 | NO-ESTIMATION | NO-ESTIMATION | NO-ESTIMATION | NO-ESTIMATION | CAPACITY-FACTOR-V1
USA | United States of America | TNSG North Plant |  | USA0058278 | 25.7 | 70.2353 | -148.3836 | Gas | Oil |  |  | 2011.929961089494 | TDX North Slope Generating Inc. | U.S. Energy Information Administration | http://www.eia.gov/electricity/data/browser/ | U.S. Energy Information Administration |  | 2019 | 60.5 | 66.104 | 79.92 | 72.702 | 65.312 | 61.008 | 56.413 | U.S. Energy Information Administration |  |  |  |  | 90.63 | NO-ESTIMATION | NO-ESTIMATION | SOLAR-V1 | SOLAR-V1 | SOLAR-V1
USA | United States of America | Barrow |  | USA0007173 | 20.3 | 71.2920 | -156.7786 | Gas | Oil |  |  | 1991.024630541872 | Barrow Utils & Elec Coop Inc | U.S. Energy Information Administration | http://www.eia.gov/electricity/data/browser/ | U.S. Energy Information Administration | 14049 | 2019 | 50.251999999999995 | 49.637 | 50.111999999999995 | 50.162 | 49.165 | 48.253 | 47.567 | U.S. Energy Information Administration |  |  |  |  | 71.58 | NO-ESTIMATION | NO-ESTIMATION | NO-ESTIMATION | NO-ESTIMATION | CAPACITY-FACTOR-V1
UZB | Uzbekistan | Talimardjan |  | WRI1000142 | 800 | 38.4809 | 65.6315 | Gas |  |  |  | 2014.0 | Uzbekenergo | Asian Development Bank | http://www.carecprogram.org/ru/uploads/docs/Projects/TA/TA4029-UZB-Volume-1-Sections-I-III.pdf | GEODB | 1032642 | [13 empty] | 4465.78 | HYDRO-V1 | HYDRO-V1 | HYDRO-V1 | HYDRO-V1 | HYDRO-V1
UZB | Uzbekistan | Mubarek |  | WRI1000154 | 60 | 39.2553 | 65.1528 | Gas |  |  |  | 1985.0 | Uzbekenergo | Asian Development Bank | http://www.carecprogram.org/ru/uploads/docs/Projects/TA/TA4029-UZB-Volume-1-Sections-I-III.pdf | CARMA | 1032627 | [13 empty] | 334.93 | NO-ESTIMATION | NO-ESTIMATION | SOLAR-V1 | SOLAR-V1 | SOLAR-V1
UZB | Uzbekistan | Navoi |  | WRI1000141 | 1758 | 40.1569 | 65.3104 | Gas |  |  |  |  | Uzbekenergo | Asian Development Bank | http://www.carecprogram.org/ru/uploads/docs/Projects/TA/TA4029-UZB-Volume-1-Sections-I-III.pdf | GEODB | 1032628 | [13 empty] | 9813.57 | NO-ESTIMATION | NO-ESTIMATION | NO-ESTIMATION | NO-ESTIMATION | CAPACITY-FACTOR-V1
UZB | Uzbekistan | Syrdarya |  | WRI1000138 | 3000 | 40.2287 | 69.1005 | Gas |  |  |  | 1972.0 | Uzbekenergo | Asian Development Bank | http://www.carecprogram.org/ru/uploads/docs/Projects/TA/TA4029-UZB-Volume-1-Sections-I-III.pdf | GEODB | 1032638 | [13 empty] | 16746.71 | HYDRO-V1 | HYDRO-V1 | HYDRO-V1 | HYDRO-V1 | HYDRO-V1
UZB | Uzbekistan | Tashkent |  | WRI1000140 | 2230 | 41.3822 | 69.3677 | Gas |  |  |  | 2008.0 | Uzbekenergo | Chibu Electric Provider | http://www.chuden.co.jp/english/corporate/press2004/0117_1.html | GEODB | 1032643 | [13 empty] | 12448.38 | NO-ESTIMATION | NO-ESTIMATION | NO-ESTIMATION | NO-ESTIMATION | CAPACITY-FACTOR-V1
UZB | Uzbekistan | Takhiatash |  | WRI1000143 | 730 | 42.3175 | 59.5553 | Gas |  |  |  | 1963.0 | Uzbekenergo | Asian Development Bank | http://www.carecprogram.org/ru/uploads/docs/Projects/TA/TA4029-UZB-Volume-1-Sections-I-III.pdf | GEODB | 1032639 | [13 empty] | 4075.03 | NO-ESTIMATION | NO-ESTIMATION | NO-ESTIMATION | NO-ESTIMATION | CAPACITY-FACTOR-V1
VEN | Venezuela | Enelbar |  | WRI1018643 | 130 | 10.0739 | -69.3228 | Gas | [5 empty] | Venezuela Electricity Sector | http://www.mppee.gob.ve/download/anuario_estad%C3%ADstico/Anuario_2013.pdf | CARMA | 1016244 |  | 444.0 | [6 empty] | Venezuela Electricity Sector |  |  |  |  | 319.26 | NO-ESTIMATION | NO-ESTIMATION | NO-ESTIMATION | NO-ESTIMATION | CAPACITY-FACTOR-V1
VEN | Venezuela | Planta del Este |  | WRI1018667 | 141 | 10.1620 | -68.0076 | Gas | [5 empty] | Venezuela Electricity Sector | http://www.mppee.gob.ve/download/anuario_estad%C3%ADstico/Anuario_2013.pdf | CARMA | 1011466 | [13 empty] | 346.28 | NO-ESTIMATION | NO-ESTIMATION | NO-ESTIMATION | NO-ESTIMATION | CAPACITY-FACTOR-V1
VEN | Venezuela | Pedro Camejo |  | WRI1018660 | 300 | 10.1771 | -67.9462 | Gas | [5 empty] | Venezuela Electricity Sector | http://www.mppee.gob.ve/download/anuario_estad%C3%ADstico/Anuario_2013.pdf | GEODB | 1011455 |  | 2333.0 | [6 empty] | Venezuela Electricity Sector |  |  |  |  | 736.77 | HYDRO-V1 | HYDRO-V1 | HYDRO-V1 | HYDRO-V1 | HYDRO-V1
VEN | Venezuela | Turboven |  | WRI1018681 | 40 | 10.1863 | -67.4593 | Gas | [5 empty] | Venezuela Electricity Sector | http://www.mppee.gob.ve/download/anuario_estad%C3%ADstico/Anuario_2013.pdf | CARMA |  |  | 200.0 | [6 empty] | Venezuela Electricity Sector |  |  |  |  | 98.23 | NO-ESTIMATION | NO-ESTIMATION | NO-ESTIMATION | NO-ESTIMATION | CAPACITY-FACTOR-V1
VEN | Venezuela | Castillito Gas Power Plant Venezuela |  | WRI1061134 | 85 | 10.1884 | -67.9529 | Gas |  |  |  | 1975.0 | Operating: CA La Electricidad de Valencia (Eleval) | GEODB | http://globalenergyobservatory.org/form.php?pid=43123 | WRI | 1011465 | [13 empty] | 208.75 | NO-ESTIMATION | NO-ESTIMATION | NO-ESTIMATION | NO-ESTIMATION | SOLAR-V1
VEN | Venezuela | Alberto Lovera |  | WRI1018633 | 300 | 10.2211 | -64.6102 | Gas | [5 empty] | Venezuela Electricity Sector | http://www.mppee.gob.ve/download/anuario_estad%C3%ADstico/Anuario_2013.pdf | WRI | 1073167 |  | 1766.0 | [6 empty] | Venezuela Electricity Sector |  |  |  |  | 736.77 | NO-ESTIMATION | NO-ESTIMATION | NO-ESTIMATION | NO-ESTIMATION | CAPACITY-FACTOR-V1
VEN | Venezuela | Guanta |  | WRI1018646 | 174 | 10.2345 | -64.5955 | Gas | [5 empty] | Venezuela Electricity Sector | http://www.mppee.gob.ve/download/anuario_estad%C3%ADstico/Anuario_2013.pdf | CARMA | 1011445 |  | 653.0 | [6 empty] | Venezuela Electricity Sector |  |  |  |  | 427.32 | SOLAR-V1 | SOLAR-V1 | SOLAR-V1 | SOLAR-V1 | SOLAR-V1
VEN | Venezuela | La raisa |  | WRI1018656 | 310 | 10.2561 | -66.7922 | Gas | [5 empty] | Venezuela Electricity Sector | http://www.mppee.gob.ve/download/anuario_estad%C3%ADstico/Anuario_2013.pdf | GEODB | 1039886 |  | 479.0 | [6 empty] | Venezuela Electricity Sector |  |  |  |  | 761.33 | NO-ESTIMATION | NO-ESTIMATION | NO-ESTIMATION | NO-ESTIMATION | CAPACITY-FACTOR-V1
VEN | Venezuela | El Sitio |  | WRI1018642 | 360 | 10.2898 | -66.6813 | Gas | [5 empty] | Venezuela Electricity Sector | http://www.mppee.gob.ve/download/anuario_estad%C3%ADstico/Anuario_2013.pdf | GEODB |  |  | 131.0 | [6 empty] | Venezuela Electricity Sector |  |  |  |  | 884.12 | NO-ESTIMATION | NO-ESTIMATION | NO-ESTIMATION | NO-ESTIMATION | CAPACITY-FACTOR-V1
VEN | Venezuela | Termocarabobo |  | WRI1018679 | 380 | 10.4839 | -68.1492 | Gas | [5 empty] | Venezuela Electricity Sector | http://www.mppee.gob.ve/download/anuario_estad%C3%ADstico/Anuario_2013.pdf | WRI | 1081533 |  | 935.0 | [6 empty] | Venezuela Electricity Sector |  |  |  |  | 933.24 | NO-ESTIMATION | NO-ESTIMATION | NO-ESTIMATION | NO-ESTIMATION | CAPACITY-FACTOR-V1
VEN | Venezuela | Termozulia III |  | WRI1061139 | 450 | 10.4856 | -71.6329 | Gas |  |  |  | 2012.0 | Government Operating : CORPOELEC - Empresa Electrica Socialista | GEODB | http://globalenergyobservatory.org/form.php?pid=43125 | WRI | [14 empty] | 1105.16 | NO-ESTIMATION | NO-ESTIMATION | NO-ESTIMATION | NO-ESTIMATION | CAPACITY-FACTOR-V1
VEN | Venezuela | Termozulia |  | WRI1018680 | 1300 | 10.4883 | -71.6354 | Gas | [5 empty] | Venezuela Electricity Sector | http://www.mppee.gob.ve/download/anuario_estad%C3%ADstico/Anuario_2013.pdf | GEODB |  |  | 7313.0 | [6 empty] | Venezuela Electricity Sector |  |  |  |  | 3192.69 | NO-ESTIMATION | NO-ESTIMATION | NO-ESTIMATION | NO-ESTIMATION | SOLAR-V1
VEN | Venezuela | Termozulia II |  | WRI1061138 | 450 | 10.4883 | -71.6354 | Gas |  |  |  | 2011.0 | Government Operating : CORPOELEC - Empresa Electrica Socialista | GEODB | http://globalenergyobservatory.org/form.php?pid=43125 | GEODB | [14 empty] | 1105.16 | NO-ESTIMATION | NO-ESTIMATION | NO-ESTIMATION | NO-ESTIMATION | CAPACITY-FACTOR-V1
VEN | Venezuela | Josefa Joaquina Sanchez |  | WRI1018651 | 1586 | 10.4885 | -71.6354 | Gas | [5 empty] | Venezuela Electricity Sector | http://www.mppee.gob.ve/download/anuario_estad%C3%ADstico/Anuario_2013.pdf | WRI |  |  | 6094.0 | [6 empty] | Venezuela Electricity Sector |  |  |  |  | 3895.08 | NO-ESTIMATION | NO-ESTIMATION | NO-ESTIMATION | SOLAR-V1 | SOLAR-V1
VEN | Venezuela | Guarenas |  | WRI1018647 | 156 | 10.4889 | -66.5572 | Gas |  |  |  | 2012.0 |  | Venezuela Electricity Sector | http://www.mppee.gob.ve/download/anuario_estad%C3%ADstico/Anuario_2013.pdf | WRI | 1096661 |  | 210.0 | [6 empty] | Venezuela Electricity Sector |  |  |  |  | 383.12 | NO-ESTIMATION | SOLAR-V1 | SOLAR-V1 | SOLAR-V1 | SOLAR-V1
VEN | Venezuela | Planta Centro |  | WRI1018665 | 2000 | 10.4949 | -68.1552 | Gas | [5 empty] | Venezuela Electricity Sector | http://www.mppee.gob.ve/download/anuario_estad%C3%ADstico/Anuario_2013.pdf | GEODB | 1011457 |  | 5135.0 | [6 empty] | Venezuela Electricity Sector |  |  |  |  | 4911.83 | NO-ESTIMATION | NO-ESTIMATION | NO-ESTIMATION | NO-ESTIMATION | CAPACITY-FACTOR-V1
VEN | Venezuela | Bajo Grande |  | WRI1018638 | 90 | 10.5032 | -71.6490 | Gas | [5 empty] | Venezuela Electricity Sector | http://www.mppee.gob.ve/download/anuario_estad%C3%ADstico/Anuario_2013.pdf | WRI | 1096662 |  | 75.0 | [6 empty] | Venezuela Electricity Sector |  |  |  |  | 221.03 | HYDRO-V1 | HYDRO-V1 | HYDRO-V1 | HYDRO-V1 | HYDRO-V1
VEN | Venezuela | Ricardo Zuloaga (Tacoa) Thermal Power Plant Venezuela |  | WRI1061135 | 1720 | 10.5877 | -67.0806 | Gas |  |  |  | 1956.0 | Government Operating: La Electricidad de Caracas (EDC) | GEODB | http://globalenergyobservatory.org/form.php?pid=43128 | GEODB | [14 empty] | 4224.17 | HYDRO-V1 | HYDRO-V1 | HYDRO-V1 | HYDRO-V1 | HYDRO-V1
VEN | Venezuela | Barcazas Josefa Rufina y Margarita |  | WRI1018639 | 340 | 10.5921 | -67.0793 | Gas | [5 empty] | Venezuela Electricity Sector | http://www.mppee.gob.ve/download/anuario_estad%C3%ADstico/Anuario_2013.pdf | WRI |  |  | 774.0 | [6 empty] | Venezuela Electricity Sector |  |  |  |  | 835.01 | HYDRO-V1 | HYDRO-V1 | HYDRO-V1 | HYDRO-V1 | HYDRO-V1
VEN | Venezuela | Ramon Laguna |  | WRI1018672 | 660 | 10.5977 | -71.6135 | Gas | [5 empty] | Venezuela Electricity Sector | http://www.mppee.gob.ve/download/anuario_estad%C3%ADstico/Anuario_2013.pdf | GEODB | 1016255 |  | 2896.0 | [6 empty] | Venezuela Electricity Sector |  |  |  |  | 1620.9 | NO-ESTIMATION | NO-ESTIMATION | NO-ESTIMATION | NO-ESTIMATION | CAPACITY-FACTOR-V1
VEN | Venezuela | Rafael Urdaneta |  | WRI1018671 | 224 | 10.6317 | -71.6406 | Gas | [5 empty] | Venezuela Electricity Sector | http://www.mppee.gob.ve/download/anuario_estad%C3%ADstico/Anuario_2013.pdf | CARMA | 1016254 |  | 374.0 | [6 empty] | Venezuela Electricity Sector |  |  |  |  | 550.12 | NO-ESTIMATION | NO-ESTIMATION | SOLAR-V1 | SOLAR-V1 | SOLAR-V1
VEN | Venezuela | Juan Buatista Arismendi |  | WRI1018653 | 115 | 10.8792 | -64.0328 | Gas |  |  |  | 2013.0 |  | Venezuela Electricity Sector | http://www.mppee.gob.ve/download/anuario_estad%C3%ADstico/Anuario_2013.pdf | WRI | 1090806 |  | 133.0 | [6 empty] | Venezuela Electricity Sector |  |  |  |  | 282.43 | NO-ESTIMATION | NO-ESTIMATION | NO-ESTIMATION | NO-ESTIMATION | CAPACITY-FACTOR-V1
VEN | Venezuela | Luisa Caraceres de Arismendi |  | WRI1018658 | 367 | 10.9387 | -63.8898 | Gas | [5 empty] | Venezuela Electricity Sector | http://www.mppee.gob.ve/download/anuario_estad%C3%ADstico/Anuario_2013.pdf | WRI | 1011452 |  | 1677.0 | [6 empty] | Venezuela Electricity Sector |  |  |  |  | 901.32 | NO-ESTIMATION | NO-ESTIMATION | NO-ESTIMATION | NO-ESTIMATION | CAPACITY-FACTOR-V1
VEN | Venezuela | Planta Coro |  | WRI1018666 | 101 | 11.4045 | -69.6734 | Gas | [5 empty] | Venezuela Electricity Sector | http://www.mppee.gob.ve/download/anuario_estad%C3%ADstico/Anuario_2013.pdf | CARMA | 1011443 |  | 298.0 | [6 empty] | Venezuela Electricity Sector |  |  |  |  | 248.04 | HYDRO-V1 | HYDRO-V1 | HYDRO-V1 | HYDRO-V1 | HYDRO-V1
VEN | Venezuela | Planta Camejo |  | WRI1018664 | 61 | 11.6956 | -70.1996 | Gas | [5 empty] | Venezuela Electricity Sector | http://www.mppee.gob.ve/download/anuario_estad%C3%ADstico/Anuario_2013.pdf | CARMA |  |  | 434.0 | [6 empty] | Venezuela Electricity Sector |  |  |  |  | 149.81 | NO-ESTIMATION | NO-ESTIMATION | NO-ESTIMATION | NO-ESTIMATION | CAPACITY-FACTOR-V1
VEN | Venezuela | Punto Fijo |  | WRI1018670 | 199 | 11.6956 | -70.1996 | Gas | [5 empty] | Venezuela Electricity Sector | http://www.mppee.gob.ve/download/anuario_estad%C3%ADstico/Anuario_2013.pdf | CARMA | 1011459 |  | 363.0 | [6 empty] | Venezuela Electricity Sector |  |  |  |  | 488.72 | NO-ESTIMATION | NO-ESTIMATION | NO-ESTIMATION | NO-ESTIMATION | CAPACITY-FACTOR-V1
VEN | Venezuela | Josefa Camejo |  | WRI1018650 | 450 | 11.7500 | -70.1716 | Gas | [5 empty] | Venezuela Electricity Sector | http://www.mppee.gob.ve/download/anuario_estad%C3%ADstico/Anuario_2013.pdf | GEODB | 1073166 |  | 2085.0 | [6 empty] | Venezuela Electricity Sector |  |  |  |  | 1105.16 | NO-ESTIMATION | NO-ESTIMATION | NO-ESTIMATION | NO-ESTIMATION | NO-ESTIMATION
VEN | Venezuela | San Fernando |  | WRI1018673 | 90 | 7.8878 | -67.4724 | Gas | [5 empty] | Venezuela Electricity Sector | http://www.mppee.gob.ve/download/anuario_estad%C3%ADstico/Anuario_2013.pdf | CARMA | 1011461 |  | 79.0 | [6 empty] | Venezuela Electricity Sector |  |  |  |  | 221.03 | NO-ESTIMATION | NO-ESTIMATION | NO-ESTIMATION | NO-ESTIMATION | CAPACITY-FACTOR-V1
VEN | Venezuela | Planta Tachira |  | WRI1018669 | 247 | 8.2203 | -72.2439 | Gas | [5 empty] | Venezuela Electricity Sector | http://www.mppee.gob.ve/download/anuario_estad%C3%ADstico/Anuario_2013.pdf | CARMA | 1011463 |  | 815.0 | [6 empty] | Venezuela Electricity Sector |  |  |  |  | 606.61 | HYDRO-V1 | HYDRO-V1 | HYDRO-V1 | HYDRO-V1 | HYDRO-V1
VEN | Venezuela | Termobarrancas II |  | WRI1018678 | 161 | 8.6070 | -70.1049 | Gas | [5 empty] | Venezuela Electricity Sector | http://www.mppee.gob.ve/download/anuario_estad%C3%ADstico/Anuario_2013.pdf | CARMA | 1061865 |  | 996.0 | [6 empty] | Venezuela Electricity Sector |  |  |  |  | 395.4 | HYDRO-V1 | HYDRO-V1 | HYDRO-V1 | HYDRO-V1 | HYDRO-V1
VEN | Venezuela | Casigua |  | WRI1018640 | 83 | 8.7449 | -72.5197 | Gas | [5 empty] | Venezuela Electricity Sector | http://www.mppee.gob.ve/download/anuario_estad%C3%ADstico/Anuario_2013.pdf | CARMA | 1016252 |  | 307.0 | [6 empty] | Venezuela Electricity Sector |  |  |  |  | 203.84 | NO-ESTIMATION | NO-ESTIMATION | NO-ESTIMATION | NO-ESTIMATION | SOLAR-V1
VEN | Venezuela | Santa Barbara |  | WRI1018675 | 20 | 8.9948 | -71.9136 | Gas | [5 empty] | Venezuela Electricity Sector | http://www.mppee.gob.ve/download/anuario_estad%C3%ADstico/Anuario_2013.pdf | CARMA | 1016256 |  | 82.0 | [6 empty] | Venezuela Electricity Sector |  |  |  |  | 49.11 | NO-ESTIMATION | NO-ESTIMATION | NO-ESTIMATION | NO-ESTIMATION | CAPACITY-FACTOR-V1
VEN | Venezuela | Alfredo Salazar (Anaco) |  | WRI1018634 | 300 | 9.3699 | -64.4965 | Gas | [5 empty] | Venezuela Electricity Sector | http://www.mppee.gob.ve/download/anuario_estad%C3%ADstico/Anuario_2013.pdf | WRI | 1011440 |  | 851.0 | [6 empty] | Venezuela Electricity Sector |  |  |  |  | 736.77 | NO-ESTIMATION | NO-ESTIMATION | NO-ESTIMATION | NO-ESTIMATION | CAPACITY-FACTOR-V1
VEN | Venezuela | San Lorenzo |  | WRI1018674 | 40 | 9.7856 | -71.0659 | Gas | [5 empty] | Venezuela Electricity Sector | http://www.mppee.gob.ve/download/anuario_estad%C3%ADstico/Anuario_2013.pdf | CARMA | 1011519 |  | 221.0 | [6 empty] | Venezuela Electricity Sector |  |  |  |  | 98.23 | SOLAR-V1 | SOLAR-V1 | SOLAR-V1 | SOLAR-V1 | SOLAR-V1
VNM | Vietnam | O Mon 1 |  | WRI1030734 | 660 | 10.1332 | 105.6700 | Gas |  |  |  |  | Vietnam Electricity (EVN) | Vietnam Electricity Annual Report | http://www.evn.com.vn/userfile/files/2017/3/AnnualReport2016.pdf | WRI | 1043130 | [13 empty] | 5192.7 | NO-ESTIMATION | NO-ESTIMATION | NO-ESTIMATION | NO-ESTIMATION | CAPACITY-FACTOR-V1
VNM | Vietnam | Ba Ria |  | WRI1030736 | 389 | 10.4891 | 107.1700 | Gas |  |  |  |  | Vietnam Electricity (EVN) | Vietnam Electricity Annual Report | http://www.evn.com.vn/userfile/files/2017/3/AnnualReport2016.pdf | WRI | 1025670 | [13 empty] | 3060.54 | NO-ESTIMATION | NO-ESTIMATION | NO-ESTIMATION | NO-ESTIMATION | NO-ESTIMATION
VNM | Vietnam | Phu My 4 |  | WRI1030738 | 458 | 10.5975 | 107.0300 | Gas |  |  |  |  | Vietnam Electricity (EVN) | Vietnam Electricity Annual Report | http://www.evn.com.vn/userfile/files/2017/3/AnnualReport2016.pdf | WRI | 1034647 | [13 empty] | 3603.42 | SOLAR-V1 | SOLAR-V1 | SOLAR-V1 | SOLAR-V1 | SOLAR-V1
VNM | Vietnam | Phu My 3 |  | WRI1030739 | 733 | 10.6014 | 107.0400 | Gas | [5 empty] | Vietnam Electricity Annual Report | http://www.evn.com.vn/userfile/files/2017/3/AnnualReport2016.pdf | WRI | 1034646 | [13 empty] | 5767.04 | NO-ESTIMATION | NO-ESTIMATION | NO-ESTIMATION | NO-ESTIMATION | NO-ESTIMATION
VNM | Vietnam | Phu My 22 |  | WRI1030740 | 733 | 10.6030 | 107.0400 | Gas | [5 empty] | Vietnam Electricity Annual Report | http://www.evn.com.vn/userfile/files/2017/3/AnnualReport2016.pdf | WRI | 1052143 | [13 empty] | 5767.04 | NO-ESTIMATION | NO-ESTIMATION | NO-ESTIMATION | NO-ESTIMATION | NO-ESTIMATION
VNM | Vietnam | Phu My 21 |  | WRI1030741 | 896 | 10.6041 | 107.0400 | Gas |  |  |  |  | Vietnam Electricity (EVN) | Vietnam Electricity Annual Report | http://www.evn.com.vn/userfile/files/2017/3/AnnualReport2016.pdf | WRI | 1034645 | [13 empty] | 7049.48 | SOLAR-V1 | SOLAR-V1 | SOLAR-V1 | SOLAR-V1 | SOLAR-V1
VNM | Vietnam | Phu My 1 |  | WRI1030742 | 1108 | 10.6056 | 107.0400 | Gas |  |  |  |  | Vietnam Electricity (EVN) | Vietnam Electricity Annual Report | http://www.evn.com.vn/userfile/files/2017/3/AnnualReport2016.pdf | WRI | 1025680 | [13 empty] | 8717.44 | NO-ESTIMATION | NO-ESTIMATION | NO-ESTIMATION | NO-ESTIMATION | CAPACITY-FACTOR-V1
VNM | Vietnam | Nhon Trach 1 |  | WRI1030745 | 1215 | 10.6428 | 106.8400 | Gas |  |  |  |  | Petrovietnam | Vietnam Electricity Annual Report | http://www.evn.com.vn/userfile/files/2017/3/AnnualReport2016.pdf | WRI | 1065826 | [13 empty] | 9559.29 | HYDRO-V1 | HYDRO-V1 | HYDRO-V1 | HYDRO-V1 | HYDRO-V1
VNM | Vietnam | Ca Mau 1 |  | WRI1030730 | 1542 | 9.2420 | 105.0600 | Gas |  |  |  |  | Petrovietnam | Vietnam Electricity Annual Report | http://www.evn.com.vn/userfile/files/2017/3/AnnualReport2016.pdf | WRI | 1053560 | [13 empty] | 12132.04 | NO-ESTIMATION | NO-ESTIMATION | NO-ESTIMATION | NO-ESTIMATION | CAPACITY-FACTOR-V1
YEM | Yemen | Marib |  | WRI1022447 | 400 | 15.5520 | 45.7717 | Gas |  |  |  | 2009.0 | Public Electricity Corporation | Ministry of Electricity and Energy of Yemen | https://web.archive.org/web/20150318014800/http://www.pec.com.ye/ | Industry About | 1046495 | [13 empty] | 1422.82 | HYDRO-V1 | HYDRO-V1 | HYDRO-V1 | HYDRO-V1 | HYDRO-V1
ZAF | South Africa | Port Rex |  | WRI1000133 | 171 | -33.0274 | 27.8838 | Gas | Oil |  |  | 1976.0 | Eskom | Eskom | http://www.eskom.co.za/Whatweredoing/ElectricityGeneration/PowerStations/Pages/Port_Rex_Power_Station.aspx | WRI | 1016669 | [13 empty] | 0 | HYDRO-V1 | HYDRO-V1 | HYDRO-V1 | HYDRO-V1 | HYDRO-V1
ZAF | South Africa | Acacia |  | WRI1000115 | 171 | -33.8841 | 18.5336 | Gas |  |  |  | 1976.0 | Eskom | Eskom | http://www.eskom.co.za/Whatweredoing/ElectricityGeneration/PowerStations/Pages/Acacia_Power_Station.aspx | WRI | 1016644 | [13 empty] | 0 | NO-ESTIMATION | NO-ESTIMATION | NO-ESTIMATION | NO-ESTIMATION | CAPACITY-FACTOR-V1
GBR | United Kingdom | Grain CHP |  | GBR1000495 | 1404 | 51.4444 | 0.7114 | Cogeneration |  |  |  |  | Uniper UK Limited | Department for Business Energy & Industrial Strategy | https://www.gov.uk/government/collections/digest-of-uk-energy-statistics-dukes | GEODB | 1025719 | [14 empty] | NO-ESTIMATION | NO-ESTIMATION | NO-ESTIMATION | NO-ESTIMATION | CAPACITY-FACTOR-V1
GBR | United Kingdom | SELCHP ERF |  | GBR0004928 | 32 | 51.4846 | -0.0454 | Cogeneration |  |  |  |  | Veolia (SELCHP) | UK Renewable Energy Planning Database | https://www.gov.uk/government/collections/renewable-energy-planning-data | UK Renewable Energy Planning Database | [15 empty] | NO-ESTIMATION | NO-ESTIMATION | NO-ESTIMATION | NO-ESTIMATION | CAPACITY-FACTOR-V1
GBR | United Kingdom | Slough |  | GBR1000439 | 35 | 51.5095 | -0.5954 | Cogeneration |  |  |  |  | Scottish and Southern: Thermal | Department for Business Energy & Industrial Strategy | https://www.gov.uk/government/collections/digest-of-uk-energy-statistics-dukes | CARMA | 1029010 | [14 empty] | NO-ESTIMATION | NO-ESTIMATION | NO-ESTIMATION | NO-ESTIMATION | CAPACITY-FACTOR-V1
GBR | United Kingdom | VPI Immingham |  | GBR1000517 | 1240 | 53.6366 | -0.2395 | Cogeneration |  |  |  |  | VPI Immingham LLP | Department for Business Energy & Industrial Strategy | https://www.gov.uk/government/collections/digest-of-uk-energy-statistics-dukes | CARMA | 1052905 | [14 empty] | NO-ESTIMATION | NO-ESTIMATION | NO-ESTIMATION | NO-ESTIMATION | CAPACITY-FACTOR-V1
GBR | United Kingdom | Fellside CHP |  | GBR1000317 | 180 | 54.4184 | -3.4883 | Cogeneration |  |  |  |  | Px Limited | Department for Business Energy & Industrial Strategy | https://www.gov.uk/government/collections/digest-of-uk-energy-statistics-dukes | GEODB | 1016955 | [14 empty] | NO-ESTIMATION | NO-ESTIMATION | NO-ESTIMATION | NO-ESTIMATION | CAPACITY-FACTOR-V1
GBR | United Kingdom | Steven's Croft |  | GBR0000196 | 50 | 55.1524 | -3.3809 | Cogeneration |  |  |  |  | E.ON (formerly Powergen). Agent Environmental Planning and Management | UK Renewable Energy Planning Database | https://www.gov.uk/government/collections/renewable-energy-planning-data | UK Renewable Energy Planning Database | 1056880 | [14 empty] | NO-ESTIMATION | NO-ESTIMATION | NO-ESTIMATION | NO-ESTIMATION | CAPACITY-FACTOR-V1
GBR | United Kingdom | Markinch CHP |  | GBR0000155 | 65 | 56.2012 | -3.1623 | Cogeneration |  |  |  |  | RWE | UK Renewable Energy Planning Database | https://www.gov.uk/government/collections/renewable-energy-planning-data | UK Renewable Energy Planning Database | [15 empty] | NO-ESTIMATION | NO-ESTIMATION | NO-ESTIMATION | NO-ESTIMATION | CAPACITY-FACTOR-V1
USA | United States of America | Mosaic South Pierce Operations |  | USA0010004 | 45.5 | 27.7652 | -81.9388 | Cogeneration |  |  |  | 1989.6923076923076 | Mosaic Fertilizer LLC | U.S. Energy Information Administration | http://www.eia.gov/electricity/data/browser/ | U.S. Energy Information Administration |  | 2019 | 207.942 | 238.284 | 242.41 | 204.757 | 220.911 | 247.54500000000002 | 254.544 | U.S. Energy Information Administration | [5 empty] | NO-ESTIMATION | NO-ESTIMATION | NO-ESTIMATION | NO-ESTIMATION | CAPACITY-FACTOR-V1
USA | United States of America | Mosaic New Wales Operations |  | USA0010434 | 135.5 | 27.8336 | -82.0519 | Cogeneration |  |  |  | 1991.7232472324724 | Mosaic Fertilizer LLC | U.S. Energy Information Administration | http://www.eia.gov/electricity/data/browser/ | U.S. Energy Information Administration | 23279 | 2019 | 443.487 | 522.59016 | 555.368 | 605.27 | 564.213 | 522.004 | 469.525 | U.S. Energy Information Administration | [5 empty] | NO-ESTIMATION | NO-ESTIMATION | NO-ESTIMATION | NO-ESTIMATION | CAPACITY-FACTOR-V1
USA | United States of America | Mosaic Co Tampa Facility |  | USA0010204 | 72.4 | 27.8605 | -82.3903 | Cogeneration |  |  |  | 1993.2569060773478 | Mosaic Company | U.S. Energy Information Administration | http://www.eia.gov/electricity/data/browser/ | U.S. Energy Information Administration |  | 2019 | 0.0 | 0.0 | 0.0 | 0.0 | 0.0 | 0.0 | 268.02 | U.S. Energy Information Administration | [5 empty] | NO-ESTIMATION | NO-ESTIMATION | NO-ESTIMATION | NO-ESTIMATION | CAPACITY-FACTOR-V1
USA | United States of America | Mosaic Co Bartow Facility |  | USA0050633 | 81.9 | 27.9080 | -81.9185 | Cogeneration | Other |  |  | 1989.296703296703 | Mosaic Company | U.S. Energy Information Administration | http://www.eia.gov/electricity/data/browser/ | U.S. Energy Information Administration | 46692 | 2019 | 401.37600000000003 | 0.0 | 310.611 | 353.523 | 298.192 | 351.762 | 408.022 | U.S. Energy Information Administration | [5 empty] | NO-ESTIMATION | NO-ESTIMATION | NO-ESTIMATION | NO-ESTIMATION | CAPACITY-FACTOR-V1
USA | United States of America | BP Chemicals Green Lake Plant |  | USA0050404 | 38.8 | 28.5707 | -96.8333 | Cogeneration |  |  |  | 1993.9072164948457 | INEOS Nitriles Greenlake | U.S. Energy Information Administration | http://www.eia.gov/electricity/data/browser/ | U.S. Energy Information Administration |  | 2019 | 2.259 | 15.404 | 18.018 | 74.363 | 37.746269999999996 | 54.528 | 40.5199 | U.S. Energy Information Administration | [5 empty] | NO-ESTIMATION | NO-ESTIMATION | NO-ESTIMATION | NO-ESTIMATION | CAPACITY-FACTOR-V1
USA | United States of America | St. Mary Clean Energy Center |  | USA0060610 | 58.2 | 29.6846 | -91.4706 | Cogeneration |  |  |  | 2019.0 | Cleco Power LLC | U.S. Energy Information Administration | http://www.eia.gov/electricity/data/browser/ | U.S. Energy Information Administration |  | 2019 | [6 empty] | 84.729 | U.S. Energy Information Administration | [5 empty] | NO-ESTIMATION | NO-ESTIMATION | NO-ESTIMATION | NO-ESTIMATION | CAPACITY-FACTOR-V1
USA | United States of America | Houston Plant |  | USA0052065 | 7.5 | 29.7198 | -95.2706 | Cogeneration |  |  |  | 1975.6 | Eco Services Corp. | U.S. Energy Information Administration | http://www.eia.gov/electricity/data/browser/ | U.S. Energy Information Administration |  | 2019 | 0.0 | 0.0 | 0.0 | 0.0 | 0.0 | 0.0 | 65.214 | U.S. Energy Information Administration | [5 empty] | NO-ESTIMATION | NO-ESTIMATION | NO-ESTIMATION | NO-ESTIMATION | CAPACITY-FACTOR-V1
USA | United States of America | Rentech Nitrogen Pasadena Cogeneration |  | USA0058870 | 15.4 | 29.7394 | -95.1947 | Cogeneration |  |  |  | 2015.0 | PCI Nitrogen LLC | U.S. Energy Information Administration | http://www.eia.gov/electricity/data/browser/ | U.S. Energy Information Administration | 66842 | 2019 |  |  | 87.60167 | 91.721 | 74.49553 | 82.154 | 95.606 | U.S. Energy Information Administration | [5 empty] | NO-ESTIMATION | NO-ESTIMATION | NO-ESTIMATION | NO-ESTIMATION | NO-ESTIMATION
USA | United States of America | CII Carbon LLC |  | USA0054677 | 46 | 29.9327 | -89.9782 | Cogeneration |  |  |  | 1951.0 | CII Carbon LLC | U.S. Energy Information Administration | http://www.eia.gov/electricity/data/browser/ | U.S. Energy Information Administration |  | 2019 | 0.0 | 0.0 | 0.0 | 0.0 | 0.0 | 0.0 | 61.139 | U.S. Energy Information Administration | [5 empty] | NO-ESTIMATION | NO-ESTIMATION | NO-ESTIMATION | NO-ESTIMATION | CAPACITY-FACTOR-V1
USA | United States of America | Mosaic Phosphates Uncle Sam |  | USA0010198 | 26 | 30.0386 | -90.8283 | Cogeneration | Gas |  |  | 1995.6923076923076 | Mosaic Phosphates Co. | U.S. Energy Information Administration | http://www.eia.gov/electricity/data/browser/ | U.S. Energy Information Administration |  | 2019 | 74.92571000000001 | 85.61414 | 0.0 | 112.09805 | 8.245370000000001 | -3.8885000000000005 | -35.8154 | U.S. Energy Information Administration | [5 empty] | NO-ESTIMATION | NO-ESTIMATION | NO-ESTIMATION | NO-ESTIMATION | CAPACITY-FACTOR-V1
USA | United States of America | Lake Charles Plant |  | USA0058310 | 36.4 | 30.1489 | -93.3356 | Cogeneration |  |  |  | 2013.0 | Rain CII Carbon LLC | U.S. Energy Information Administration | http://www.eia.gov/electricity/data/browser/ | U.S. Energy Information Administration |  | 2019 | 132.899 | 151.821 | 0.0 | 0.0 | 0.0 | 0.0 | 195.359 | U.S. Energy Information Administration | [5 empty] | NO-ESTIMATION | NO-ESTIMATION | NO-ESTIMATION | NO-ESTIMATION | CAPACITY-FACTOR-V1
USA | United States of America | PCS Nitrogen Fertilizer LP |  | USA0050341 | 14 | 30.2270 | -91.0551 | Cogeneration | Oil |  |  | 2007.7142857142858 | PCS Nitrogen LP | U.S. Energy Information Administration | http://www.eia.gov/electricity/data/browser/ | U.S. Energy Information Administration |  | 2019 |  |  |  | 0.0 | 0.0 | 0.0 | 0 | U.S. Energy Information Administration | [5 empty] | NO-ESTIMATION | NO-ESTIMATION | NO-ESTIMATION | NO-ESTIMATION | CAPACITY-FACTOR-V1
USA | United States of America | District 70 Transco Gas Pipe Line |  | USA0054744 | 1.6 | 31.2479 | -90.1991 | Cogeneration |  |  |  | 1951.0000000000002 | Transcontinental Gas PL Corp | U.S. Energy Information Administration | http://www.eia.gov/electricity/data/browser/ | U.S. Energy Information Administration |  | 2019 | 0.0 | [6 empty] | U.S. Energy Information Administration | [5 empty] | NO-ESTIMATION | NO-ESTIMATION | NO-ESTIMATION | NO-ESTIMATION | CAPACITY-FACTOR-V1
USA | United States of America | ADA Carbon Solutions Red River |  | USA0057938 | 20.8 | 32.0039 | -93.3911 | Cogeneration |  |  |  | 2011.0 | ADA Carbon Solutions (Red River) LLC | U.S. Energy Information Administration | http://www.eia.gov/electricity/data/browser/ | U.S. Energy Information Administration | 68060 | 2019 | 25.53137 | 42.43459 | 58.22425 | 0.0 | 0.0 | 0.0 | 57.07 | U.S. Energy Information Administration | [5 empty] | WIND-V1 | WIND-V1 | WIND-V1 | WIND-V1 | WIND-V1
USA | United States of America | Tesoro Wilmington Calciner |  | USA0010601 | 34 | 33.7770 | -118.2282 | Cogeneration |  |  |  | 1983.0 | Tesoro Refining & Marketing Company LLC | U.S. Energy Information Administration | http://www.eia.gov/electricity/data/browser/ | U.S. Energy Information Administration | 13451 | 2019 | 0.0 | 0.0 | 0.0 | 0.0 | 0.0 | 0.0 | 191.101 | U.S. Energy Information Administration | [5 empty] | NO-ESTIMATION | NO-ESTIMATION | NO-ESTIMATION | NO-ESTIMATION | CAPACITY-FACTOR-V1
USA | United States of America | Wilmington Hydrogen Plant |  | USA0055557 | 31.9 | 33.7803 | -118.2400 | Cogeneration |  |  |  | 1996.0 | Air Products & Chemicals Inc | U.S. Energy Information Administration | http://www.eia.gov/electricity/data/browser/ | U.S. Energy Information Administration |  | 2019 | 193.67117000000002 | 203.58457 | 145.02179 | 0.0 | 0.0 | 0.0 | 195.629 | U.S. Energy Information Administration | [5 empty] | SOLAR-V1 | SOLAR-V1 | SOLAR-V1 | SOLAR-V1 | SOLAR-V1
USA | United States of America | Dominguez Plant |  | USA0052064 | 5 | 33.8431 | -118.2347 | Cogeneration | Gas |  |  | 1976.0 | Eco Services Corp. | U.S. Energy Information Administration | http://www.eia.gov/electricity/data/browser/ | U.S. Energy Information Administration |  | 2019 | 3.568 | 0.228 | 0.0 | 0.0 | 0.0 | 0.0 | 12.074 | U.S. Energy Information Administration | [5 empty] | NO-ESTIMATION | NO-ESTIMATION | NO-ESTIMATION | NO-ESTIMATION | CAPACITY-FACTOR-V1
USA | United States of America | Torrance Refining Company LLC |  | USA0050624 | 49.3 | 33.8534 | -118.3300 | Cogeneration | Gas |  |  | 1987.239350912779 | Torrance Refining Company LLC | U.S. Energy Information Administration | http://www.eia.gov/electricity/data/browser/ | U.S. Energy Information Administration |  | 2019 | 215.68706699999998 | 195.78500000000003 | 0.0 | 0.0 | 0.0 | 222.961 | 181.055 | U.S. Energy Information Administration | [5 empty] | NO-ESTIMATION | NO-ESTIMATION | NO-ESTIMATION | NO-ESTIMATION | CAPACITY-FACTOR-V1
USA | United States of America | PCS Phosphate |  | USA0050509 | 54 | 35.3763 | -76.7799 | Cogeneration |  |  |  | 1985.0 | PCS Phosphate | U.S. Energy Information Administration | http://www.eia.gov/electricity/data/browser/ | U.S. Energy Information Administration |  | 2019 | 338.00600000000003 | 317.875 | 298.957 | 291.599 | 293.577 | 233.417 | 212.862 | U.S. Energy Information Administration | [5 empty] | NO-ESTIMATION | NO-ESTIMATION | NO-ESTIMATION | NO-ESTIMATION | NO-ESTIMATION
USA | United States of America | Goodsprings Waste Heat Recovery |  | USA0057684 | 7.5 | 35.8094 | -115.4114 | Cogeneration |  |  |  | 2010.0 | Nevada Power Co | U.S. Energy Information Administration | http://www.eia.gov/electricity/data/browser/ | U.S. Energy Information Administration |  | 2019 | 33.493 | 0.0 | 0.0 | 0.0 | 0.0 | 0.0 | 21.519 | U.S. Energy Information Administration | [5 empty] | NO-ESTIMATION | NO-ESTIMATION | NO-ESTIMATION | NO-ESTIMATION | CAPACITY-FACTOR-V1
USA | United States of America | Williams Ignacio Natural Gas Plant |  | USA0050205 | 6.1 | 37.1456 | -107.7847 | Cogeneration |  |  |  | 1985.0000000000002 | Harvest Midstream Co | U.S. Energy Information Administration | http://www.eia.gov/electricity/data/browser/ | U.S. Energy Information Administration |  | 2019 | 0.0 | 0.0 | 39.877 | 41.961 | 0.0 | 0.0 | 43.454 | U.S. Energy Information Administration | [5 empty] | NO-ESTIMATION | NO-ESTIMATION | NO-ESTIMATION | NO-ESTIMATION | CAPACITY-FACTOR-V1
USA | United States of America | Veyo Heat Recovery Project |  | USA0060421 | 9.5 | 37.3480 | -113.7650 | Cogeneration |  |  |  | 2016.0 | Utah Associated Mun Power Sys | U.S. Energy Information Administration | http://www.eia.gov/electricity/data/browser/ | U.S. Energy Information Administration |  | 2019 |  |  |  | 36.108000000000004 | 52.917 | 53.104 | 48.865 | U.S. Energy Information Administration | [5 empty] | NO-ESTIMATION | NO-ESTIMATION | NO-ESTIMATION | NO-ESTIMATION | CAPACITY-FACTOR-V1
USA | United States of America | J.R. Simplot Company |  | USA0058216 | 4 | 37.8069 | -121.2775 | Cogeneration |  |  |  | 1993.0 | J.R. Simplot Company | U.S. Energy Information Administration | http://www.eia.gov/electricity/data/browser/ | U.S. Energy Information Administration |  | 2019 |  | 15.94 | 16.73 | 10.759 | 8.530809999999999 | 11.37131 | 11.6235 | U.S. Energy Information Administration | [5 empty] | SOLAR-V1 | SOLAR-V1 | SOLAR-V1 | SOLAR-V1 | SOLAR-V1
USA | United States of America | Martinez Sulfuric Acid Regeneration Plt |  | USA0052063 | 4 | 38.0314 | -122.1139 | Cogeneration | Gas |  |  | 1978.0 | Eco Services Corp. | U.S. Energy Information Administration | http://www.eia.gov/electricity/data/browser/ | U.S. Energy Information Administration |  | 2019 | 1.034 | 0.81 | 0.0 | 0.0 | 0.0 | 0.0 | 13.113 | U.S. Energy Information Administration | [5 empty] | NO-ESTIMATION | NO-ESTIMATION | NO-ESTIMATION | NO-ESTIMATION | CAPACITY-FACTOR-V1
USA | United States of America | East Kansas Agri-Energy LLC |  | USA0059383 | 2 | 38.2725 | -95.2403 | Cogeneration |  |  |  | 2005.0 | East Kansas Agri-Energy LLC | U.S. Energy Information Administration | http://www.eia.gov/electricity/data/browser/ | U.S. Energy Information Administration |  | 2019 |  | 0.0009699999999999999 | 0.0 | 0.001 | 4.732 | 5.01 | 4.996 | U.S. Energy Information Administration | [5 empty] | NO-ESTIMATION | NO-ESTIMATION | NO-ESTIMATION | NO-ESTIMATION | CAPACITY-FACTOR-V1
USA | United States of America | Bayway Refinery |  | USA0056294 | 11.2 | 40.6376 | -74.2212 | Cogeneration |  |  |  | 1968.0 | Phillips 66 | U.S. Energy Information Administration | http://www.eia.gov/electricity/data/browser/ | U.S. Energy Information Administration | 63861 | 2019 | 93.34400000000001 | 102.631 | 67.132 | 67.682 | 66.921 | 24.634 | 59.634 | U.S. Energy Information Administration | [5 empty] | NO-ESTIMATION | NO-ESTIMATION | NO-ESTIMATION | NO-ESTIMATION | CAPACITY-FACTOR-V1
USA | United States of America | Kennecott Power Plant |  | USA0056163 | 38.2 | 40.7119 | -112.1225 | Cogeneration | Gas |  |  | 1997.680628272251 | Kennecott Utah Copper | U.S. Energy Information Administration | http://www.eia.gov/electricity/data/browser/ | U.S. Energy Information Administration |  | 2019 | 680.057996 | 596.6130019999999 | 549.428004 | 650.0790440000001 | 426.98199999999997 | 193.008 | 167.199 | U.S. Energy Information Administration | [5 empty] | NO-ESTIMATION | NO-ESTIMATION | NO-ESTIMATION | NO-ESTIMATION | CAPACITY-FACTOR-V1
USA | United States of America | OREG 4 Peetz |  | USA0057134 | 4.5 | 40.9925 | -102.8531 | Cogeneration |  |  |  | 2009.0 | Ormat Nevada Inc | U.S. Energy Information Administration | http://www.eia.gov/electricity/data/browser/ | U.S. Energy Information Administration |  | 2019 | 7.784 | 4.488 | 12.447000000000001 | 11.427 | 15.167 | 17.674 | 18.104 | U.S. Energy Information Administration | [5 empty] | NO-ESTIMATION | NO-ESTIMATION | NO-ESTIMATION | NO-ESTIMATION | CAPACITY-FACTOR-V1
USA | United States of America | Heat Recovery Coke Facility |  | USA0055066 | 94.6 | 41.6789 | -87.4200 | Cogeneration |  |  |  | 1998.0 | Cokenergy Inc | U.S. Energy Information Administration | http://www.eia.gov/electricity/data/browser/ | U.S. Energy Information Administration |  | 2019 | 327.1 | 342.38100000000003 | 400.169 | 343.628 | 286.645 | 299.504 | 309.625 | U.S. Energy Information Administration | [5 empty] | NO-ESTIMATION | NO-ESTIMATION | NO-ESTIMATION | NO-ESTIMATION | CAPACITY-FACTOR-V1
USA | United States of America | Simplot Leasing Don Plant |  | USA0050274 | 15.9 | 42.9084 | -112.5294 | Cogeneration |  |  |  | 1986.0 | Simplot Leasing Corp | U.S. Energy Information Administration | http://www.eia.gov/electricity/data/browser/ | U.S. Energy Information Administration |  | 2019 | 0.0 | 0.0 | 0.0 | 0.0 | 0.0 | 0.0 | 65.655 | U.S. Energy Information Administration | [5 empty] | NO-ESTIMATION | NO-ESTIMATION | NO-ESTIMATION | NO-ESTIMATION | CAPACITY-FACTOR-V1
USA | United States of America | OREG 3 Inc |  | USA0057281 | 5 | 43.7600 | -94.7514 | Cogeneration |  |  |  | 2010.0 | Ormat Nevada Inc | U.S. Energy Information Administration | http://www.eia.gov/electricity/data/browser/ | U.S. Energy Information Administration |  | 2019 | 41.238 | 38.997 | 43.986000000000004 | 46.902 | 44.415 | 41.772 | 38.286 | U.S. Energy Information Administration | [5 empty] | NO-ESTIMATION | NO-ESTIMATION | NO-ESTIMATION | NO-ESTIMATION | NO-ESTIMATION
USA | United States of America | Glen Ullin Station 6 |  | USA0057172 | 5.3 | 46.8214 | -101.7564 | Cogeneration |  |  |  | 2008.9999999999998 | Montana-Dakota Utilities Co | U.S. Energy Information Administration | http://www.eia.gov/electricity/data/browser/ | U.S. Energy Information Administration | 60141 | 2019 | 38.053 | 31.44 | 38.248 | 39.384 | 45.535000000000004 | 44.913000000000004 | 42.254 | U.S. Energy Information Administration | [5 empty] | WIND-V1 | WIND-V1 | WIND-V1 | WIND-V1 | WIND-V1
USA | United States of America | OREG 1 Inc |  | USA0056833 | 30 | 48.2139 | -104.3975 | Cogeneration |  |  |  | 2006.0 | Ormat Nevada Inc | U.S. Energy Information Administration | http://www.eia.gov/electricity/data/browser/ | U.S. Energy Information Administration |  | 2019 | 173.221 | 131.573 | 152.03300000000002 | 153.032 | 166.049 | 164.341 | 156.477 | U.S. Energy Information Administration | [5 empty] | WIND-V1 | WIND-V1 | WIND-V1 | WIND-V1 | WIND-V1
USA | United States of America | OREG 2 Inc |  | USA0056880 | 30 | 48.2142 | -104.3975 | Cogeneration |  |  |  | 2009.25 | Ormat Nevada Inc | U.S. Energy Information Administration | http://www.eia.gov/electricity/data/browser/ | U.S. Energy Information Administration |  | 2019 | 159.239 | 133.241 | 150.739 | 173.836 | 165.785 | 140.331 | 130.683 | U.S. Energy Information Administration | [5 empty] | WIND-V1 | WIND-V1 | WIND-V1 | WIND-V1 | WIND-V1
ARG | Argentina | CENTRAL TERMICA GÃœEMES SA |  | ARG0000287 | 361 | -24.6894 | -65.0425 | Coal | Gas |  |  | 1993.3 | PAMPA ENERGIA | Ministerio de EnergÃ­a y MinerÃ­a | http://energia3.mecon.gov.ar/contenidos/archivos/Reorganizacion/informacion_del_mercado/publicaciones/mercado_electrico/estadisticosectorelectrico/2015/A1.POT_GEN_COMB_POR_CENTRAL_2015.xlsx | Ministerio de EnergÃ­a y MinerÃ­a | 1025699 | 2015 | [12 empty] | 1871.05 | SOLAR-V1 | SOLAR-V1 | SOLAR-V1 | SOLAR-V1 | SOLAR-V1
ARG | Argentina | PILAR ZANICHELLI |  | ARG0000101 | 216 | -31.6662 | -63.8344 | Coal |  |  |  | 1971.3 | EPEC | Ministerio de EnergÃ­a y MinerÃ­a | http://energia3.mecon.gov.ar/contenidos/archivos/Reorganizacion/informacion_del_mercado/publicaciones/mercado_electrico/estadisticosectorelectrico/2015/A1.POT_GEN_COMB_POR_CENTRAL_2015.xlsx | Ministerio de EnergÃ­a y MinerÃ­a | 1015809 | 2015 | [12 empty] | 1119.52 | NO-ESTIMATION | NO-ESTIMATION | NO-ESTIMATION | NO-ESTIMATION | CAPACITY-FACTOR-V1
ARG | Argentina | SORRENTO |  | ARG0000313 | 226 | -32.9053 | -60.6807 | Coal |  |  |  | 1962.2 | GENERACION ROSARIO SA | Ministerio de EnergÃ­a y MinerÃ­a | http://energia3.mecon.gov.ar/contenidos/archivos/Reorganizacion/informacion_del_mercado/publicaciones/mercado_electrico/estadisticosectorelectrico/2015/A1.POT_GEN_COMB_POR_CENTRAL_2015.xlsx | Ministerio de EnergÃ­a y MinerÃ­a | 1009895 | 2015 | [12 empty] | 1171.35 | NO-ESTIMATION | NO-ESTIMATION | NO-ESTIMATION | NO-ESTIMATION | CAPACITY-FACTOR-V1
ARG | Argentina | SAN NICOLAS |  | ARG0000002 | 644 | -33.3562 | -60.1729 | Coal | Gas |  |  | 1965.4 | AES ARGENTINA GENERACION S.A. | Ministerio de EnergÃ­a y MinerÃ­a | http://energia3.mecon.gov.ar/contenidos/archivos/Reorganizacion/informacion_del_mercado/publicaciones/mercado_electrico/estadisticosectorelectrico/2015/A1.POT_GEN_COMB_POR_CENTRAL_2015.xlsx | Ministerio de EnergÃ­a y MinerÃ­a | 1011932 | 2015 | [12 empty] | 3337.83 | WIND-V1 | WIND-V1 | WIND-V1 | WIND-V1 | WIND-V1
ARG | Argentina | PUERTO NUEVO |  | ARG0000045 | 589 | -34.5754 | -58.3788 | Coal |  |  |  | 1965.5 | CT PUERTO SA | Ministerio de EnergÃ­a y MinerÃ­a | http://energia3.mecon.gov.ar/contenidos/archivos/Reorganizacion/informacion_del_mercado/publicaciones/mercado_electrico/estadisticosectorelectrico/2015/A1.POT_GEN_COMB_POR_CENTRAL_2015.xlsx | Ministerio de EnergÃ­a y MinerÃ­a |  | 2015 | [12 empty] | 3052.77 | NO-ESTIMATION | NO-ESTIMATION | NO-ESTIMATION | NO-ESTIMATION | CAPACITY-FACTOR-V1
ARG | Argentina | COSTANERA |  | ARG0000046 | 1982.2 | -34.6260 | -58.3393 | Coal | Gas | Other |  | 1983.9 | ENDESA COSTANERA | Ministerio de EnergÃ­a y MinerÃ­a | http://energia3.mecon.gov.ar/contenidos/archivos/Reorganizacion/informacion_del_mercado/publicaciones/mercado_electrico/estadisticosectorelectrico/2015/A1.POT_GEN_COMB_POR_CENTRAL_2015.xlsx | Ministerio de EnergÃ­a y MinerÃ­a | 1011870 | 2015 | [12 empty] | 10273.7 | NO-ESTIMATION | NO-ESTIMATION | NO-ESTIMATION | NO-ESTIMATION | CAPACITY-FACTOR-V1
ARG | Argentina | NECOCHEA |  | ARG0000008 | 206 | -38.5785 | -58.7108 | Coal |  |  |  | 1968.6 | CENTRALES DE LA COSTA ATLANTICA SA | Ministerio de EnergÃ­a y MinerÃ­a | http://energia3.mecon.gov.ar/contenidos/archivos/Reorganizacion/informacion_del_mercado/publicaciones/mercado_electrico/estadisticosectorelectrico/2015/A1.POT_GEN_COMB_POR_CENTRAL_2015.xlsx | Ministerio de EnergÃ­a y MinerÃ­a | 1011952 | 2015 | [12 empty] | 1067.69 | NO-ESTIMATION | NO-ESTIMATION | NO-ESTIMATION | NO-ESTIMATION | NO-ESTIMATION
ARG | Argentina | CT ECOENERGIA (PETROBRAS) |  | ARG0000032 | 13.2 | -38.6871 | -62.3961 | Coal |  |  |  |  | PETROBRAS ARGENTINA S.A. | Ministerio de EnergÃ­a y MinerÃ­a | http://energia3.mecon.gov.ar/contenidos/archivos/Reorganizacion/informacion_del_mercado/publicaciones/mercado_electrico/estadisticosectorelectrico/2015/A1.POT_GEN_COMB_POR_CENTRAL_2015.xlsx | Ministerio de EnergÃ­a y MinerÃ­a |  | 2015 | [12 empty] | 68.41 | NO-ESTIMATION | NO-ESTIMATION | NO-ESTIMATION | NO-ESTIMATION | CAPACITY-FACTOR-V1
ARG | Argentina | CENTRAL BAHIA BLANCA (PIEDRA BUENA) SA |  | ARG0000031 | 620 | -38.7872 | -62.2536 | Coal |  |  |  | 1990.0 | PAMPA ENERGIA | Ministerio de EnergÃ­a y MinerÃ­a | http://energia3.mecon.gov.ar/contenidos/archivos/Reorganizacion/informacion_del_mercado/publicaciones/mercado_electrico/estadisticosectorelectrico/2015/A1.POT_GEN_COMB_POR_CENTRAL_2015.xlsx | Ministerio de EnergÃ­a y MinerÃ­a |  | 2015 | [12 empty] | 3213.44 | HYDRO-V1 | HYDRO-V1 | HYDRO-V1 | HYDRO-V1 | HYDRO-V1
AUS | Australia | Collinsville |  | AUS0000179 | 190 | -20.5447 | 147.8049 | Coal |  |  |  |  | RATCH Australia | Australian Renewable Energy Mapping Infrastructure | https://www.nationalmap.gov.au/ | Australian Renewable Energy Mapping Infrastructure | 1010512 |  | 0.21472222222222223 | [6 empty] | Australia Clean Energy Regulator |  |  |  |  | 1227.05 | NO-ESTIMATION | NO-ESTIMATION | NO-ESTIMATION | NO-ESTIMATION | CAPACITY-FACTOR-V1
AUS | Australia | Stanwell |  | AUS0000168 | 1460 | -23.5097 | 150.3195 | Coal |  |  |  |  | Stanwell Corporation Ltd | Australian Renewable Energy Mapping Infrastructure | https://www.nationalmap.gov.au/ | Australian Renewable Energy Mapping Infrastructure | 1010525 |  | 8216.953611111112 | 8418.935555555556 | 8754.479166666666 | 9089.362222222222 | 9267.250277777777 | 8804.378055555555 |  | Australia Clean Energy Regulator |  |  |  |  | 9428.94 | NO-ESTIMATION | NO-ESTIMATION | NO-ESTIMATION | NO-ESTIMATION | CAPACITY-FACTOR-V1
AUS | Australia | Gladstone |  | AUS0000158 | 1680 | -23.8508 | 151.2187 | Coal |  |  |  |  | GPS Joint Venture | Australian Renewable Energy Mapping Infrastructure | https://www.nationalmap.gov.au/ | Australian Renewable Energy Mapping Infrastructure | 1024521 |  | 6251.809444444444 | 6837.605277777778 | 6482.464166666667 | 6900.339444444445 | 6662.61 | 8974.846944444444 |  | Australia Clean Energy Regulator |  |  |  |  | 10849.73 | NO-ESTIMATION | SOLAR-V1 | SOLAR-V1 | SOLAR-V1 | SOLAR-V1
AUS | Australia | Callide A |  | AUS0000178 | 30 | -24.3340 | 150.6280 | Coal |  |  |  |  | CS Energy | Australian Renewable Energy Mapping Infrastructure | https://www.nationalmap.gov.au/ | Australian Renewable Energy Mapping Infrastructure | 1010509 |  | 117.42055555555555 | 113.66305555555556 | 100.82 |  |  |  |  | Australia Clean Energy Regulator |  |  |  |  | 193.74 | NO-ESTIMATION | NO-ESTIMATION | NO-ESTIMATION | NO-ESTIMATION | CAPACITY-FACTOR-V1
AUS | Australia | Callide C |  | AUS0000176 | 840 | -24.3449 | 150.6182 | Coal |  |  |  |  | CS Energy | Australian Renewable Energy Mapping Infrastructure | https://www.nationalmap.gov.au/ | Australian Renewable Energy Mapping Infrastructure | 1010509 |  | 4585.591944444444 | 3102.6994444444445 | 5552.424166666667 | 6035.5391666666665 | 5443.5888888888885 | 5839.915 |  | Australia Clean Energy Regulator |  |  |  |  | 5424.86 | NO-ESTIMATION | NO-ESTIMATION | NO-ESTIMATION | NO-ESTIMATION | CAPACITY-FACTOR-V1
AUS | Australia | Callide B |  | AUS0000177 | 700 | -24.3449 | 150.6197 | Coal |  |  |  |  | CS Energy | Australian Renewable Energy Mapping Infrastructure | https://www.nationalmap.gov.au/ | Australian Renewable Energy Mapping Infrastructure | 1010509 |  | 3893.5041666666666 | 2807.4730555555557 | 3529.535 | 4296.041111111111 | 4778.3469444444445 | 5505.031111111111 |  | Australia Clean Energy Regulator |  |  |  |  | 4520.72 | NO-ESTIMATION | NO-ESTIMATION | NO-ESTIMATION | NO-ESTIMATION | CAPACITY-FACTOR-V1
AUS | Australia | Tarong North |  | AUS0000170 | 443 | -26.7758 | 151.9146 | Coal |  |  |  |  | Tarong Energy Corporation | Australian Renewable Energy Mapping Infrastructure | https://www.nationalmap.gov.au/ | Australian Renewable Energy Mapping Infrastructure | 1049886 | [13 empty] | 2860.97 | NO-ESTIMATION | NO-ESTIMATION | NO-ESTIMATION | NO-ESTIMATION | CAPACITY-FACTOR-V1
AUS | Australia | Tarong |  | AUS0000171 | 1400 | -26.7824 | 151.9153 | Coal |  |  |  |  | Stanwell Corporation Ltd | Australian Renewable Energy Mapping Infrastructure | https://www.nationalmap.gov.au/ | Australian Renewable Energy Mapping Infrastructure | 1010527 | [13 empty] | 9041.44 | WIND-V1 | WIND-V1 | WIND-V1 | WIND-V1 | WIND-V1
AUS | Australia | Kogan Creek |  | AUS0000162 | 744 | -26.9177 | 150.7493 | Coal |  |  |  |  | CS Energy | Australian Renewable Energy Mapping Infrastructure | https://www.nationalmap.gov.au/ | Australian Renewable Energy Mapping Infrastructure | 1043910 |  | 5696.316111111111 | 5292.296111111111 | 5731.49 | 4478.062777777778 | 5924.063888888889 | 5254.593055555555 |  | Australia Clean Energy Regulator |  |  |  |  | 4804.88 | NO-ESTIMATION | NO-ESTIMATION | NO-ESTIMATION | NO-ESTIMATION | NO-ESTIMATION
AUS | Australia | Millmerran |  | AUS0000163 | 856 | -27.9615 | 151.2789 | Coal |  |  |  |  | Intergen | Australian Renewable Energy Mapping Infrastructure | https://www.nationalmap.gov.au/ | Australian Renewable Energy Mapping Infrastructure | 1044066 |  | 7077.06 | 6668.9158333333335 | 6629.263888888889 | 6653.693333333334 | 6608.5569444444445 | 7061.381666666667 |  | Australia Clean Energy Regulator |  |  |  |  | 5528.2 | NO-ESTIMATION | NO-ESTIMATION | NO-ESTIMATION | NO-ESTIMATION | CAPACITY-FACTOR-V1
AUS | Australia | Liddell |  | AUS0000280 | 2200 | -32.3713 | 150.9776 | Coal |  |  |  |  | Macquarie Generation | Australian Renewable Energy Mapping Infrastructure | https://www.nationalmap.gov.au/ | Australian Renewable Energy Mapping Infrastructure | 1014209 |  | 6577.395555555556 | 7365.723055555555 | 8068.462222222222 | 7955.425555555556 | 9510.035555555556 | 8518.6825 |  | Australia Clean Energy Regulator |  |  |  |  | 14207.99 | NO-ESTIMATION | NO-ESTIMATION | NO-ESTIMATION | NO-ESTIMATION | CAPACITY-FACTOR-V1
AUS | Australia | Bayswater |  | AUS0000265 | 2640 | -32.3953 | 150.9491 | Coal |  |  |  |  | Macquarie Generation | Australian Renewable Energy Mapping Infrastructure | https://www.nationalmap.gov.au/ | Australian Renewable Energy Mapping Infrastructure | 1014198 |  | 16593.38 | 15526.9 | 17090.68 | 17914.93 | 15944.58 | 15545.8 |  | Australia Clean Energy Regulator |  |  |  |  | 17049.59 | HYDRO-V1 | HYDRO-V1 | HYDRO-V1 | HYDRO-V1 | HYDRO-V1
AUS | Australia | Redbank |  | AUS0000285 | 150 | -32.5802 | 151.0719 | Coal |  |  |  |  | Biogreen Energy Pty Limited | Australian Renewable Energy Mapping Infrastructure | https://www.nationalmap.gov.au/ | Australian Renewable Energy Mapping Infrastructure | 1041782 | [13 empty] | 968.72 | NO-ESTIMATION | NO-ESTIMATION | NO-ESTIMATION | NO-ESTIMATION | CAPACITY-FACTOR-V1
AUS | Australia | Vales Point B |  | AUS0000295 | 1360 | -33.1607 | 151.5431 | Coal |  |  |  |  | Delta Electricity | Australian Renewable Energy Mapping Infrastructure | https://www.nationalmap.gov.au/ | Australian Renewable Energy Mapping Infrastructure | 1013604 |  | 7526.108333333334 | 6814.325555555555 | 6936.854166666667 | 7703.255277777778 | 8130.714722222222 | 8062.723055555555 |  | Australia Clean Energy Regulator |  |  |  |  | 8783.12 | NO-ESTIMATION | NO-ESTIMATION | NO-ESTIMATION | NO-ESTIMATION | CAPACITY-FACTOR-V1
AUS | Australia | Munmorah |  | AUS0000282 | 600 | -33.2117 | 151.5418 | Coal |  |  |  |  | Delta Electricity | Australian Renewable Energy Mapping Infrastructure | https://www.nationalmap.gov.au/ | Australian Renewable Energy Mapping Infrastructure | 1013603 | [13 empty] | 3874.9 | NO-ESTIMATION | NO-ESTIMATION | NO-ESTIMATION | NO-ESTIMATION | CAPACITY-FACTOR-V1
AUS | Australia | Worsley |  | AUS0000389 | 120 | -33.2355 | 116.0688 | Coal |  |  |  |  | BHP | Australian Renewable Energy Mapping Infrastructure | https://www.nationalmap.gov.au/ | Australian Renewable Energy Mapping Infrastructure | 1033497 | [13 empty] | 774.98 | NO-ESTIMATION | NO-ESTIMATION | NO-ESTIMATION | NO-ESTIMATION | CAPACITY-FACTOR-V1
AUS | Australia | Collie (Bluewaters) |  | AUS0000184 | 416 | -33.3310 | 116.2290 | Coal |  |  |  |  | Griffin Energy | Australian Renewable Energy Mapping Infrastructure | https://www.nationalmap.gov.au/ | Australian Renewable Energy Mapping Infrastructure | 1062485 | [13 empty] | 2686.6 | NO-ESTIMATION | NO-ESTIMATION | NO-ESTIMATION | NO-ESTIMATION | CAPACITY-FACTOR-V1
AUS | Australia | Collie A |  | AUS0000208 | 340 | -33.3422 | 116.2612 | Coal |  |  |  |  | Verve Energy | Australian Renewable Energy Mapping Infrastructure | https://www.nationalmap.gov.au/ | Australian Renewable Energy Mapping Infrastructure | 1030184 |  | 2362.073611111111 | 1955.9258333333332 | 2239.3880555555556 | 2272.4725 | 2230.7633333333333 | 2031.9441666666667 |  | Australia Clean Energy Regulator |  |  |  |  | 2195.78 | NO-ESTIMATION | NO-ESTIMATION | SOLAR-V1 | SOLAR-V1 | SOLAR-V1
AUS | Australia | Mt Piper |  | AUS0000281 | 1400 | -33.3589 | 150.0313 | Coal |  |  |  |  | Delta | Australian Renewable Energy Mapping Infrastructure | https://www.nationalmap.gov.au/ | Australian Renewable Energy Mapping Infrastructure |  |  | 9111.0475 | 9436.06388888889 | 6282.647222222222 | 7259.195555555556 | 7557.6033333333335 | 7864.293055555556 |  | Australia Clean Energy Regulator |  |  |  |  | 9041.44 | NO-ESTIMATION | NO-ESTIMATION | NO-ESTIMATION | NO-ESTIMATION | CAPACITY-FACTOR-V1
AUS | Australia | Wallerawang C |  | AUS0000296 | 500 | -33.4028 | 150.0833 | Coal |  |  |  |  | TRUenergy | Australian Renewable Energy Mapping Infrastructure | https://www.nationalmap.gov.au/ | Australian Renewable Energy Mapping Infrastructure | 1013605 | [13 empty] | 3229.08 | NO-ESTIMATION | NO-ESTIMATION | NO-ESTIMATION | NO-ESTIMATION | CAPACITY-FACTOR-V1
AUS | Australia | Muja C |  | AUS0000214 | 400 | -33.4460 | 116.3062 | Coal |  |  |  |  | Verve Energy | Australian Renewable Energy Mapping Infrastructure | https://www.nationalmap.gov.au/ | Australian Renewable Energy Mapping Infrastructure | 1030210 | [13 empty] | 2583.27 | NO-ESTIMATION | NO-ESTIMATION | NO-ESTIMATION | WIND-V1 | WIND-V1
AUS | Australia | Muja D |  | AUS0000215 | 454 | -33.4464 | 116.3074 | Coal |  |  |  |  | Verve Energy | Australian Renewable Energy Mapping Infrastructure | https://www.nationalmap.gov.au/ | Australian Renewable Energy Mapping Infrastructure | 1030210 | [13 empty] | 2932.01 | NO-ESTIMATION | NO-ESTIMATION | NO-ESTIMATION | NO-ESTIMATION | CAPACITY-FACTOR-V1
AUS | Australia | Yallourn |  | AUS0000100 | 1480 | -38.1770 | 146.3428 | Coal |  |  |  |  | TRUenergy | Australian Renewable Energy Mapping Infrastructure | https://www.nationalmap.gov.au/ | Australian Renewable Energy Mapping Infrastructure | 1033560 |  | 8336.88 | 8678.68 | 11253.57 | 11588.11 | 11473.837222222222 | 10238.92 |  | Australia Clean Energy Regulator |  |  |  |  | 9558.1 | NO-ESTIMATION | NO-ESTIMATION | NO-ESTIMATION | NO-ESTIMATION | CAPACITY-FACTOR-V1
AUS | Australia | Loy Yang A |  | AUS0000092 | 2180 | -38.2536 | 146.5746 | Coal |  |  |  |  | GEAC Great Energy Alliance Corporation | Australian Renewable Energy Mapping Infrastructure | https://www.nationalmap.gov.au/ | Australian Renewable Energy Mapping Infrastructure | 1022059 |  | 16268.610833333334 | 16099.330277777777 | 16226.412222222221 | 15715.546666666667 | 15885.288055555555 | 16951.911944444444 |  | Australia Clean Energy Regulator |  |  |  |  | 14078.82 | NO-ESTIMATION | NO-ESTIMATION | NO-ESTIMATION | NO-ESTIMATION | CAPACITY-FACTOR-V1
AUS | Australia | Energy Brix |  | AUS0000085 | 195 | -38.2546 | 146.4137 | Coal |  |  |  |  | Energy Brix (Aust) Corp | Australian Renewable Energy Mapping Infrastructure | https://www.nationalmap.gov.au/ | Australian Renewable Energy Mapping Infrastructure |  |  | 156.81694444444443 | 105.60111111111111 | 41.69361111111111 |  |  |  |  | Australia Clean Energy Regulator |  |  |  |  | 1259.34 | SOLAR-V1 | SOLAR-V1 | SOLAR-V1 | SOLAR-V1 | SOLAR-V1
AUS | Australia | Loy Yang B |  | AUS0000075 | 1000 | -38.2564 | 146.5864 | Coal |  |  |  |  | IPM Australia Limited | Australian Renewable Energy Mapping Infrastructure | https://www.nationalmap.gov.au/ | Australian Renewable Energy Mapping Infrastructure | 1014020 |  | 8591.400833333333 | 7307.038055555556 | 8622.021111111111 | 8451.503055555555 | 8572.255555555555 | 8870.476111111111 |  | Australia Clean Energy Regulator |  |  |  |  | 6458.17 | SOLAR-V1 | SOLAR-V1 | SOLAR-V1 | SOLAR-V1 | SOLAR-V1
AUS | Australia | Hazelwood |  | AUS0000087 | 1600 | -38.2731 | 146.3923 | Coal |  |  |  |  | Hazelwood Power | Australian Renewable Energy Mapping Infrastructure | https://www.nationalmap.gov.au/ | Australian Renewable Energy Mapping Infrastructure | 1018219 |  | 11483.098055555556 | 11087.42888888889 | 10969.4225 | 10325.778333333334 | 7700.2075 |  |  | Australia Clean Energy Regulator |  |  |  |  | 10333.08 | NO-ESTIMATION | NO-ESTIMATION | NO-ESTIMATION | NO-ESTIMATION | CAPACITY-FACTOR-V1
AUS | Australia | Anglesea |  | AUS0000114 | 165 | -38.3861 | 144.1828 | Coal |  |  |  |  | Alcoa of Australia Ltd | Australian Renewable Energy Mapping Infrastructure | https://www.nationalmap.gov.au/ | Australian Renewable Energy Mapping Infrastructure | 1069504 |  | 1095.6769444444444 | 1239.9627777777778 | 1260.2611111111112 | 167.88 |  |  |  | Australia Clean Energy Regulator |  |  |  |  | 1065.59 | NO-ESTIMATION | NO-ESTIMATION | NO-ESTIMATION | NO-ESTIMATION | CAPACITY-FACTOR-V1
BEL | Belgium | LANGERLO 1 |  | WRI1002253 | 470 | 50.9405 | 5.4906 | Coal |  |  |  | 1968.0 |  | ELIA Belgian Grid Operator | http://publications.elia.be/upload/ProductionParkOverview.html?TS=20120416193815 | GEODB |  |  |  |  | 2074.791 | 312.545 |  |  |  | JRC-PPDB-OPEN | [5 empty] | NO-ESTIMATION | NO-ESTIMATION | NO-ESTIMATION | NO-ESTIMATION | CAPACITY-FACTOR-V1
BGD | Bangladesh | Barupukuria ST 1 |  | WRI1029206 | 250 | 25.5502 | 88.9527 | Coal | [5 empty] | Bangladesh Power Development Board | http://www.bpdb.gov.bd/bpdb/index.php?option=com_content&view=article&id=151&Itemid=234 | WRI | [14 empty] | 902.32 | NO-ESTIMATION | WIND-V1 | WIND-V1 | WIND-V1 | WIND-V1
BGR | Bulgaria | Maritsa 3 power station |  | WRI1008058 | 120 | 42.0519 | 25.6231 | Coal |  |  |  | 1971.0 | TEC Maritsa 3 AD | GCPT | https://endcoal.org/global-coal-plant-tracker/ | GCPT | 1040587 | [13 empty] | 544.02 | NO-ESTIMATION | NO-ESTIMATION | SOLAR-V1 | SOLAR-V1 | SOLAR-V1
BGR | Bulgaria | Maritsa Itzok-3 power station |  | WRI1008061 | 908 | 42.1450 | 26.0025 | Coal |  |  |  | 1980.0 | Contour Global Maritsa Iztok 3 AD | GCPT | https://endcoal.org/global-coal-plant-tracker/ | GCPT | 1023683 |  |  |  | 5180.325 |  | 4655.779 |  |  | JRC-PPDB-OPEN |  |  |  |  | 4116.42 | NO-ESTIMATION | NO-ESTIMATION | NO-ESTIMATION | NO-ESTIMATION | CAPACITY-FACTOR-V1
BGR | Bulgaria | Brikel power station |  | WRI1008041 | 240 | 42.1551 | 25.9072 | Coal |  |  |  | 1961.0 | Brikel EAD | GCPT | https://endcoal.org/global-coal-plant-tracker/ | WRI | 1023681 | [13 empty] | 1088.04 | NO-ESTIMATION | NO-ESTIMATION | NO-ESTIMATION | NO-ESTIMATION | CAPACITY-FACTOR-V1
BGR | Bulgaria | AES Galabovo |  | WRI1075858 | 670 | 42.1573 | 25.9084 | Coal |  |  |  | 2011.0 | AES | GCPT | https://endcoal.org/global-coal-plant-tracker/ | GCPT | [14 empty] | 3037.45 | NO-ESTIMATION | NO-ESTIMATION | NO-ESTIMATION | NO-ESTIMATION | CAPACITY-FACTOR-V1
BGR | Bulgaria | Maritsa Itzok-2 power station |  | WRI1008060 | 1602 | 42.2541 | 26.1340 | Coal |  |  |  | 1979.0 | TEC Maritsa Iztok 2 EAD | GCPT | https://endcoal.org/global-coal-plant-tracker/ | GCPT | 1023682 |  |  |  | 9524.336 |  | 8601.139 |  |  | JRC-PPDB-OPEN |  |  |  |  | 7262.68 | NO-ESTIMATION | NO-ESTIMATION | NO-ESTIMATION | NO-ESTIMATION | CAPACITY-FACTOR-V1
BGR | Bulgaria | TOPLO RUSE |  | WRI1008059 | 110 | 42.2569 | 26.1360 | Coal | [5 empty] | ENTSOE | https://transparency.entsoe.eu/generation/r2/installedCapacityPerProductionUnit/show | WRI | [14 empty] | 498.68 | NO-ESTIMATION | NO-ESTIMATION | NO-ESTIMATION | NO-ESTIMATION | CAPACITY-FACTOR-V1
BGR | Bulgaria | Bobov Dol power station |  | WRI1008057 | 630 | 42.2855 | 23.0342 | Coal |  |  |  | 1974.0 | Energia MK | GCPT | https://endcoal.org/global-coal-plant-tracker/ | GCPT | 1023672 |  |  |  | 2252.997 |  | 2122.244 |  |  | JRC-PPDB-OPEN |  |  |  |  | 2856.11 | NO-ESTIMATION | NO-ESTIMATION | NO-ESTIMATION | NO-ESTIMATION | CAPACITY-FACTOR-V1
BGR | Bulgaria | Republika power station |  | WRI1008045 | 105 | 42.6064 | 23.0784 | Coal |  |  |  | 1951.0 | Toplofikacia Pernik Ead | GCPT | https://endcoal.org/global-coal-plant-tracker/ | WRI | 1023687 | [13 empty] | 476.01 | NO-ESTIMATION | NO-ESTIMATION | NO-ESTIMATION | NO-ESTIMATION | CAPACITY-FACTOR-V1
BGR | Bulgaria | Deven power station |  | WRI1008042 | 174 | 43.1964 | 27.6327 | Coal |  |  |  | 2009.0 | Deven AD | GCPT | https://endcoal.org/global-coal-plant-tracker/ | GCPT | [14 empty] | 788.83 | NO-ESTIMATION | NO-ESTIMATION | NO-ESTIMATION | NO-ESTIMATION | CAPACITY-FACTOR-V1
BGR | Bulgaria | RUSE |  | WRI1008046 | 180 | 43.8662 | 26.0093 | Coal | [5 empty] | ENTSOE | https://transparency.entsoe.eu/generation/r2/installedCapacityPerProductionUnit/show | WRI | 1023689 | [13 empty] | 816.03 | NO-ESTIMATION | NO-ESTIMATION | NO-ESTIMATION | NO-ESTIMATION | CAPACITY-FACTOR-V1
BGR | Bulgaria | Vidin Works power station |  | WRI1075859 | 120 | 43.9484 | 22.8509 | Coal |  |  |  | 1970.0 | Vidachim | GCPT | https://endcoal.org/global-coal-plant-tracker/ | GCPT | [14 empty] | 544.02 | NO-ESTIMATION | NO-ESTIMATION | NO-ESTIMATION | NO-ESTIMATION | CAPACITY-FACTOR-V1
BIH | Bosnia and Herzegovina | Gacko Coal CHP Power Plant Bosnia and Herzegovina |  | GEODB0044793 | 300 | 43.1724 | 18.5128 | Coal | [5 empty] | GEODB | http://globalenergyobservatory.org | GEODB | 1020228 | 2017 | [12 empty] | 1805.76 | NO-ESTIMATION | NO-ESTIMATION | NO-ESTIMATION | NO-ESTIMATION | CAPACITY-FACTOR-V1
BIH | Bosnia and Herzegovina | Kakanj CHP Power Plant Bosnia and Herzegovina |  | GEODB0044792 | 450 | 44.0899 | 18.1143 | Coal | [5 empty] | GEODB | http://globalenergyobservatory.org | GEODB |  | 2017 | [12 empty] | 2708.64 | NO-ESTIMATION | NO-ESTIMATION | NO-ESTIMATION | NO-ESTIMATION | CAPACITY-FACTOR-V1
BIH | Bosnia and Herzegovina | Tuzla CHP Power Plant Bosnia and Herzegovina |  | GEODB0044791 | 730 | 44.5215 | 18.6056 | Coal | [5 empty] | GEODB | http://globalenergyobservatory.org | GEODB | 1020241 | 2017 | [12 empty] | 4394.01 | NO-ESTIMATION | NO-ESTIMATION | NO-ESTIMATION | NO-ESTIMATION | CAPACITY-FACTOR-V1
BIH | Bosnia and Herzegovina | Ugljevik CHP Coal Power Plant Bosnia and Herzegovina |  | GEODB0044794 | 300 | 44.6829 | 18.9671 | Coal | [5 empty] | GEODB | http://globalenergyobservatory.org | GEODB | 1020242 | 2017 | [12 empty] | 1805.76 | NO-ESTIMATION | NO-ESTIMATION | NO-ESTIMATION | NO-ESTIMATION | CAPACITY-FACTOR-V1
BRA | Brazil | Alunorte |  | BRA0028916 | 103.854 | -1.5374 | -48.7230 | Coal |  |  |  | 2007 |  | AgÃªncia Nacional de Energia ElÃ©trica (Brazil) | http://www2.aneel.gov.br/aplicacoes/capacidadebrasil/capacidadebrasil.cfm | AgÃªncia Nacional de Energia ElÃ©trica (Brazil) | 1086252 | 2017 | [12 empty] | 777.18 | NO-ESTIMATION | NO-ESTIMATION | NO-ESTIMATION | NO-ESTIMATION | CAPACITY-FACTOR-V1
BRA | Brazil | Brasil Verde |  | BRA0028516 | 1.2 | -19.7490 | -44.8875 | Coal |  |  |  | 2003 |  | AgÃªncia Nacional de Energia ElÃ©trica (Brazil) | http://www2.aneel.gov.br/aplicacoes/capacidadebrasil/capacidadebrasil.cfm | AgÃªncia Nacional de Energia ElÃ©trica (Brazil) |  | 2017 | [12 empty] | 8.98 | NO-ESTIMATION | NO-ESTIMATION | NO-ESTIMATION | NO-ESTIMATION | CAPACITY-FACTOR-V1
BRA | Brazil | Metalsider |  | BRA0030256 | 8.8 | -19.9669 | -44.2034 | Coal |  |  |  | 2010 |  | AgÃªncia Nacional de Energia ElÃ©trica (Brazil) | http://www2.aneel.gov.br/aplicacoes/capacidadebrasil/capacidadebrasil.cfm | AgÃªncia Nacional de Energia ElÃ©trica (Brazil) |  | 2017 | [12 empty] | 65.85 | NO-ESTIMATION | NO-ESTIMATION | NO-ESTIMATION | NO-ESTIMATION | CAPACITY-FACTOR-V1
BRA | Brazil | Porto do Itaqui (Antiga TermomaranhÃ£o) |  | BRA0029700 | 360.137 | -2.5246 | -44.2961 | Coal |  |  |  | 2013 |  | AgÃªncia Nacional de Energia ElÃ©trica (Brazil) | http://www2.aneel.gov.br/aplicacoes/capacidadebrasil/capacidadebrasil.cfm | AgÃªncia Nacional de Energia ElÃ©trica (Brazil) | 1076898 | 2017 | [12 empty] | 2695.05 | NO-ESTIMATION | NO-ESTIMATION | NO-ESTIMATION | NO-ESTIMATION | CAPACITY-FACTOR-V1
BRA | Brazil | Alumar |  | BRA0029591 | 75.2 | -2.7028 | -44.3415 | Coal |  |  |  | 2009 |  | AgÃªncia Nacional de Energia ElÃ©trica (Brazil) | http://www2.aneel.gov.br/aplicacoes/capacidadebrasil/capacidadebrasil.cfm | AgÃªncia Nacional de Energia ElÃ©trica (Brazil) | 1086253 | 2017 | [12 empty] | 562.75 | NO-ESTIMATION | NO-ESTIMATION | NO-ESTIMATION | NO-ESTIMATION | CAPACITY-FACTOR-V1
BRA | Brazil | AÃ§ominas |  | BRA0000019 | 102.89 | -20.5355 | -43.6986 | Coal |  |  |  | 2002 |  | AgÃªncia Nacional de Energia ElÃ©trica (Brazil) | http://www2.aneel.gov.br/aplicacoes/capacidadebrasil/capacidadebrasil.cfm | AgÃªncia Nacional de Energia ElÃ©trica (Brazil) |  | 2017 | [12 empty] | 769.96 | NO-ESTIMATION | NO-ESTIMATION | NO-ESTIMATION | NO-ESTIMATION | CAPACITY-FACTOR-V1
BRA | Brazil | TRT |  | BRA0029507 | 21 | -22.5218 | -44.0953 | Coal |  |  |  | 2015 |  | AgÃªncia Nacional de Energia ElÃ©trica (Brazil) | http://www2.aneel.gov.br/aplicacoes/capacidadebrasil/capacidadebrasil.cfm | AgÃªncia Nacional de Energia ElÃ©trica (Brazil) |  | 2017 | [12 empty] | 157.15 | NO-ESTIMATION | NO-ESTIMATION | NO-ESTIMATION | NO-ESTIMATION | CAPACITY-FACTOR-V1
BRA | Brazil | Figueira |  | BRA0000955 | 20 | -23.8482 | -50.3808 | Coal |  |  |  | 1963 |  | AgÃªncia Nacional de Energia ElÃ©trica (Brazil) | http://www2.aneel.gov.br/aplicacoes/capacidadebrasil/capacidadebrasil.cfm | AgÃªncia Nacional de Energia ElÃ©trica (Brazil) | 1012661 | 2017 | [12 empty] | 149.66 | NO-ESTIMATION | NO-ESTIMATION | WIND-V1 | WIND-V1 | WIND-V1
BRA | Brazil | Cosipa II |  | BRA0031331 | 18.5 | -23.8608 | -46.3623 | Coal | [5 empty] | AgÃªncia Nacional de Energia ElÃ©trica (Brazil) | http://www2.aneel.gov.br/aplicacoes/capacidadebrasil/capacidadebrasil.cfm | AgÃªncia Nacional de Energia ElÃ©trica (Brazil) |  | 2017 | [12 empty] | 138.44 | NO-ESTIMATION | NO-ESTIMATION | NO-ESTIMATION | NO-ESTIMATION | CAPACITY-FACTOR-V1
BRA | Brazil | Negro de Fumo |  | BRA0000825 | 24.4 | -23.8910 | -46.4155 | Coal |  |  |  | 1996 |  | AgÃªncia Nacional de Energia ElÃ©trica (Brazil) | http://www2.aneel.gov.br/aplicacoes/capacidadebrasil/capacidadebrasil.cfm | AgÃªncia Nacional de Energia ElÃ©trica (Brazil) |  | 2017 | [12 empty] | 182.59 | WIND-V1 | WIND-V1 | WIND-V1 | WIND-V1 | WIND-V1
BRA | Brazil | Jorge Lacerda I e II |  | BRA0001260 | 232 | -28.4410 | -48.9485 | Coal |  |  |  | 1965 |  | AgÃªncia Nacional de Energia ElÃ©trica (Brazil) | http://www2.aneel.gov.br/aplicacoes/capacidadebrasil/capacidadebrasil.cfm | AgÃªncia Nacional de Energia ElÃ©trica (Brazil) |  | 2017 | [12 empty] | 1736.15 | WIND-V1 | WIND-V1 | WIND-V1 | WIND-V1 | WIND-V1
BRA | Brazil | Jorge Lacerda III |  | BRA0027093 | 262 | -28.4410 | -48.9485 | Coal |  |  |  | 1979 |  | AgÃªncia Nacional de Energia ElÃ©trica (Brazil) | http://www2.aneel.gov.br/aplicacoes/capacidadebrasil/capacidadebrasil.cfm | AgÃªncia Nacional de Energia ElÃ©trica (Brazil) | 1011789 | 2017 | [12 empty] | 1960.65 | WIND-V1 | WIND-V1 | WIND-V1 | WIND-V1 | WIND-V1
BRA | Brazil | Jorge Lacerda IV |  | BRA0027094 | 363 | -28.4410 | -48.9485 | Coal |  |  |  | 1997 |  | AgÃªncia Nacional de Energia ElÃ©trica (Brazil) | http://www2.aneel.gov.br/aplicacoes/capacidadebrasil/capacidadebrasil.cfm | AgÃªncia Nacional de Energia ElÃ©trica (Brazil) | 1011789 | 2017 | [12 empty] | 2716.48 | WIND-V1 | WIND-V1 | WIND-V1 | WIND-V1 | WIND-V1
BRA | Brazil | SÃ£o JerÃ´nimo |  | BRA0026829 | 20 | -29.9638 | -51.7255 | Coal | [5 empty] | AgÃªncia Nacional de Energia ElÃ©trica (Brazil) | http://www2.aneel.gov.br/aplicacoes/capacidadebrasil/capacidadebrasil.cfm | AgÃªncia Nacional de Energia ElÃ©trica (Brazil) |  | 2017 | [12 empty] | 149.66 | WIND-V1 | WIND-V1 | WIND-V1 | WIND-V1 | WIND-V1
BRA | Brazil | Porto do PecÃ©m II |  | BRA0030098 | 365 | -3.5918 | -38.8661 | Coal |  |  |  | 2013 |  | AgÃªncia Nacional de Energia ElÃ©trica (Brazil) | http://www2.aneel.gov.br/aplicacoes/capacidadebrasil/capacidadebrasil.cfm | AgÃªncia Nacional de Energia ElÃ©trica (Brazil) |  | 2017 | [12 empty] | 2731.44 | NO-ESTIMATION | NO-ESTIMATION | NO-ESTIMATION | NO-ESTIMATION | NO-ESTIMATION
BRA | Brazil | Cosima |  | BRA0030550 | 4.9 | -3.6875 | -45.4280 | Coal | [5 empty] | AgÃªncia Nacional de Energia ElÃ©trica (Brazil) | http://www2.aneel.gov.br/aplicacoes/capacidadebrasil/capacidadebrasil.cfm | AgÃªncia Nacional de Energia ElÃ©trica (Brazil) |  | 2017 | [12 empty] | 36.66 | NO-ESTIMATION | NO-ESTIMATION | NO-ESTIMATION | NO-ESTIMATION | CAPACITY-FACTOR-V1
BRA | Brazil | Candiota III |  | BRA0029767 | 350 | -31.5458 | -53.6566 | Coal |  |  |  | 2011 |  | AgÃªncia Nacional de Energia ElÃ©trica (Brazil) | http://www2.aneel.gov.br/aplicacoes/capacidadebrasil/capacidadebrasil.cfm | AgÃªncia Nacional de Energia ElÃ©trica (Brazil) |  | 2017 | [12 empty] | 2619.19 | NO-ESTIMATION | NO-ESTIMATION | NO-ESTIMATION | NO-ESTIMATION | CAPACITY-FACTOR-V1
BRA | Brazil | Presidente MÃ©dici A B |  | BRA0002150 | 446 | -31.5482 | -53.6733 | Coal |  |  |  | 1974 |  | AgÃªncia Nacional de Energia ElÃ©trica (Brazil) | http://www2.aneel.gov.br/aplicacoes/capacidadebrasil/capacidadebrasil.cfm | AgÃªncia Nacional de Energia ElÃ©trica (Brazil) |  | 2017 | [12 empty] | 3337.6 | SOLAR-V1 | SOLAR-V1 | SOLAR-V1 | SOLAR-V1 | SOLAR-V1
BRA | Brazil | Cosipar |  | BRA0027793 | 14 | -5.3650 | -49.1085 | Coal |  |  |  | 2000 |  | AgÃªncia Nacional de Energia ElÃ©trica (Brazil) | http://www2.aneel.gov.br/aplicacoes/capacidadebrasil/capacidadebrasil.cfm | AgÃªncia Nacional de Energia ElÃ©trica (Brazil) |  | 2017 | [12 empty] | 104.76 | NO-ESTIMATION | SOLAR-V1 | SOLAR-V1 | SOLAR-V1 | SOLAR-V1
BWA | Botswana | Sua Pan Soda Ash |  | WRI1023018 | 14 | -21.1667 | 27.5167 | Coal | [5 empty] | African Development Bank Group | http://powerafrica.opendataforafrica.org | Power Africa | 1030481 | [13 empty] | 56.07 | NO-ESTIMATION | NO-ESTIMATION | NO-ESTIMATION | NO-ESTIMATION | CAPACITY-FACTOR-V1
BWA | Botswana | Morpule |  | WRI1023017 | 732 | -22.5223 | 27.0491 | Coal |  |  |  |  | Botswana Power Corporation | African Development Bank Group | http://powerafrica.opendataforafrica.org | Power Africa | [14 empty] | 2931.89 | NO-ESTIMATION | NO-ESTIMATION | NO-ESTIMATION | NO-ESTIMATION | CAPACITY-FACTOR-V1
CAN | Canada | Point Tupper |  | CAN0002077 | 154 | 45.5870 | -61.3483 | Coal | [5 empty] | Natural Resources Canada | http://ftp.maps.canada.ca/pub/nacei_cnaie/energy_infrastructure/PowerPlantsAllGE100MW_NorthAmerica_201708.xlsx | Natural Resources Canada | 28507 | 2017 | [12 empty] | 1015.6 | NO-ESTIMATION | NO-ESTIMATION | NO-ESTIMATION | NO-ESTIMATION | CAPACITY-FACTOR-V1
CAN | Canada | Trenton |  | CAN0002091 | 307 | 45.6211 | -62.6481 | Coal | [5 empty] | Natural Resources Canada | http://ftp.maps.canada.ca/pub/nacei_cnaie/energy_infrastructure/PowerPlantsAllGE100MW_NorthAmerica_201708.xlsx | Natural Resources Canada | 28519 | 2017 | [12 empty] | 2024.6 | HYDRO-V1 | HYDRO-V1 | HYDRO-V1 | HYDRO-V1 | HYDRO-V1
CAN | Canada | Lingan |  | CAN0002063 | 620 | 46.2358 | -60.0390 | Coal | [5 empty] | Natural Resources Canada | http://ftp.maps.canada.ca/pub/nacei_cnaie/energy_infrastructure/PowerPlantsAllGE100MW_NorthAmerica_201708.xlsx | Natural Resources Canada | 28494 | 2017 | [12 empty] | 4088.78 | NO-ESTIMATION | NO-ESTIMATION | NO-ESTIMATION | NO-ESTIMATION | CAPACITY-FACTOR-V1
CAN | Canada | Point Aconi |  | CAN0002075 | 171 | 46.3216 | -60.3295 | Coal | [5 empty] | Natural Resources Canada | http://ftp.maps.canada.ca/pub/nacei_cnaie/energy_infrastructure/PowerPlantsAllGE100MW_NorthAmerica_201708.xlsx | Natural Resources Canada | 28506 | 2017 | [12 empty] | 1127.71 | NO-ESTIMATION | NO-ESTIMATION | NO-ESTIMATION | NO-ESTIMATION | CAPACITY-FACTOR-V1
CAN | Canada | Belledune |  | CAN0002026 | 467 | 47.9073 | -65.8630 | Coal | [5 empty] | Natural Resources Canada | http://ftp.maps.canada.ca/pub/nacei_cnaie/energy_infrastructure/PowerPlantsAllGE100MW_NorthAmerica_201708.xlsx | Natural Resources Canada | 27390 | 2017 | [12 empty] | 3079.78 | NO-ESTIMATION | NO-ESTIMATION | NO-ESTIMATION | NO-ESTIMATION | CAPACITY-FACTOR-V1
CAN | Canada | Poplar River |  | CAN0002079 | 582 | 49.0579 | -105.4851 | Coal |  |  |  |  | Saskatchewan Power Corp | Natural Resources Canada | http://ftp.maps.canada.ca/pub/nacei_cnaie/energy_infrastructure/PowerPlantsAllGE100MW_NorthAmerica_201708.xlsx | Natural Resources Canada | 32153 | 2016 | [12 empty] | 3838.18 | HYDRO-V1 | HYDRO-V1 | HYDRO-V1 | HYDRO-V1 | HYDRO-V1
CAN | Canada | Shand |  | CAN0002084 | 276 | 49.0751 | -102.8641 | Coal |  |  |  |  | Saskatchewan Power Corp | Natural Resources Canada | http://ftp.maps.canada.ca/pub/nacei_cnaie/energy_infrastructure/PowerPlantsAllGE100MW_NorthAmerica_201708.xlsx | Natural Resources Canada | 32155 | 2016 | [12 empty] | 1820.16 | NO-ESTIMATION | NO-ESTIMATION | NO-ESTIMATION | NO-ESTIMATION | CAPACITY-FACTOR-V1
CAN | Canada | Boundary Dam |  | CAN0002027 | 672 | 49.0961 | -103.0305 | Coal |  |  |  |  | Saskatchewan Power Corp | Natural Resources Canada | http://ftp.maps.canada.ca/pub/nacei_cnaie/energy_infrastructure/PowerPlantsAllGE100MW_NorthAmerica_201708.xlsx | Natural Resources Canada | 32137 | 2016 | [12 empty] | 4431.71 | NO-ESTIMATION | NO-ESTIMATION | NO-ESTIMATION | SOLAR-V1 | SOLAR-V1
CAN | Canada | Brandon |  | CAN1060098 | 98 | 49.8453 | -99.8918 | Coal |  |  |  | 1958.0 | Manitoba Hydro | Canadian Power Plant Database | http://www.cbc.ca/news2/interactives/database-cdnpowerplants/?appSession=37157089528396396394056638291117802843348425060575648208153793135366829336033758248443548607051384464831349653596564231536607108 | WRI | [14 empty] | 646.29 | HYDRO-V1 | HYDRO-V1 | HYDRO-V1 | HYDRO-V1 | HYDRO-V1
CAN | Canada | Sheerness |  | CAN0002085 | 816 | 51.4426 | -111.7919 | Coal |  |  |  |  | ATCO Power | Natural Resources Canada | http://ftp.maps.canada.ca/pub/nacei_cnaie/energy_infrastructure/PowerPlantsAllGE100MW_NorthAmerica_201708.xlsx | Natural Resources Canada | 12767 | 2017 | [12 empty] | 5381.37 | HYDRO-V1 | HYDRO-V1 | HYDRO-V1 | HYDRO-V1 | HYDRO-V1
CAN | Canada | Battle River |  | CAN0002022 | 689 | 52.4685 | -112.1339 | Coal |  |  |  |  | ATCO Power | Natural Resources Canada | http://ftp.maps.canada.ca/pub/nacei_cnaie/energy_infrastructure/PowerPlantsAllGE100MW_NorthAmerica_201708.xlsx | Natural Resources Canada | 12736 | 2017 | [12 empty] | 4543.82 | HYDRO-V1 | HYDRO-V1 | HYDRO-V1 | HYDRO-V1 | HYDRO-V1
CAN | Canada | Genesee |  | CAN0002049 | 1376 | 53.3446 | -114.3049 | Coal |  |  |  |  | Capital Power & TransAlta | Natural Resources Canada | http://ftp.maps.canada.ca/pub/nacei_cnaie/energy_infrastructure/PowerPlantsAllGE100MW_NorthAmerica_201708.xlsx | Natural Resources Canada | 19074 | 2017 | [12 empty] | 9074.47 | NO-ESTIMATION | NO-ESTIMATION | NO-ESTIMATION | NO-ESTIMATION | CAPACITY-FACTOR-V1
CAN | Canada | Keephills |  | CAN0002059 | 1253 | 53.4487 | -114.4501 | Coal |  |  |  |  | Capital Power (50%) / TransAlta (50%) | Natural Resources Canada | http://ftp.maps.canada.ca/pub/nacei_cnaie/energy_infrastructure/PowerPlantsAllGE100MW_NorthAmerica_201708.xlsx | Natural Resources Canada | 34864 | 2017 | [12 empty] | 8263.3 | NO-ESTIMATION | NO-ESTIMATION | NO-ESTIMATION | SOLAR-V1 | SOLAR-V1
CAN | Canada | Sundance |  | CAN0002088 | 2141 | 53.5075 | -114.5569 | Coal |  |  |  |  | TransAlta | Natural Resources Canada | http://ftp.maps.canada.ca/pub/nacei_cnaie/energy_infrastructure/PowerPlantsAllGE100MW_NorthAmerica_201708.xlsx | Natural Resources Canada | 34869 | 2017 | [12 empty] | 14119.5 | NO-ESTIMATION | NO-ESTIMATION | NO-ESTIMATION | NO-ESTIMATION | NO-ESTIMATION
CAN | Canada | H R Milner |  | CAN0002052 | 150 | 54.0071 | -119.1032 | Coal |  |  |  |  | Maxim Power Corp | Natural Resources Canada | http://ftp.maps.canada.ca/pub/nacei_cnaie/energy_infrastructure/PowerPlantsAllGE100MW_NorthAmerica_201708.xlsx | Natural Resources Canada | 12752 | 2016 | [12 empty] | 989.22 | NO-ESTIMATION | NO-ESTIMATION | NO-ESTIMATION | NO-ESTIMATION | CAPACITY-FACTOR-V1
CHL | Chile | DIESEL IQUIQUE(MSIQ_TGIQ) |  | CHL0000019 | 43 | -20.2580 | -70.1273 | Coal | Oil |  |  |  | E-CL | EnergÃ­a Abierta | http://energiaabierta.cl/electricidad/ | EnergÃ­a Abierta | 1015641 | 2016 | [12 empty] | 237.23 | SOLAR-V1 | SOLAR-V1 | SOLAR-V1 | SOLAR-V1 | SOLAR-V1
CHL | Chile | TERMOELECTRICA TARAPACA |  | CHL0000018 | 172.2 | -20.8057 | -70.1928 | Coal | Oil |  |  |  | CELTA | EnergÃ­a Abierta | http://energiaabierta.cl/electricidad/ | EnergÃ­a Abierta | 1057680 | 2016 | [12 empty] | 950.02 | NO-ESTIMATION | NO-ESTIMATION | NO-ESTIMATION | NO-ESTIMATION | CAPACITY-FACTOR-V1
CHL | Chile | TERMOELECTRICA TOCOPILLA (U12) |  | CHL0000017 | 1001.7 | -22.0910 | -70.2126 | Coal | Petcoke |  |  |  | E-CL | EnergÃ­a Abierta | http://energiaabierta.cl/electricidad/ | EnergÃ­a Abierta | 1015364 | 2016 | [12 empty] | 5526.37 | NO-ESTIMATION | NO-ESTIMATION | NO-ESTIMATION | NO-ESTIMATION | CAPACITY-FACTOR-V1
CHL | Chile | TERMOELECTRICA NORGENER (NTO2) |  | CHL0000016 | 259.3 | -22.0970 | -70.2109 | Coal | Petcoke |  |  |  | AES GENER | EnergÃ­a Abierta | http://energiaabierta.cl/electricidad/ | EnergÃ­a Abierta | 1024261 | 2016 | [12 empty] | 1430.55 | HYDRO-V1 | HYDRO-V1 | HYDRO-V1 | HYDRO-V1 | HYDRO-V1
CHL | Chile | TERMOELECTRICA ANGAMOS 1(ANG1)_ 2(ANG2) |  | CHL0000013 | 488.3 | -23.0677 | -70.3690 | Coal |  |  |  |  | ANGAMOS | EnergÃ­a Abierta | http://energiaabierta.cl/electricidad/ | EnergÃ­a Abierta | 1067681 | 2016 | [12 empty] | 2693.95 | NO-ESTIMATION | NO-ESTIMATION | NO-ESTIMATION | NO-ESTIMATION | CAPACITY-FACTOR-V1
CHL | Chile | TERMOELECTRICA MEJILLONES (CTM1) |  | CHL0000015 | 318.9 | -23.0854 | -70.4100 | Coal | Petcoke |  |  |  | E-CL | EnergÃ­a Abierta | http://energiaabierta.cl/electricidad/ | EnergÃ­a Abierta | 1015642 | 2016 | [12 empty] | 1759.37 | NO-ESTIMATION | NO-ESTIMATION | NO-ESTIMATION | NO-ESTIMATION | CAPACITY-FACTOR-V1
CHL | Chile | GUACOLDA |  | CHL0000053 | 760 | -28.4673 | -71.2573 | Coal | Petcoke |  |  |  | AES GENER S.A. | EnergÃ­a Abierta | http://energiaabierta.cl/electricidad/ | EnergÃ­a Abierta | 1015665 | 2016 | [12 empty] | 4192.91 | NO-ESTIMATION | NO-ESTIMATION | NO-ESTIMATION | SOLAR-V1 | SOLAR-V1
CHL | Chile | CAMPICHE |  | CHL0000108 | 248.9888 | -32.7483 | -71.4833 | Coal |  |  |  |  | EMPRESA ELECTRICA CAMPICHE S.A. | EnergÃ­a Abierta | http://energiaabierta.cl/electricidad/ | EnergÃ­a Abierta | 1076551 | 2016 | [12 empty] | 1373.67 | NO-ESTIMATION | NO-ESTIMATION | NO-ESTIMATION | NO-ESTIMATION | WIND-V1
CHL | Chile | VENTANAS |  | CHL0000126 | 322 | -32.7493 | -71.4812 | Coal |  |  |  |  | AES GENER S.A. | EnergÃ­a Abierta | http://energiaabierta.cl/electricidad/ | EnergÃ­a Abierta | 1012192 | 2016 | [12 empty] | 1776.47 | HYDRO-V1 | HYDRO-V1 | HYDRO-V1 | HYDRO-V1 | HYDRO-V1
CHL | Chile | NUEVA VENTANAS |  | CHL0000118 | 248.9888 | -32.7498 | -71.4832 | Coal |  |  |  |  | ELECTRICA VENTANAS | EnergÃ­a Abierta | http://energiaabierta.cl/electricidad/ | EnergÃ­a Abierta |  | 2016 | [12 empty] | 1373.67 | NO-ESTIMATION | NO-ESTIMATION | NO-ESTIMATION | NO-ESTIMATION | SOLAR-V1
CHL | Chile | TERMOELECTRICA HORNITOS (CTH) |  | CHL0000014 | 153.9 | -32.9006 | -70.2633 | Coal |  |  |  |  | HORNITOS | EnergÃ­a Abierta | http://energiaabierta.cl/electricidad/ | EnergÃ­a Abierta |  | 2016 | [12 empty] | 849.06 | NO-ESTIMATION | NO-ESTIMATION | NO-ESTIMATION | NO-ESTIMATION | CAPACITY-FACTOR-V1
CHL | Chile | PLANTA CURICO |  | CHL0000099 | 2 | -35.0207 | -71.2436 | Coal |  |  |  |  | CGI IANSA | EnergÃ­a Abierta | http://energiaabierta.cl/electricidad/ | EnergÃ­a Abierta | 1062499 | 2016 | [12 empty] | 11.03 | NO-ESTIMATION | NO-ESTIMATION | NO-ESTIMATION | NO-ESTIMATION | CAPACITY-FACTOR-V1
CHL | Chile | BOCAMINA (I-II) |  | CHL0000057 | 478 | -37.0215 | -73.1673 | Coal |  |  |  |  | ENDESA | EnergÃ­a Abierta | http://energiaabierta.cl/electricidad/ | EnergÃ­a Abierta | 1015737 | 2016 | [12 empty] | 2637.12 | NO-ESTIMATION | SOLAR-V1 | SOLAR-V1 | SOLAR-V1 | SOLAR-V1
CHL | Chile | SANTA MARIA |  | CHL0000070 | 341.991 | -37.0420 | -73.1300 | Coal |  |  |  |  | COLBUN S.A. | EnergÃ­a Abierta | http://energiaabierta.cl/electricidad/ | EnergÃ­a Abierta | 1067138 | 2016 | [12 empty] | 1886.76 | NO-ESTIMATION | NO-ESTIMATION | NO-ESTIMATION | NO-ESTIMATION | CAPACITY-FACTOR-V1
CHN | China | Hainan Southwest power station |  | WRI1070304 | 700 | 18.5383 | 108.6824 | Coal |  |  |  | 2015.0 | China Guodian Corporation | GCPT | https://endcoal.org/global-coal-plant-tracker/ | GCPT | 1100947 | [13 empty] | 3410.88 | NO-ESTIMATION | SOLAR-V1 | SOLAR-V1 | SOLAR-V1 | SOLAR-V1
CHN | China | Huaneng Hainan East power station |  | WRI1070206 | 1400 | 19.0494 | 108.6364 | Coal |  |  |  | 2010.0 | China Huaneng Group Corporation (CHNG) | GCPT | https://endcoal.org/global-coal-plant-tracker/ | GCPT | 1064467 | [13 empty] | 6821.76 | WIND-V1 | WIND-V1 | WIND-V1 | WIND-V1 | WIND-V1
CHN | China | Jinhai Mill power station |  | WRI1075658 | 300 | 19.7726 | 109.1841 | Coal |  |  |  | 2004.0 | Asia Pulp & Paper China | GCPT | https://endcoal.org/global-coal-plant-tracker/ | GCPT | [14 empty] | 1461.8 | NO-ESTIMATION | NO-ESTIMATION | WIND-V1 | WIND-V1 | WIND-V1
CHN | China | Huaneng Haikou power station |  | WRI1070306 | 660 | 19.9595 | 110.0317 | Coal |  |  |  | 1999.0 | China Huaneng Group Corporation (CHNG) | GCPT | https://endcoal.org/global-coal-plant-tracker/ | GCPT | 1018083 | [13 empty] | 3215.97 | NO-ESTIMATION | NO-ESTIMATION | WIND-V1 | WIND-V1 | WIND-V1
CHN | China | Baosteel Zhanjiang power station |  | WRI1075573 | 700 | 21.0699 | 110.4940 | Coal |  |  |  | 2014.0 | Baosteel Zhanjiang I&S Co Ltd | GCPT | https://endcoal.org/global-coal-plant-tracker/ | GCPT | [14 empty] | 3410.88 | NO-ESTIMATION | WIND-V1 | WIND-V1 | WIND-V1 | WIND-V1
CHN | China | Zhanjiang Coal |  | WRI1070299 | 1200 | 21.3102 | 110.4095 | Coal |  |  |  | 1995.0 | Guangdong Electric Power Development Co Ltd | Industry About | https://industryabout.com/country-territories-3/1705-china/fossil-fuels-energy/25916-zhanjiang-coal-power-plant | Industry About | 1044613 | [13 empty] | 5847.22 | NO-ESTIMATION | NO-ESTIMATION | NO-ESTIMATION | NO-ESTIMATION | CAPACITY-FACTOR-V1
CHN | China | Zhanjiang Aoliyou power station |  | WRI1070296 | 1200 | 21.3156 | 110.4091 | Coal |  |  |  | 2011.0 | Guangdong Electric Power Development Co Ltd | GCPT | https://endcoal.org/global-coal-plant-tracker/ | GCPT | 1059844 | [13 empty] | 5847.22 | WIND-V1 | WIND-V1 | WIND-V1 | WIND-V1 | WIND-V1
CHN | China | Yangxi Zhujiang power station |  | WRI1070300 | 2520 | 21.5426 | 111.6703 | Coal |  |  |  | 2011.0 | Guangdong Zhujiang Investment Co Ltd | GCPT | https://endcoal.org/global-coal-plant-tracker/ | GCPT | 1082912 | [13 empty] | 12279.18 | NO-ESTIMATION | NO-ESTIMATION | NO-ESTIMATION | NO-ESTIMATION | CAPACITY-FACTOR-V1
CHN | China | Beihai Bebuwan power station |  | WRI1070616 | 640 | 21.5821 | 109.5810 | Coal |  |  |  | 2004.0 | SDIC Huajing Power Holdings Ltd Electric Power Co Ltd | GCPT | https://endcoal.org/global-coal-plant-tracker/ | GCPT | 1062675 | [13 empty] | 3118.52 | NO-ESTIMATION | NO-ESTIMATION | NO-ESTIMATION | NO-ESTIMATION | CAPACITY-FACTOR-V1
CHN | China | Fangchenggang Coal |  | WRI1070834 | 2580 | 21.5918 | 108.3947 | Coal |  |  |  | 2007.0 | CLP Guangxi Fangchenggang Power Company Limited | CLP Group | https://www.clp.com.cn/ouroperations/powergeneraton/coalfiredpowerplants/Pages/guangxifangchenggang.aspx?lang=en | Industry About | 1060286 | [13 empty] | 12571.54 | NO-ESTIMATION | NO-ESTIMATION | NO-ESTIMATION | NO-ESTIMATION | SOLAR-V1
CHN | China | Maoming Refinery power station |  | WRI1070076 | 100 | 21.6737 | 110.8745 | Coal |  |  |  | 1995.0 | Sinopec Maoming Company | GCPT | https://endcoal.org/global-coal-plant-tracker/ | GCPT | [14 empty] | 487.26 | NO-ESTIMATION | NO-ESTIMATION | NO-ESTIMATION | NO-ESTIMATION | SOLAR-V1
CHN | China | Maoming - Ruineng Coal |  | WRI1070025 | 510 | 21.6760 | 110.8784 | Coal |  |  |  | 2003.0 | Guangdong Yudean Group Co Ltd | Industry About | https://industryabout.com/country-territories-3/1705-china/fossil-fuels-energy/25886-maoming-ruineng-coal-power-plant | Industry About | 1017838 | [13 empty] | 2485.07 | NO-ESTIMATION | NO-ESTIMATION | NO-ESTIMATION | NO-ESTIMATION | CAPACITY-FACTOR-V1
CHN | China | SDIC Qinzhou power station |  | WRI1070777 | 3360 | 21.7012 | 108.6250 | Coal |  |  |  | 2013.0 | SDIC Huajing Power Holdings Ltd | GCPT | https://endcoal.org/global-coal-plant-tracker/ | GCPT | 1018744 | [13 empty] | 16372.24 | NO-ESTIMATION | NO-ESTIMATION | NO-ESTIMATION | NO-ESTIMATION | CAPACITY-FACTOR-V1
CHN | China | Jingui Mill power station |  | WRI1075657 | 300 | 21.7697 | 108.5952 | Coal |  |  |  | 2010.0 | Asia Pulp & Paper China | GCPT | https://endcoal.org/global-coal-plant-tracker/ | GCPT | [14 empty] | 1461.8 | NO-ESTIMATION | NO-ESTIMATION | NO-ESTIMATION | NO-ESTIMATION | CAPACITY-FACTOR-V1
CHN | China | Taishan Expansion Coal Power Plant |  | WRI1070845 | 2000 | 21.8661 | 112.9213 | Coal |  |  |  | 2010.0 | Shenhua Guohua Electric Power Corporation | Industry About | https://industryabout.com/country-territories-3/1705-china/fossil-fuels-energy/25908-taishan-expansion-coal-power-plant | Industry About | [14 empty] | 9745.38 | NO-ESTIMATION | NO-ESTIMATION | NO-ESTIMATION | NO-ESTIMATION | SOLAR-V1
CHN | China | Guohua Taishan power station |  | WRI1070085 | 5000 | 21.8664 | 112.9228 | Coal |  |  |  | 2007.0 | Shenhua Guohua Electric Power Corporation | GCPT | https://endcoal.org/global-coal-plant-tracker/ | GCPT | 1017844 | [13 empty] | 24363.45 | NO-ESTIMATION | NO-ESTIMATION | NO-ESTIMATION | NO-ESTIMATION | CAPACITY-FACTOR-V1
CHN | China | Zhuhai GZP power station |  | WRI1070298 | 1400 | 21.9670 | 113.1812 | Coal |  |  |  | 2000.0 | Cheung Kong Infrastructure Holdings Limited | GCPT | https://endcoal.org/global-coal-plant-tracker/ | GCPT | 1017847 | [13 empty] | 6821.76 | NO-ESTIMATION | NO-ESTIMATION | NO-ESTIMATION | NO-ESTIMATION | CAPACITY-FACTOR-V1
CHN | China | Guangdong Jinwan power station |  | WRI1070027 | 1200 | 21.9691 | 113.1797 | Coal |  |  |  | 2007.0 | Guangdong Electric Power Development Co Ltd | GCPT | https://endcoal.org/global-coal-plant-tracker/ | GCPT | 1070842 | [13 empty] | 5847.22 | NO-ESTIMATION | NO-ESTIMATION | NO-ESTIMATION | NO-ESTIMATION | CAPACITY-FACTOR-V1
CHN | China | CKI Lamma power station |  | WRI1070189 | 2500 | 22.2185 | 114.1082 | Coal |  |  |  | 1989.0 | Hongkong Electric Company (HKC) | GCPT | https://endcoal.org/global-coal-plant-tracker/ | GCPT | 1018728 | [13 empty] | 12181.72 | WIND-V1 | WIND-V1 | WIND-V1 | WIND-V1 | WIND-V1
CHN | China | Castle Peak power station |  | WRI1070187 | 4108 | 22.3760 | 113.9214 | Coal |  |  |  | 1986.0 | Castle Peak Power Company Limited (CAPCO) | GCPT | https://endcoal.org/global-coal-plant-tracker/ | GCPT | 1012200 | [13 empty] | 20017.01 | NO-ESTIMATION | NO-ESTIMATION | NO-ESTIMATION | NO-ESTIMATION | CAPACITY-FACTOR-V1
CHN | China | Xinhui Shuangshui power station-2 |  | WRI1070086 | 300 | 22.4460 | 113.0000 | Coal |  |  |  | 2004.0 | Jiangmen Xinhui Renke Power Co Ltd | GCPT | https://endcoal.org/global-coal-plant-tracker/ | GCPT | 1055572 | [13 empty] | 1461.8 | NO-ESTIMATION | NO-ESTIMATION | NO-ESTIMATION | NO-ESTIMATION | CAPACITY-FACTOR-V1
CHN | China | Mawan power station |  | WRI1070057 | 1840 | 22.4818 | 113.8720 | Coal |  |  |  | 1998.0 | Shenzhen Energy Group Co Ltd | GCPT | https://endcoal.org/global-coal-plant-tracker/ | GCPT | 1028621 | [13 empty] | 8965.75 | NO-ESTIMATION | NO-ESTIMATION | NO-ESTIMATION | NO-ESTIMATION | CAPACITY-FACTOR-V1
CHN | China | Guangdong Huizhou Pinghai power station |  | WRI1070326 | 2000 | 22.6059 | 114.7419 | Coal |  |  |  | 2010.0 | Guangdong Electric Power Development Co Ltd | GCPT | https://endcoal.org/global-coal-plant-tracker/ | GCPT | 1081542 | [13 empty] | 9745.38 | NO-ESTIMATION | NO-ESTIMATION | NO-ESTIMATION | NO-ESTIMATION | CAPACITY-FACTOR-V1
CHN | China | Shanwei Honghaiwan power station |  | WRI1070084 | 2520 | 22.7061 | 115.5543 | Coal |  |  |  | 2010.0 | Guangdong Electric Power Development Co Ltd | GCPT | https://endcoal.org/global-coal-plant-tracker/ | GCPT | 1070077 | [13 empty] | 12279.18 | NO-ESTIMATION | NO-ESTIMATION | NO-ESTIMATION | NO-ESTIMATION | CAPACITY-FACTOR-V1
CHN | China | Guangdong Shajiao power complex |  | WRI1070089 | 3970 | 22.7489 | 113.6807 | Coal |  |  |  | 1992.0 | Guangdong Guanghope Power Co Ltd | GCPT | https://endcoal.org/global-coal-plant-tracker/ | GCPT | 1017842 | [13 empty] | 19344.58 | NO-ESTIMATION | NO-ESTIMATION | NO-ESTIMATION | NO-ESTIMATION | CAPACITY-FACTOR-V1
CHN | China | Huizhou Cogen power station |  | WRI1070667 | 660 | 22.7531 | 114.6271 | Coal |  |  |  | 2010.0 | Shenhua Guohua Electric Power Corporation | GCPT | https://endcoal.org/global-coal-plant-tracker/ | GCPT | 1081549 | [13 empty] | 3215.97 | NO-ESTIMATION | NO-ESTIMATION | NO-ESTIMATION | NO-ESTIMATION | CAPACITY-FACTOR-V1
CHN | China | Shanwei Haifeng power station |  | WRI1070799 | 2000 | 22.7545 | 115.0426 | Coal |  |  |  | 2015.0 | China Resources Power Holdings Co Ltd | GCPT | https://endcoal.org/global-coal-plant-tracker/ | GCPT | 1017828 | [13 empty] | 9745.38 | NO-ESTIMATION | NO-ESTIMATION | NO-ESTIMATION | NO-ESTIMATION | WIND-V1
CHN | China | Guodian Nanning power station |  | WRI1070371 | 1320 | 22.7891 | 108.9395 | Coal |  |  |  | 2015.0 | China Guodian Group Corporation | GCPT | https://endcoal.org/global-coal-plant-tracker/ | GCPT | 1069660 | [13 empty] | 6431.95 | NO-ESTIMATION | NO-ESTIMATION | NO-ESTIMATION | NO-ESTIMATION | CAPACITY-FACTOR-V1
CHN | China | Shunde Desheng power station |  | WRI1070087 | 600 | 22.7993 | 113.3587 | Coal |  |  |  | 2008.0 | China Power International Development Ltd (CPIC) | GCPT | https://endcoal.org/global-coal-plant-tracker/ | GCPT | 1072159 | [13 empty] | 2923.61 | SOLAR-V1 | SOLAR-V1 | SOLAR-V1 | SOLAR-V1 | SOLAR-V1
CHN | China | Luoding power station |  | WRI1070026 | 270 | 22.8043 | 111.6189 | Coal |  |  |  | 2004.0 | Guangdong Electric Power Development Co Ltd | GCPT | https://endcoal.org/global-coal-plant-tracker/ | GCPT | 1073063 | [13 empty] | 1315.62 | NO-ESTIMATION | NO-ESTIMATION | NO-ESTIMATION | NO-ESTIMATION | CAPACITY-FACTOR-V1
CHN | China | Guangzhou Zhujiang power station |  | WRI1070305 | 1280 | 22.8141 | 113.5678 | Coal |  |  |  | 1996.0 | Guangzhou Pearl River Power Co | GCPT | https://endcoal.org/global-coal-plant-tracker/ | GCPT | 1062282 | [13 empty] | 6237.04 | NO-ESTIMATION | NO-ESTIMATION | NO-ESTIMATION | NO-ESTIMATION | CAPACITY-FACTOR-V1
CHN | China | Guangzhou Nansha power station |  | WRI1070061 | 600 | 22.8635 | 113.5228 | Coal |  |  |  | 2009.0 | China Resources Power Holdings Co Ltd | GCPT | https://endcoal.org/global-coal-plant-tracker/ | GCPT | 1079710 | [13 empty] | 2923.61 | NO-ESTIMATION | NO-ESTIMATION | NO-ESTIMATION | NO-ESTIMATION | CAPACITY-FACTOR-V1
CHN | China | Nanhai Foshan-2 power station |  | WRI1070019 | 660 | 22.8859 | 112.9178 | Coal |  |  |  | 2010.0 | Jiangsu KingSun Power Co Ltd | GCPT | https://endcoal.org/global-coal-plant-tracker/ | GCPT | [14 empty] | 3215.97 | NO-ESTIMATION | NO-ESTIMATION | NO-ESTIMATION | NO-ESTIMATION | CAPACITY-FACTOR-V1
CHN | China | Lee & Man Paper power station |  | WRI1075665 | 216 | 22.9380 | 113.5898 | Coal |  |  |  | 2007.0 | Lee & Man Paper Manufacturing Ltd. | GCPT | https://endcoal.org/global-coal-plant-tracker/ | GCPT | [14 empty] | 1052.5 | HYDRO-V1 | HYDRO-V1 | HYDRO-V1 | HYDRO-V1 | HYDRO-V1
CHN | China | Nanhai Changhai power station |  | WRI1075682 | 125 | 22.9398 | 113.1428 | Coal |  |  |  | 2005.0 | Foshan Nanhai Changhai Cogen Co. | GCPT | https://endcoal.org/global-coal-plant-tracker/ | GCPT | [14 empty] | 609.08 | WIND-V1 | WIND-V1 | WIND-V1 | WIND-V1 | WIND-V1
CHN | China | Bohe Coal |  | WRI1070185 | 2000 | 22.9657 | 112.1079 | Coal |  |  |  | 2015.0 | Guangdong Electric Power Development Co Ltd | Industry About | https://industryabout.com/country-territories-3/1705-china/fossil-fuels-energy/25866-bohe-coal-power-plant | Industry About | [14 empty] | 9745.38 | NO-ESTIMATION | NO-ESTIMATION | NO-ESTIMATION | NO-ESTIMATION | CAPACITY-FACTOR-V1
CHN | China | Yuelian Coal |  | WRI1070303 | 520 | 22.9657 | 112.1079 | Coal |  |  |  | 2000.0 | Guangdong Electric Power Development Co Ltd | Industry About | https://industryabout.com/country-territories-3/1705-china/fossil-fuels-energy/25912-yuelian-coal-power-plant | Industry About | 1055284 | [13 empty] | 2533.79 | NO-ESTIMATION | NO-ESTIMATION | NO-ESTIMATION | NO-ESTIMATION | CAPACITY-FACTOR-V1
CHN | China | Yunfu power station |  | WRI1070297 | 1120 | 22.9838 | 112.1005 | Coal |  |  |  | 2004.0 | Guangdong Electric Power Development Co Ltd | GCPT | https://endcoal.org/global-coal-plant-tracker/ | Industry About | 1029586 | [13 empty] | 5457.41 | NO-ESTIMATION | NO-ESTIMATION | NO-ESTIMATION | SOLAR-V1 | SOLAR-V1
CHN | China | Guangdong Huilai power station |  | WRI1070022 | 3200 | 23.0056 | 116.5468 | Coal |  |  |  | 2011.0 | Guangdong Yudean Group Co Ltd | GCPT | https://endcoal.org/global-coal-plant-tracker/ | GCPT | 1061849 | [13 empty] | 15592.61 | NO-ESTIMATION | NO-ESTIMATION | NO-ESTIMATION | NO-ESTIMATION | CAPACITY-FACTOR-V1
CHN | China | Sanshui Hengyi power station |  | WRI1070802 | 1200 | 23.0178 | 112.8436 | Coal |  |  |  | 2011.0 | Foshan Public Utilities Holding Co Ltd | GCPT | https://endcoal.org/global-coal-plant-tracker/ | Industry About | [14 empty] | 5847.22 | NO-ESTIMATION | NO-ESTIMATION | NO-ESTIMATION | NO-ESTIMATION | CAPACITY-FACTOR-V1
CHN | China | Jiulong Paper Mill power station |  | WRI1075663 | 380 | 23.0351 | 113.5364 | Coal |  |  |  | 2006.0 | Jiulong Paper Dongguan Mill | GCPT | https://endcoal.org/global-coal-plant-tracker/ | GCPT | [14 empty] | 1851.62 | NO-ESTIMATION | NO-ESTIMATION | NO-ESTIMATION | NO-ESTIMATION | CAPACITY-FACTOR-V1
CHN | China | Hengyun B Coal |  | WRI1070801 | 600 | 23.0638 | 113.5006 | Coal |  |  |  |  | Guangdong Electric Power Development Co Ltd | Industry About | https://industryabout.com/country-territories-3/1705-china/fossil-fuels-energy/25877-hengyun-b-coal-power-plant | Industry About | [14 empty] | 2923.61 | WIND-V1 | WIND-V1 | WIND-V1 | WIND-V1 | WIND-V1
CHN | China | Hengyun A Coal |  | WRI1070800 | 545 | 23.0655 | 113.4984 | Coal |  |  |  |  | Guangdong Electric Power Development Co Ltd | Industry About | https://industryabout.com/country-territories-3/1705-china/fossil-fuels-energy/25876-hengyun-a-coal-power-plant | Industry About | [14 empty] | 2655.61 | NO-ESTIMATION | NO-ESTIMATION | NO-ESTIMATION | NO-ESTIMATION | CAPACITY-FACTOR-V1
CHN | China | Ruiming power station |  | WRI1075707 | 250 | 23.0791 | 113.4966 | Coal |  |  |  | 1996.0 | Guangzhou Huangdian Industrial Co | GCPT | https://endcoal.org/global-coal-plant-tracker/ | GCPT | [14 empty] | 1218.17 | NO-ESTIMATION | NO-ESTIMATION | NO-ESTIMATION | NO-ESTIMATION | CAPACITY-FACTOR-V1
CHN | China | Yuehua Huangpu power station |  | WRI1070683 | 600 | 23.0792 | 113.4951 | Coal |  |  |  | 1990.0 | Guangdong Electric Power Development Co Ltd | GCPT | https://endcoal.org/global-coal-plant-tracker/ | GCPT | [14 empty] | 2923.61 | HYDRO-V1 | HYDRO-V1 | HYDRO-V1 | HYDRO-V1 | HYDRO-V1
CHN | China | Dongtang Plant power station |  | WRI1075597 | 285 | 23.0800 | 113.6292 | Coal |  |  |  | 2004.0 | Dongguan Dongtang Industry Co | GCPT | https://endcoal.org/global-coal-plant-tracker/ | GCPT | [14 empty] | 1388.71 | NO-ESTIMATION | NO-ESTIMATION | NO-ESTIMATION | NO-ESTIMATION | CAPACITY-FACTOR-V1
CHN | China | Guangzhou Wanglong Cogen power station |  | WRI1075607 | 200 | 23.0929 | 113.5648 | Coal |  |  |  | 2005.0 | Guangzhou Power Enterprise Group | GCPT | https://endcoal.org/global-coal-plant-tracker/ | GCPT | [14 empty] | 974.53 | NO-ESTIMATION | NO-ESTIMATION | NO-ESTIMATION | NO-ESTIMATION | CAPACITY-FACTOR-V1
CHN | China | Guangzhou Lixin power station |  | WRI1075606 | 660 | 23.0942 | 113.5650 | Coal |  |  |  | 2012.0 | China Power International Development Guangzhou Development Power Group | GCPT | https://endcoal.org/global-coal-plant-tracker/ | GCPT | [14 empty] | 3215.97 | HYDRO-V1 | HYDRO-V1 | HYDRO-V1 | HYDRO-V1 | HYDRO-V1
CHN | China | Huadian Guigang power station |  | WRI1070613 | 1200 | 23.1128 | 109.7656 | Coal |  |  |  | 2007.0 | China Huadian Group Corporation | GCPT | https://endcoal.org/global-coal-plant-tracker/ | GCPT | 1058963 | [13 empty] | 5847.22 | HYDRO-V1 | HYDRO-V1 | HYDRO-V1 | HYDRO-V1 | HYDRO-V1
CHN | China | Guangzhou Refinery power station |  | WRI1070798 | 240 | 23.1196 | 113.4700 | Coal |  |  |  | 2007.0 | Sinopec Guangzhou Company | GCPT | https://endcoal.org/global-coal-plant-tracker/ | GCPT | [14 empty] | 1169.44 | NO-ESTIMATION | NO-ESTIMATION | NO-ESTIMATION | NO-ESTIMATION | CAPACITY-FACTOR-V1
CHN | China | Dongtang Coal |  | WRI1070188 | 270 | 23.1395 | 113.7290 | Coal |  |  |  | 2005.0 | Dongguan Dongtang Industry Co Ltd | Industry About | https://industryabout.com/country-territories-3/1705-china/fossil-fuels-energy/25868-dongtang-coal-power-plant | Industry About | 1072768 | [13 empty] | 1315.62 | HYDRO-V1 | HYDRO-V1 | HYDRO-V1 | HYDRO-V1 | HYDRO-V1
CHN | China | Guangzhou power station |  | WRI1075608 | 240 | 23.1420 | 113.2243 | Coal |  |  |  | 1989.0 | Guangzhou Power Gen Co | GCPT | https://endcoal.org/global-coal-plant-tracker/ | GCPT | [14 empty] | 1169.44 | NO-ESTIMATION | NO-ESTIMATION | NO-ESTIMATION | NO-ESTIMATION | SOLAR-V1
CHN | China | Huaneng Haimen power station |  | WRI1070797 | 4144 | 23.1899 | 116.6553 | Coal |  |  |  | 2011.0 | China Huaneng Group Corporation (CHNG) | GCPT | https://endcoal.org/global-coal-plant-tracker/ | GCPT | 1067312 | [13 empty] | 20192.43 | NO-ESTIMATION | NO-ESTIMATION | NO-ESTIMATION | NO-ESTIMATION | SOLAR-V1
CHN | China | Jingxi Xinfa Aluminum power station |  | WRI1070376 | 825 | 23.2677 | 106.3854 | Coal |  |  |  | 2011.0 | Guangxi Xinfa Aluminium & Electricity Co Ltd | GCPT | https://endcoal.org/global-coal-plant-tracker/ | GCPT | [14 empty] | 4019.96 | WIND-V1 | WIND-V1 | WIND-V1 | WIND-V1 | WIND-V1
CHN | China | Guodian Guangdong Zhaoqing Dawang power station |  | WRI1075609 | 700 | 23.3006 | 112.8563 | Coal |  |  |  | 2013.0 | China Guodian Corp | GCPT | https://endcoal.org/global-coal-plant-tracker/ | GCPT | [14 empty] | 3410.88 | HYDRO-V1 | HYDRO-V1 | HYDRO-V1 | HYDRO-V1 | HYDRO-V1
CHN | China | Huaneng Shantou power station |  | WRI1070083 | 1200 | 23.3252 | 116.7364 | Coal |  |  |  | 2000.0 | China Huaneng Group Corporation (CHNG) | GCPT | https://endcoal.org/global-coal-plant-tracker/ | GCPT | 1018917 | [13 empty] | 5847.22 | NO-ESTIMATION | NO-ESTIMATION | NO-ESTIMATION | NO-ESTIMATION | CAPACITY-FACTOR-V1
CHN | China | Pingguo Aluminum power station |  | WRI1070778 | 90 | 23.3390 | 107.5104 | Coal |  |  |  | 2005.0 | Aluminum Corporation of China (CHALCO) | GCPT | https://endcoal.org/global-coal-plant-tracker/ | GCPT | 1049149 | [13 empty] | 438.54 | HYDRO-V1 | HYDRO-V1 | HYDRO-V1 | HYDRO-V1 | HYDRO-V1
CHN | China | Chaozhou Sanbaimen power station |  | WRI1070152 | 3200 | 23.5655 | 117.0973 | Coal |  |  |  | 2008.0 | Datang International Power Generation Company | GCPT | https://endcoal.org/global-coal-plant-tracker/ | GCPT | 1058960 | [13 empty] | 15592.61 | HYDRO-V1 | HYDRO-V1 | HYDRO-V1 | HYDRO-V1 | HYDRO-V1
CHN | China | Heyuan power station |  | WRI1070796 | 1244 | 23.5670 | 114.6400 | Coal |  |  |  | 2008.0 | Shenzhen Energy Group Co Ltd | GCPT | https://endcoal.org/global-coal-plant-tracker/ | GCPT | 1060386 | [13 empty] | 6061.62 | WIND-V1 | WIND-V1 | WIND-V1 | WIND-V1 | WIND-V1
CHN | China | Tiandong Kamshing power station |  | WRI1070562 | 270 | 23.6485 | 107.1311 | Coal |  |  |  | 2011.0 | Tiandong Kamshing Chemical Co Ltd | GCPT | https://endcoal.org/global-coal-plant-tracker/ | Industry About | 1107896 | [13 empty] | 1315.62 | WIND-V1 | WIND-V1 | WIND-V1 | WIND-V1 | WIND-V1
CHN | China | Laibin power station |  | WRI1070378 | 1320 | 23.6949 | 109.1629 | Coal |  |  |  | 2001.0 | Guangxi Investment Group Co Ltd | GCPT | https://endcoal.org/global-coal-plant-tracker/ | GCPT | 1014016 | [13 empty] | 6431.95 | NO-ESTIMATION | NO-ESTIMATION | NO-ESTIMATION | NO-ESTIMATION | CAPACITY-FACTOR-V1
CHN | China | Kaiyuan power station |  | WRI1070284 | 600 | 23.7434 | 103.2208 | Coal |  |  |  | 2006.0 | Kaiyuan Power Station | GCPT | https://endcoal.org/global-coal-plant-tracker/ | GCPT | 1033719 | [13 empty] | 2923.61 | NO-ESTIMATION | NO-ESTIMATION | NO-ESTIMATION | NO-ESTIMATION | CAPACITY-FACTOR-V1
CHN | China | Baise Smelter power station |  | WRI1070163 | 700 | 23.7857 | 106.8202 | Coal |  |  |  | 2016.0 | Guangxi Baise Mining Group Company Limited | GCPT | https://endcoal.org/global-coal-plant-tracker/ | GCPT | 1100909 | [13 empty] | 3410.88 | NO-ESTIMATION | NO-ESTIMATION | NO-ESTIMATION | NO-ESTIMATION | CAPACITY-FACTOR-V1
CHN | China | Baise Coal |  | WRI1070617 | 1320 | 23.7882 | 106.8155 | Coal |  |  |  | 2009.0 | China Huaneng Group Corporation (CHNG) | Industry About | https://industryabout.com/country-territories-3/1705-china/fossil-fuels-energy/25666-baise-coal-power-plant | Industry About | [14 empty] | 6431.95 | SOLAR-V1 | SOLAR-V1 | SOLAR-V1 | SOLAR-V1 | SOLAR-V1
CHN | China | Baise Tianyang power station |  | WRI1070431 | 300 | 23.7883 | 106.8150 | Coal |  |  |  | 2007.0 | Guangxi Investment Group Co Ltd | GCPT | https://endcoal.org/global-coal-plant-tracker/ | GCPT | 1088177 | [13 empty] | 1461.8 | NO-ESTIMATION | NO-ESTIMATION | NO-ESTIMATION | NO-ESTIMATION | CAPACITY-FACTOR-V1
CHN | China | Suyuan power station |  | WRI1070779 | 150 | 23.8194 | 106.8100 | Coal |  |  |  | 2015.0 | Guangxi Suyuan Investment Co Ltd | GCPT | https://endcoal.org/global-coal-plant-tracker/ | GCPT | [14 empty] | 730.9 | NO-ESTIMATION | NO-ESTIMATION | NO-ESTIMATION | NO-ESTIMATION | CAPACITY-FACTOR-V1
CHN | China | Datang Heshan power station |  | WRI1070374 | 1330 | 23.8218 | 108.8669 | Coal |  |  |  | 2003.0 | Guangxi Guiguan Electric Power Co Ltd | GCPT | https://endcoal.org/global-coal-plant-tracker/ | GCPT | 1058784 | [13 empty] | 6480.67 | NO-ESTIMATION | NO-ESTIMATION | NO-ESTIMATION | NO-ESTIMATION | CAPACITY-FACTOR-V1
CHN | China | Xiaolongtan power station |  | WRI1070451 | 600 | 23.8377 | 103.1964 | Coal |  |  |  | 1999.0 | China Guodian Group Corporation | GCPT | https://endcoal.org/global-coal-plant-tracker/ | GCPT | 1087558 | [13 empty] | 2923.61 | NO-ESTIMATION | NO-ESTIMATION | NO-ESTIMATION | NO-ESTIMATION | CAPACITY-FACTOR-V1
CHN | China | Xunjiansi power station |  | WRI1070453 | 735 | 23.9584 | 103.1891 | Coal |  |  |  | 2008.0 | Huadian Power International Company Limited | GCPT | https://endcoal.org/global-coal-plant-tracker/ | GCPT | 1033734 | [13 empty] | 3581.42 | HYDRO-V1 | HYDRO-V1 | HYDRO-V1 | HYDRO-V1 | HYDRO-V1
CHN | China | Xingning Coal |  | WRI1070081 | 270 | 24.2831 | 115.7064 | Coal |  |  |  | 2006.0 | China Resources Power Holdings Co Ltd | Industry About | https://industryabout.com/country-territories-3/1705-china/fossil-fuels-energy/25909-xingning-coal-power-plant | Industry About | 1062422 | [13 empty] | 1315.62 | NO-ESTIMATION | NO-ESTIMATION | NO-ESTIMATION | NO-ESTIMATION | CAPACITY-FACTOR-V1
CHN | China | Houshi power station |  | WRI1070440 | 4200 | 24.3031 | 118.1261 | Coal |  |  |  | 2002.0 | Huayang Electric Power Co Ltd | GCPT | https://endcoal.org/global-coal-plant-tracker/ | GCPT | 1052699 | [13 empty] | 20465.3 | NO-ESTIMATION | NO-ESTIMATION | NO-ESTIMATION | NO-ESTIMATION | CAPACITY-FACTOR-V1
CHN | China | Liuzhou City power station |  | WRI1070465 | 440 | 24.3655 | 109.3787 | Coal |  |  |  | 1994.0 | Guangxi Liuzhou Power Plant | GCPT | https://endcoal.org/global-coal-plant-tracker/ | GCPT | 1029574 | [13 empty] | 2143.98 | NO-ESTIMATION | NO-ESTIMATION | NO-ESTIMATION | NO-ESTIMATION | CAPACITY-FACTOR-V1
CHN | China | Heshuyuan power station |  | WRI1070795 | 1470 | 24.3924 | 116.2608 | Coal |  |  |  | 2009.0 | Guangdong Baolihua New Energy Co Ltd | GCPT | https://endcoal.org/global-coal-plant-tracker/ | GCPT | 1070485 | [13 empty] | 7162.85 | HYDRO-V1 | HYDRO-V1 | HYDRO-V1 | HYDRO-V1 | HYDRO-V1
CHN | China | Yudean Dabu power station |  | WRI1075778 | 1200 | 24.4057 | 116.5878 | Coal |  |  |  | 2016.0 | Guangdong Elec Power Dev Co | GCPT | https://endcoal.org/global-coal-plant-tracker/ | GCPT | [14 empty] | 5847.22 | NO-ESTIMATION | NO-ESTIMATION | NO-ESTIMATION | NO-ESTIMATION | CAPACITY-FACTOR-V1
CHN | China | Xiamen Songyu power station |  | WRI1070694 | 1200 | 24.4468 | 118.0265 | Coal |  |  |  | 2001.0 | Huaxia International Power Development Co Ltd | GCPT | https://endcoal.org/global-coal-plant-tracker/ | GCPT | 1033534 | [13 empty] | 5847.22 | NO-ESTIMATION | NO-ESTIMATION | NO-ESTIMATION | NO-ESTIMATION | CAPACITY-FACTOR-V1
CHN | China | Guangxi Luzhai power station |  | WRI1075605 | 700 | 24.4560 | 109.6935 | Coal |  |  |  | 2016.0 | Shenhua Guohua Elec Power Corp | GCPT | https://endcoal.org/global-coal-plant-tracker/ | GCPT | [14 empty] | 3410.88 | SOLAR-V1 | SOLAR-V1 | SOLAR-V1 | SOLAR-V1 | SOLAR-V1
CHN | China | Xiamen power station |  | WRI1075757 | 92 | 24.5718 | 118.0290 | Coal |  |  |  | 2006.0 | Fujian Huadian Power Company Limited | GCPT | https://endcoal.org/global-coal-plant-tracker/ | GCPT | [14 empty] | 448.28 | NO-ESTIMATION | NO-ESTIMATION | NO-ESTIMATION | NO-ESTIMATION | CAPACITY-FACTOR-V1
CHN | China | Dabu Coal |  | WRI1070184 | 1200 | 24.5852 | 113.5831 | Coal |  |  |  | 2015.0 | Guangdong Electric Power Development Co Ltd | Industry About | https://industryabout.com/country-territories-3/1705-china/fossil-fuels-energy/25867-dabu-coal-power-plant | Industry About | [14 empty] | 5847.22 | SOLAR-V1 | SOLAR-V1 | SOLAR-V1 | SOLAR-V1 | SOLAR-V1
CHN | China | Guangdong Shaoguan power station |  | WRI1070082 | 1800 | 24.5852 | 113.5831 | Coal |  |  |  | 2011.0 | Shaoguan Yuejiang Power Ltd | GCPT | https://endcoal.org/global-coal-plant-tracker/ | Industry About | 1071984¦1082331 | [13 empty] | 8770.84 | NO-ESTIMATION | NO-ESTIMATION | NO-ESTIMATION | NO-ESTIMATION | CAPACITY-FACTOR-V1
CHN | China | Yangshan Coal |  | WRI1070301 | 185 | 24.6120 | 112.5412 | Coal |  |  |  | 1991.0 | Guangdong Electric Power Development Co Ltd | Industry About | https://industryabout.com/country-territories-3/1705-china/fossil-fuels-energy/25910-yangshan-coal-power-plant | Industry About | 1082351 | [13 empty] | 901.44 | NO-ESTIMATION | NO-ESTIMATION | NO-ESTIMATION | NO-ESTIMATION | SOLAR-V1
CHN | China | Shenhua Jinjiang power station |  | WRI1070436 | 100 | 24.6854 | 118.4530 | Coal |  |  |  | 2006.0 | Fujian Energy Group Co Ltd | GCPT | https://endcoal.org/global-coal-plant-tracker/ | GCPT | 1082619 | [13 empty] | 487.26 | NO-ESTIMATION | NO-ESTIMATION | NO-ESTIMATION | NO-ESTIMATION | CAPACITY-FACTOR-V1
CHN | China | Fujian Hongshan power station |  | WRI1070072 | 3200 | 24.7277 | 118.7497 | Coal |  |  |  | 2014.0 | Fujian Hongshan Thermal Power | GCPT | https://endcoal.org/global-coal-plant-tracker/ | GCPT | 1082622 | [13 empty] | 15592.61 | WIND-V1 | WIND-V1 | WIND-V1 | WIND-V1 | WIND-V1
CHN | China | Hezhou power station |  | WRI1070375 | 2090 | 24.7361 | 111.3464 | Coal |  |  |  | 2012.0 | China Resources Power Holdings Co Ltd | GCPT | https://endcoal.org/global-coal-plant-tracker/ | GCPT | 1086090 | [13 empty] | 10183.92 | HYDRO-V1 | HYDRO-V1 | HYDRO-V1 | HYDRO-V1 | HYDRO-V1
CHN | China | Shaoguan Wastecoal power station |  | WRI1075718 | 700 | 24.9354 | 113.5526 | Coal |  |  |  | 2017.0 | Guangdong Yuehua Power Co | GCPT | https://endcoal.org/global-coal-plant-tracker/ | GCPT | [14 empty] | 3410.88 | NO-ESTIMATION | NO-ESTIMATION | NO-ESTIMATION | NO-ESTIMATION | CAPACITY-FACTOR-V1
CHN | China | Yangzonghai power station |  | WRI1070456 | 1000 | 24.9622 | 103.0277 | Coal |  |  |  | 2004.0 | China Guodian Group Corporation | GCPT | https://endcoal.org/global-coal-plant-tracker/ | GCPT | 1044001 | [13 empty] | 4872.69 | NO-ESTIMATION | NO-ESTIMATION | NO-ESTIMATION | SOLAR-V1 | SOLAR-V1
CHN | China | Kunming power station |  | WRI1070090 | 600 | 25.0148 | 102.3329 | Coal |  |  |  | 2001.0 | Huadian Power International Company Limited | GCPT | https://endcoal.org/global-coal-plant-tracker/ | GCPT | 1033720 | [13 empty] | 2923.61 | NO-ESTIMATION | NO-ESTIMATION | NO-ESTIMATION | NO-ESTIMATION | CAPACITY-FACTOR-V1
CHN | China | Guodian Yongfu power station |  | WRI1070776 | 600 | 25.1013 | 110.0690 | Coal |  |  |  | 2004.0 | China Guodian Group Corporation | GCPT | https://endcoal.org/global-coal-plant-tracker/ | GCPT | 1069921 | [13 empty] | 2923.61 | NO-ESTIMATION | NO-ESTIMATION | NO-ESTIMATION | NO-ESTIMATION | CAPACITY-FACTOR-V1
CHN | China | Diandong Yuwang power station |  | WRI1070455 | 1200 | 25.1016 | 104.6172 | Coal |  |  |  | 2010.0 | China Huaneng Group Corporation (CHNG) | GCPT | https://endcoal.org/global-coal-plant-tracker/ | GCPT | 1080141 | [13 empty] | 5847.22 | NO-ESTIMATION | NO-ESTIMATION | NO-ESTIMATION | NO-ESTIMATION | CAPACITY-FACTOR-V1
CHN | China | Meizhou Wan power station |  | WRI1070079 | 2786 | 25.1609 | 119.0334 | Coal |  |  |  | 2012.0 | SDIC Huajing Power Holdings Co | GCPT | https://endcoal.org/global-coal-plant-tracker/ | GCPT | 1021988 | [13 empty] | 13575.31 | NO-ESTIMATION | NO-ESTIMATION | NO-ESTIMATION | NO-ESTIMATION | CAPACITY-FACTOR-V1
CHN | China | Diandong power station |  | WRI1070191 | 2400 | 25.1995 | 104.6826 | Coal |  |  |  | 2007.0 | China Huaneng Group Corporation (CHNG) | GCPT | https://endcoal.org/global-coal-plant-tracker/ | GCPT | 1051110 | [13 empty] | 11694.45 | NO-ESTIMATION | NO-ESTIMATION | NO-ESTIMATION | NO-ESTIMATION | CAPACITY-FACTOR-V1
CHN | China | Nanpu Quanzhou power station |  | WRI1070677 | 1940 | 25.2038 | 118.9439 | Coal |  |  |  | 2010.0 | Guodian Fujian Power Co Ltd | GCPT | https://endcoal.org/global-coal-plant-tracker/ | GCPT | [14 empty] | 9453.01 | HYDRO-V1 | HYDRO-V1 | HYDRO-V1 | HYDRO-V1 | HYDRO-V1
CHN | China | Enhong Coal |  | WRI1070595 | 300 | 25.2339 | 104.1108 | Coal |  |  |  |  | Yunnan Dongyuan Coal Power Co Ltd | Industry About | https://industryabout.com/country-territories-3/1705-china/fossil-fuels-energy/33428-enhong-coal-power-plant | Industry About | [14 empty] | 1461.8 | HYDRO-V1 | HYDRO-V1 | HYDRO-V1 | HYDRO-V1 | HYDRO-V1
CHN | China | Pingshi power station |  | WRI1070103 | 600 | 25.2589 | 113.0655 | Coal |  |  |  | 2007.0 | Pingshi power station | GCPT | https://endcoal.org/global-coal-plant-tracker/ | GCPT | 1028578 | [13 empty] | 2923.61 | NO-ESTIMATION | NO-ESTIMATION | NO-ESTIMATION | NO-ESTIMATION | CAPACITY-FACTOR-V1
CHN | China | Xingyi power station |  | WRI1070209 | 1200 | 25.2603 | 104.8560 | Coal |  |  |  | 2011.0 | Guizhou Development Investment Corporation | GCPT | https://endcoal.org/global-coal-plant-tracker/ | GCPT | [14 empty] | 5847.22 | HYDRO-V1 | HYDRO-V1 | HYDRO-V1 | HYDRO-V1 | HYDRO-V1
CHN | China | Hang Hau Longyan power station |  | WRI1070069 | 600 | 25.2810 | 117.1550 | Coal |  |  |  | 2008.0 | Shenhua Fujian Energy Co Ltd | GCPT | https://endcoal.org/global-coal-plant-tracker/ | GCPT | [14 empty] | 2923.61 | NO-ESTIMATION | NO-ESTIMATION | NO-ESTIMATION | NO-ESTIMATION | CAPACITY-FACTOR-V1
CHN | China | Qingshuihe captive power station |  | WRI1075703 | 750 | 25.2818 | 104.8661 | Coal |  |  |  | 2015.0 | Xingyi Yangguang Assets Mgmt | GCPT | https://endcoal.org/global-coal-plant-tracker/ | GCPT | [14 empty] | 3654.51 | NO-ESTIMATION | NO-ESTIMATION | NO-ESTIMATION | NO-ESTIMATION | SOLAR-V1
CHN | China | Zhangping power station |  | WRI1070679 | 600 | 25.2836 | 117.3989 | Coal |  |  |  | 2003.0 | Huadian Fuxin Energy Co Ltd | GCPT | https://endcoal.org/global-coal-plant-tracker/ | GCPT | 1049147 | [13 empty] | 2923.61 | NO-ESTIMATION | NO-ESTIMATION | NO-ESTIMATION | NO-ESTIMATION | CAPACITY-FACTOR-V1
CHN | China | Guodian Jiangyin power station |  | WRI1070070 | 1200 | 25.4393 | 119.3394 | Coal |  |  |  | 2007.0 | Guodian Fujian Power Co Ltd | GCPT | https://endcoal.org/global-coal-plant-tracker/ | GCPT | 1070474 | [13 empty] | 5847.22 | NO-ESTIMATION | NO-ESTIMATION | NO-ESTIMATION | NO-ESTIMATION | CAPACITY-FACTOR-V1
CHN | China | Panxian-2 power station |  | WRI1070212 | 2400 | 25.4692 | 104.5924 | Coal |  |  |  | 2006.0 | Guangdong Yudean Group Company Limited | GCPT | https://endcoal.org/global-coal-plant-tracker/ | GCPT | 1056408 | [13 empty] | 11694.45 | NO-ESTIMATION | NO-ESTIMATION | NO-ESTIMATION | NO-ESTIMATION | SOLAR-V1
CHN | China | Qujing power station |  | WRI1070088 | 1200 | 25.6618 | 104.0667 | Coal |  |  |  | 2000.0 | Yunnan Coal Chemical Industry Group Co Ltd | GCPT | https://endcoal.org/global-coal-plant-tracker/ | GCPT | 1033725 | [13 empty] | 5847.22 | NO-ESTIMATION | NO-ESTIMATION | NO-ESTIMATION | NO-ESTIMATION | CAPACITY-FACTOR-V1
CHN | China | Huaneng Ruijin power station |  | WRI1070248 | 700 | 25.9241 | 115.1019 | Coal |  |  |  | 2008.0 | China Huaneng Group Corporation (CHNG) | GCPT | https://endcoal.org/global-coal-plant-tracker/ | GCPT | 1069182 | [13 empty] | 3410.88 | NO-ESTIMATION | NO-ESTIMATION | NO-ESTIMATION | NO-ESTIMATION | CAPACITY-FACTOR-V1
CHN | China | Liyujiang-2B power station |  | WRI1070324 | 1300 | 25.9404 | 113.1925 | Coal |  |  |  | 2007.0 | China Resources Power Holdings Co Ltd | GCPT | https://endcoal.org/global-coal-plant-tracker/ | GCPT | 1067039 | [13 empty] | 6334.49 | NO-ESTIMATION | WIND-V1 | WIND-V1 | WIND-V1 | WIND-V1
CHN | China | Liyujiang-2A power station |  | WRI1070468 | 630 | 25.9428 | 113.2140 | Coal |  |  |  | 1999.0 | China Resources Power Holdings Co Ltd | GCPT | https://endcoal.org/global-coal-plant-tracker/ | GCPT | 1072529 | [13 empty] | 3069.79 | NO-ESTIMATION | NO-ESTIMATION | NO-ESTIMATION | NO-ESTIMATION | CAPACITY-FACTOR-V1
CHN | China | Huaneng Fuzhou power station |  | WRI1070074 | 2720 | 25.9909 | 119.4816 | Coal |  |  |  | 2002.0 | China Huaneng Group Corporation (CHNG) | GCPT | https://endcoal.org/global-coal-plant-tracker/ | GCPT | [14 empty] | 13253.71 | NO-ESTIMATION | NO-ESTIMATION | NO-ESTIMATION | NO-ESTIMATION | CAPACITY-FACTOR-V1
CHN | China | Yongan power station |  | WRI1070681 | 600 | 26.0036 | 117.3798 | Coal |  |  |  | 2002.0 | Huadian Fuxin Energy Co Ltd | GCPT | https://endcoal.org/global-coal-plant-tracker/ | GCPT | 1055682 | [13 empty] | 2923.61 | NO-ESTIMATION | NO-ESTIMATION | NO-ESTIMATION | NO-ESTIMATION | CAPACITY-FACTOR-V1
CHN | China | Panxian-1 power station |  | WRI1070213 | 1320 | 26.0106 | 104.5161 | Coal |  |  |  | 2006.0 | Guizhou Power Generation Co Ltd | GCPT | https://endcoal.org/global-coal-plant-tracker/ | GCPT | 1017898 | [13 empty] | 6431.95 | NO-ESTIMATION | NO-ESTIMATION | NO-ESTIMATION | NO-ESTIMATION | CAPACITY-FACTOR-V1
CHN | China | Panbei power station |  | WRI1070211 | 600 | 26.0645 | 104.5341 | Coal |  |  |  | 2014.0 |  | GCPT | https://endcoal.org/global-coal-plant-tracker/ | GCPT | 1090360 | [13 empty] | 2923.61 | HYDRO-V1 | HYDRO-V1 | HYDRO-V1 | HYDRO-V1 | HYDRO-V1
CHN | China | Yongxing Coal |  | WRI1070319 | 120 | 26.1796 | 113.0401 | Coal |  |  |  | 2008.0 | Yongxing Power Plant Corporation | Industry About | https://industryabout.com/country-territories-3/1705-china/fossil-fuels-energy/32885-yongxing-coal-power-plant | Industry About | 1071710 | [13 empty] | 584.72 | NO-ESTIMATION | NO-ESTIMATION | NO-ESTIMATION | NO-ESTIMATION | SOLAR-V1
CHN | China | Xuanwei power station |  | WRI1070454 | 1800 | 26.1872 | 104.1106 | Coal |  |  |  | 2003.0 | China Guodian Group Corporation | GCPT | https://endcoal.org/global-coal-plant-tracker/ | GCPT | 1033732 | [13 empty] | 8770.84 | NO-ESTIMATION | NO-ESTIMATION | NO-ESTIMATION | NO-ESTIMATION | CAPACITY-FACTOR-V1
CHN | China | Guodian Anshun power station |  | WRI1070443 | 1200 | 26.2203 | 105.6866 | Coal |  |  |  | 2000.0 | Guizhou CLP Power Co (Anshun-1) | [18 empty] | NO-ESTIMATION | NO-ESTIMATION | NO-ESTIMATION | NO-ESTIMATION | NO-ESTIMATION
CHN | China | Guizhou Faer power station |  | WRI1070100 | 2400 | 26.3251 | 104.7706 | Coal |  |  |  | 2009.0 | Guangdong Yudean Group Company Limited | GCPT | https://endcoal.org/global-coal-plant-tracker/ | GCPT | 1069678 | [13 empty] | 11694.45 | NO-ESTIMATION | NO-ESTIMATION | NO-ESTIMATION | NO-ESTIMATION | CAPACITY-FACTOR-V1
CHN | China | Leiyang Baiyang Coal |  | WRI1070467 | 120 | 26.3667 | 112.8730 | Coal |  |  |  | 2006.0 | Leiyang Baiyang power station | Industry About | https://industryabout.com/country-territories-3/1705-china/fossil-fuels-energy/32878-leiyang-baiyang-coal-power-plant | Industry About | 1078350 | [13 empty] | 584.72 | HYDRO-V1 | HYDRO-V1 | HYDRO-V1 | HYDRO-V1 | HYDRO-V1
CHN | China | Fuzhou Kemen power station |  | WRI1070068 | 2400 | 26.3736 | 119.7621 | Coal |  |  |  | 2007.0 | Huadian Fuxin Energy Co Ltd | GCPT | https://endcoal.org/global-coal-plant-tracker/ | GCPT | [14 empty] | 11694.45 | NO-ESTIMATION | NO-ESTIMATION | NO-ESTIMATION | NO-ESTIMATION | CAPACITY-FACTOR-V1
CHN | China | Leiyang power station |  | WRI1070470 | 1020 | 26.3851 | 112.8590 | Coal |  |  |  | 1998.0 | Datang Hunan Huayin Electric Power | GCPT | https://endcoal.org/global-coal-plant-tracker/ | GCPT | 1018955 | [13 empty] | 4970.14 | HYDRO-V1 | HYDRO-V1 | HYDRO-V1 | HYDRO-V1 | HYDRO-V1
CHN | China | CR Liuzhi power station |  | WRI1075582 | 1320 | 26.3883 | 105.3950 | Coal |  |  |  | 2016.0 | China Resources Power Holdings Chongqing Energy Investment Group | GCPT | https://endcoal.org/global-coal-plant-tracker/ | GCPT | [14 empty] | 6431.95 | NO-ESTIMATION | SOLAR-V1 | SOLAR-V1 | SOLAR-V1 | SOLAR-V1
CHN | China | Huaneng Luoyuan power station |  | WRI1075634 | 1320 | 26.4114 | 119.7643 | Coal |  |  |  | 2018.0 | Huaneng Power International | GCPT | https://endcoal.org/global-coal-plant-tracker/ | GCPT | [14 empty] | 6431.95 | NO-ESTIMATION | SOLAR-V1 | SOLAR-V1 | SOLAR-V1 | SOLAR-V1
CHN | China | Leiyang Baiyang power station |  | WRI1075666 | 120 | 26.4595 | 112.8681 | Coal |  |  |  | 2007.0 | Guangdong Shaoguan Energy Group | GCPT | https://endcoal.org/global-coal-plant-tracker/ | GCPT | [14 empty] | 584.72 | NO-ESTIMATION | NO-ESTIMATION | NO-ESTIMATION | NO-ESTIMATION | CAPACITY-FACTOR-V1
CHN | China | Baguanhe Washery power station |  | WRI1075570 | 270 | 26.5957 | 101.6119 | Coal |  |  |  | 2007.0 | Panzhihua Coal Group | GCPT | https://endcoal.org/global-coal-plant-tracker/ | GCPT | [14 empty] | 1315.62 | HYDRO-V1 | HYDRO-V1 | HYDRO-V1 | HYDRO-V1 | HYDRO-V1
CHN | China | Nayong-2 power station |  | WRI1070210 | 1200 | 26.5976 | 105.2029 | Coal |  |  |  | 2006.0 | China Datang Corporation | GCPT | https://endcoal.org/global-coal-plant-tracker/ | GCPT | 1055218 | [13 empty] | 5847.22 | NO-ESTIMATION | NO-ESTIMATION | NO-ESTIMATION | NO-ESTIMATION | CAPACITY-FACTOR-V1
CHN | China | Guodian Duyun power station |  | WRI1070558 | 1200 | 26.6304 | 107.5429 | Coal |  |  |  | 2012.0 | China Guodian Corporation | GCPT | https://endcoal.org/global-coal-plant-tracker/ | GCPT | 1087519 | [13 empty] | 5847.22 | SOLAR-V1 | SOLAR-V1 | SOLAR-V1 | SOLAR-V1 | SOLAR-V1
CHN | China | Nayong-1 power station |  | WRI1070099 | 1200 | 26.6527 | 105.1822 | Coal |  |  |  | 2004.0 | Datang Guizhou Power Generation Corporation | GCPT | https://endcoal.org/global-coal-plant-tracker/ | GCPT | 1055567 | [13 empty] | 5847.22 | HYDRO-V1 | HYDRO-V1 | HYDRO-V1 | HYDRO-V1 | HYDRO-V1
CHN | China | Shuicheng Mine Coal |  | WRI1070208 | 100 | 26.6786 | 104.8047 | Coal |  |  |  | 2008.0 | Guizhou Shuicheng Coal Mining Group Co Ltd | Industry About | https://industryabout.com/country-territories-3/1705-china/fossil-fuels-energy/25529-shuicheng-mine-coal-power-plant | Industry About | 1069679 | [13 empty] | 487.26 | NO-ESTIMATION | SOLAR-V1 | SOLAR-V1 | SOLAR-V1 | SOLAR-V1
CHN | China | Yemazhai power station |  | WRI1070207 | 600 | 26.6786 | 104.8047 | Coal |  |  |  | 2005.0 | Guizhou Electric Power Corporation | GCPT | https://endcoal.org/global-coal-plant-tracker/ | GCPT | [14 empty] | 2923.61 | NO-ESTIMATION | NO-ESTIMATION | NO-ESTIMATION | NO-ESTIMATION | CAPACITY-FACTOR-V1
CHN | China | Datang Ningde power station |  | WRI1070685 | 2520 | 26.7575 | 119.7359 | Coal |  |  |  | 2007.0 | Datang Shandong Power Generation Co Ltd | GCPT | https://endcoal.org/global-coal-plant-tracker/ | GCPT | 1062660 | [13 empty] | 12279.18 | HYDRO-V1 | HYDRO-V1 | HYDRO-V1 | HYDRO-V1 | HYDRO-V1
CHN | China | Tangzhai power station |  | WRI1070218 | 1200 | 26.8295 | 106.2656 | Coal |  |  |  | 2012.0 | China Huadian Group Corporation | GCPT | https://endcoal.org/global-coal-plant-tracker/ | GCPT | 1087271 | [13 empty] | 5847.22 | NO-ESTIMATION | SOLAR-V1 | SOLAR-V1 | SOLAR-V1 | SOLAR-V1
CHN | China | Guodian Zhijin power station |  | WRI1070474 | 1320 | 26.8326 | 105.8193 | Coal |  |  |  | 2016.0 | China Guodian Corporation | GCPT | https://endcoal.org/global-coal-plant-tracker/ | GCPT | [14 empty] | 6431.95 | HYDRO-V1 | HYDRO-V1 | HYDRO-V1 | HYDRO-V1 | HYDRO-V1
CHN | China | Huaneng Jinggangshan power station |  | WRI1070101 | 1920 | 27.0467 | 115.0203 | Coal |  |  |  | 2006.0 | China Huaneng Group Corporation (CHNG) | GCPT | https://endcoal.org/global-coal-plant-tracker/ | GCPT | 1041803 | [13 empty] | 9355.56 | NO-ESTIMATION | NO-ESTIMATION | NO-ESTIMATION | NO-ESTIMATION | SOLAR-V1
CHN | China | Qianxi power station |  | WRI1070216 | 1860 | 27.0512 | 106.1261 | Coal |  |  |  | 2010.0 | Guizhou Electric Power Corporation | GCPT | https://endcoal.org/global-coal-plant-tracker/ | GCPT | 1059177 | [13 empty] | 9063.2 | WIND-V1 | WIND-V1 | WIND-V1 | WIND-V1 | WIND-V1
CHN | China | Dafang power station |  | WRI1070096 | 1200 | 27.1014 | 105.5658 | Coal |  |  |  | 2006.0 | Guizhou Dafang Power company | GCPT | https://endcoal.org/global-coal-plant-tracker/ | GCPT | 1065852 | [13 empty] | 5847.22 | NO-ESTIMATION | NO-ESTIMATION | NO-ESTIMATION | SOLAR-V1 | SOLAR-V1
CHN | China | Qiandong power station |  | WRI1075700 | 1200 | 27.1251 | 108.7704 | Coal |  |  |  | 2008.0 | China Power International Development | GCPT | https://endcoal.org/global-coal-plant-tracker/ | GCPT | [14 empty] | 5847.22 | NO-ESTIMATION | NO-ESTIMATION | NO-ESTIMATION | NO-ESTIMATION | CAPACITY-FACTOR-V1
CHN | China | Guodian Baoqing power station |  | WRI1070219 | 1320 | 27.2021 | 111.3966 | Coal |  |  |  | 2012.0 | China Guodian Group Corporation | GCPT | https://endcoal.org/global-coal-plant-tracker/ | GCPT | [14 empty] | 6431.95 | SOLAR-V1 | SOLAR-V1 | SOLAR-V1 | SOLAR-V1 | SOLAR-V1
CHN | China | Datang Zhuzhou-2 power station |  | WRI1075595 | 1260 | 27.2444 | 113.4603 | Coal |  |  |  | 2016.0 | Datang Hunan Huayin Elec Power | GCPT | https://endcoal.org/global-coal-plant-tracker/ | GCPT | [14 empty] | 6139.59 | WIND-V1 | WIND-V1 | WIND-V1 | WIND-V1 | WIND-V1
CHN | China | Bijie power station |  | WRI1070466 | 300 | 27.2765 | 105.3479 | Coal |  |  |  | 2009.0 | China Huadian Group Corporation | GCPT | https://endcoal.org/global-coal-plant-tracker/ | GCPT | 1086094 | [13 empty] | 1461.8 | HYDRO-V1 | HYDRO-V1 | HYDRO-V1 | HYDRO-V1 | HYDRO-V1
CHN | China | Guizhou Dalong power station |  | WRI1070095 | 600 | 27.2954 | 109.0147 | Coal |  |  |  | 2006.0 | China Huadian Group Corporation | GCPT | https://endcoal.org/global-coal-plant-tracker/ | GCPT | 1069876 | [13 empty] | 2923.61 | WIND-V1 | WIND-V1 | WIND-V1 | WIND-V1 | WIND-V1
CHN | China | Qianbei power station |  | WRI1070519 | 1200 | 27.4757 | 106.2582 | Coal |  |  |  | 2002.0 | Guizhou Electric Power Corporation | GCPT | https://endcoal.org/global-coal-plant-tracker/ | GCPT | 1017889 | [13 empty] | 5847.22 | HYDRO-V1 | HYDRO-V1 | HYDRO-V1 | HYDRO-V1 | HYDRO-V1
CHN | China | Huadian Zhenxiong power station |  | WRI1070752 | 1200 | 27.4929 | 104.9485 | Coal |  |  |  | 2012.0 | Huadian Power International Company Limited | GCPT | https://endcoal.org/global-coal-plant-tracker/ | GCPT | 1072763 | [13 empty] | 5847.22 | NO-ESTIMATION | NO-ESTIMATION | NO-ESTIMATION | WIND-V1 | WIND-V1
CHN | China | Jinsha Chayuan power station |  | WRI1070457 | 1320 | 27.4934 | 106.4492 | Coal |  |  |  | 2016.0 | China Power International Development Limited | GCPT | https://endcoal.org/global-coal-plant-tracker/ | GCPT | 1117626 | [13 empty] | 6431.95 | HYDRO-V1 | HYDRO-V1 | HYDRO-V1 | HYDRO-V1 | HYDRO-V1
CHN | China | Huarun Cangnan power station |  | WRI1070252 | 2000 | 27.4974 | 120.6630 | Coal |  |  |  | 2014.0 | China Resources Power Holdings Co Ltd | GCPT | https://endcoal.org/global-coal-plant-tracker/ | GCPT | 1087893 | [13 empty] | 9745.38 | NO-ESTIMATION | NO-ESTIMATION | NO-ESTIMATION | NO-ESTIMATION | CAPACITY-FACTOR-V1
CHN | China | Yaxi power station |  | WRI1070475 | 1200 | 27.5785 | 106.6552 | Coal |  |  |  | 2005.0 | China Guodian Corporation | GCPT | https://endcoal.org/global-coal-plant-tracker/ | GCPT | 1057496 | [13 empty] | 5847.22 | NO-ESTIMATION | NO-ESTIMATION | NO-ESTIMATION | NO-ESTIMATION | CAPACITY-FACTOR-V1
CHN | China | Jinzhushan power station |  | WRI1070469 | 1950 | 27.6261 | 111.4819 | Coal |  |  |  | 2000.0 | Datang Hunan Huayin Electric Power | GCPT | https://endcoal.org/global-coal-plant-tracker/ | GCPT | 1011850 | [13 empty] | 9501.74 | NO-ESTIMATION | NO-ESTIMATION | NO-ESTIMATION | NO-ESTIMATION | SOLAR-V1
CHN | China | Huaneng Anyuan power station |  | WRI1070097 | 1320 | 27.6420 | 114.0058 | Coal |  |  |  | 2011.0 | China Huaneng Group Corporation (CHNG) | GCPT | https://endcoal.org/global-coal-plant-tracker/ | GCPT | 1011855 | [13 empty] | 6431.95 | NO-ESTIMATION | NO-ESTIMATION | NO-ESTIMATION | NO-ESTIMATION | CAPACITY-FACTOR-V1
CHN | China | Hunan Lianyuan power station |  | WRI1070492 | 600 | 27.7662 | 111.8937 | Coal |  |  |  | 2009.0 | China Resources Power Holdings Co Ltd | GCPT | https://endcoal.org/global-coal-plant-tracker/ | GCPT | 1072529 | [13 empty] | 2923.61 | NO-ESTIMATION | NO-ESTIMATION | NO-ESTIMATION | NO-ESTIMATION | NO-ESTIMATION
CHN | China | CPI Fenyi power station |  | WRI1070091 | 540 | 27.7754 | 114.6173 | Coal |  |  |  | 2006.0 | China Power Investment Corporation (CPI) | GCPT | https://endcoal.org/global-coal-plant-tracker/ | GCPT | 1058778 | [13 empty] | 2631.25 | NO-ESTIMATION | NO-ESTIMATION | NO-ESTIMATION | NO-ESTIMATION | CAPACITY-FACTOR-V1
CHN | China | Datang Xinyu power station |  | WRI1070246 | 440 | 27.7763 | 114.9088 | Coal |  |  |  | 1996.0 | Datang International Xinyu Power Generation | GCPT | https://endcoal.org/global-coal-plant-tracker/ | GCPT | [14 empty] | 2143.98 | NO-ESTIMATION | NO-ESTIMATION | NO-ESTIMATION | NO-ESTIMATION | CAPACITY-FACTOR-V1
CHN | China | Datang Fuzhou power station |  | WRI1070316 | 2000 | 27.7855 | 116.5638 | Coal |  |  |  | 2016.0 | Datang Intl Fuzhou Power | GCPT | https://endcoal.org/global-coal-plant-tracker/ | GCPT | 1070260 | [13 empty] | 9745.38 | NO-ESTIMATION | NO-ESTIMATION | NO-ESTIMATION | NO-ESTIMATION | CAPACITY-FACTOR-V1
CHN | China | Xiangtan power station |  | WRI1070321 | 1800 | 27.8287 | 112.9961 | Coal |  |  |  | 2004.0 | Datang Hunan Huayin Electric Power | GCPT | https://endcoal.org/global-coal-plant-tracker/ | GCPT | 1018965 | [13 empty] | 8770.84 | HYDRO-V1 | HYDRO-V1 | HYDRO-V1 | HYDRO-V1 | HYDRO-V1
CHN | China | Huayin Zhuzhou power station |  | WRI1070327 | 680 | 27.8581 | 113.1195 | Coal |  |  |  | 2001.0 | Datang Hunan Huayin Electric Power | GCPT | https://endcoal.org/global-coal-plant-tracker/ | GCPT | [14 empty] | 3313.42 | NO-ESTIMATION | NO-ESTIMATION | NO-ESTIMATION | NO-ESTIMATION | CAPACITY-FACTOR-V1
CHN | China | Weixin Coal |  | WRI1070452 | 1200 | 27.8901 | 104.8748 | Coal |  |  |  | 2012.0 | Guangdong Yudean Tashi Energy Co Ltd | Industry About | https://industryabout.com/country-territories-3/1705-china/fossil-fuels-energy/33432-weixin-coal-power-plant | Industry About | 1087261 | [13 empty] | 5847.22 | NO-ESTIMATION | NO-ESTIMATION | NO-ESTIMATION | NO-ESTIMATION | NO-ESTIMATION
CHN | China | Zheneng Wenzhou power station |  | WRI1070644 | 2520 | 27.9963 | 120.8356 | Coal |  |  |  | 2007.0 | Zhejiang Zheneng Electric Power Co Ltd | GCPT | https://endcoal.org/global-coal-plant-tracker/ | GCPT | [14 empty] | 12279.18 | HYDRO-V1 | HYDRO-V1 | HYDRO-V1 | HYDRO-V1 | HYDRO-V1
CHN | China | Huaneng Yuhuan power station |  | WRI1070649 | 4200 | 28.1142 | 121.1398 | Coal |  |  |  | 2006.0 | China Huaneng Group Corporation (CHNG) | GCPT | https://endcoal.org/global-coal-plant-tracker/ | GCPT | 1054041 | [13 empty] | 20465.3 | NO-ESTIMATION | NO-ESTIMATION | NO-ESTIMATION | NO-ESTIMATION | CAPACITY-FACTOR-V1
CHN | China | Tongzi power station |  | WRI1070215 | 1200 | 28.1297 | 106.8464 | Coal |  |  |  | 2013.0 | China Huadian Group Corporation | GCPT | https://endcoal.org/global-coal-plant-tracker/ | GCPT | 1072779 | [13 empty] | 5847.22 | NO-ESTIMATION | NO-ESTIMATION | NO-ESTIMATION | NO-ESTIMATION | CAPACITY-FACTOR-V1
CHN | China | Xishui Erlang power station |  | WRI1070556 | 1320 | 28.1634 | 106.3528 | Coal |  |  |  | 2015.0 | State Power Investment Corporation (SPIC) | GCPT | https://endcoal.org/global-coal-plant-tracker/ | GCPT | 1098479 | [13 empty] | 6431.95 | NO-ESTIMATION | NO-ESTIMATION | NO-ESTIMATION | NO-ESTIMATION | CAPACITY-FACTOR-V1
CHN | China | Zheneng Yueqing power station |  | WRI1070448 | 2520 | 28.1704 | 121.0889 | Coal |  |  |  | 2009.0 | Zhejiang Zheneng Electric Power Co Ltd | GCPT | https://endcoal.org/global-coal-plant-tracker/ | GCPT | 1076891 | [13 empty] | 12279.18 | NO-ESTIMATION | NO-ESTIMATION | NO-ESTIMATION | NO-ESTIMATION | CAPACITY-FACTOR-V1
CHN | China | Ganneng Fengcheng power station |  | WRI1070098 | 1400 | 28.1997 | 115.7097 | Coal |  |  |  | 2007.0 |  | GCPT | https://endcoal.org/global-coal-plant-tracker/ | GCPT | 1011841 | [13 empty] | 6821.76 | NO-ESTIMATION | NO-ESTIMATION | NO-ESTIMATION | NO-ESTIMATION | CAPACITY-FACTOR-V1
CHN | China | Huadian Gongxian power station |  | WRI1070063 | 1200 | 28.2713 | 104.6697 | Coal |  |  |  | 2011.0 | China Huadian Group Corporation | GCPT | https://endcoal.org/global-coal-plant-tracker/ | GCPT | 1085589 | [13 empty] | 5847.22 | NO-ESTIMATION | NO-ESTIMATION | NO-ESTIMATION | NO-ESTIMATION | CAPACITY-FACTOR-V1
CHN | China | Guixi power station |  | WRI1070093 | 1880 | 28.2891 | 117.2231 | Coal |  |  |  | 2004.0 | China Power Investment Corporation (CPI) | GCPT | https://endcoal.org/global-coal-plant-tracker/ | GCPT | 1049242 | [13 empty] | 9160.65 | NO-ESTIMATION | NO-ESTIMATION | NO-ESTIMATION | NO-ESTIMATION | CAPACITY-FACTOR-V1
CHN | China | Xishui power station |  | WRI1075770 | 540 | 28.3567 | 106.1975 | Coal |  |  |  | 2002.0 | Guizhou Jinyuan Group | GCPT | https://endcoal.org/global-coal-plant-tracker/ | GCPT | [14 empty] | 2631.25 | NO-ESTIMATION | NO-ESTIMATION | NO-ESTIMATION | NO-ESTIMATION | CAPACITY-FACTOR-V1
CHN | China | Guodian Huangjinbu power station |  | WRI1070094 | 1300 | 28.4508 | 116.8603 | Coal |  |  |  | 2007.0 | China Guodian Group Corporation | GCPT | https://endcoal.org/global-coal-plant-tracker/ | GCPT | 1061645 | [13 empty] | 6334.49 | NO-ESTIMATION | SOLAR-V1 | SOLAR-V1 | SOLAR-V1 | SOLAR-V1
CHN | China | Huadian Changsha power station |  | WRI1070472 | 1200 | 28.4877 | 112.7985 | Coal |  |  |  | 2007.0 | Huadian Power International Company Limited | GCPT | https://endcoal.org/global-coal-plant-tracker/ | GCPT | 1072762 | [13 empty] | 5847.22 | WIND-V1 | WIND-V1 | WIND-V1 | WIND-V1 | WIND-V1
CHN | China | Yiyang power station |  | WRI1070320 | 1920 | 28.5971 | 112.2683 | Coal |  |  |  | 2005.0 | China Guodian Group Corporation | GCPT | https://endcoal.org/global-coal-plant-tracker/ | GCPT | 1042244 | [13 empty] | 9355.56 | HYDRO-V1 | HYDRO-V1 | HYDRO-V1 | HYDRO-V1 | HYDRO-V1
CHN | China | Anwen Songzao power station |  | WRI1070561 | 1620 | 28.6411 | 106.7531 | Coal |  |  |  | 2015.0 | Chongqing Energy Investment Group | GCPT | https://endcoal.org/global-coal-plant-tracker/ | GCPT | 1069872 | [13 empty] | 7893.75 | NO-ESTIMATION | NO-ESTIMATION | NO-ESTIMATION | NO-ESTIMATION | CAPACITY-FACTOR-V1
CHN | China | Fuxi power station |  | WRI1070065 | 1200 | 28.6660 | 104.6893 | Coal |  |  |  | 2012.0 | China Power International Development Limited | GCPT | https://endcoal.org/global-coal-plant-tracker/ | GCPT | 1074409 | [13 empty] | 5847.22 | NO-ESTIMATION | NO-ESTIMATION | NO-ESTIMATION | NO-ESTIMATION | CAPACITY-FACTOR-V1
CHN | China | Zhejiang Taizhou-1 power station |  | WRI1070517 | 1260 | 28.6978 | 121.4530 | Coal |  |  |  | 1995.0 | Zhejiang Zheneng Electric Power Co Ltd | GCPT | https://endcoal.org/global-coal-plant-tracker/ | GCPT | 1013925 | [13 empty] | 6139.59 | NO-ESTIMATION | NO-ESTIMATION | NO-ESTIMATION | NO-ESTIMATION | CAPACITY-FACTOR-V1
CHN | China | Haifengherui power station |  | WRI1075613 | 165 | 28.7160 | 105.1399 | Coal |  |  |  | 2012.0 | Yibin Haifengherui Co | GCPT | https://endcoal.org/global-coal-plant-tracker/ | GCPT | [14 empty] | 803.99 | NO-ESTIMATION | NO-ESTIMATION | NO-ESTIMATION | NO-ESTIMATION | CAPACITY-FACTOR-V1
CHN | China | Huangjiaozhuang Coal |  | WRI1070560 | 400 | 28.7166 | 104.5543 | Coal |  |  |  | 1994.0 | China Huadian Group Corporation | Industry About | https://industryabout.com/country-territories-3/1705-china/fossil-fuels-energy/25498-huangjiaozhuang-coal-power-plant | Industry About | 1028817 | [13 empty] | 1949.07 | NO-ESTIMATION | NO-ESTIMATION | NO-ESTIMATION | NO-ESTIMATION | CAPACITY-FACTOR-V1
CHN | China | Nanchang Changbei Mill power station |  | WRI1075681 | 100 | 28.7710 | 115.8999 | Coal |  |  |  | 2006.0 | Jiangxi Chenming Paper Co Ltd | GCPT | https://endcoal.org/global-coal-plant-tracker/ | GCPT | [14 empty] | 487.26 | NO-ESTIMATION | NO-ESTIMATION | NO-ESTIMATION | NO-ESTIMATION | CAPACITY-FACTOR-V1
CHN | China | Luzhou Chuannan power station |  | WRI1070792 | 1200 | 28.7755 | 105.2840 | Coal |  |  |  | 2008.0 | China Huadian Group Corporation | GCPT | https://endcoal.org/global-coal-plant-tracker/ | GCPT | 1064187 | [13 empty] | 5847.22 | NO-ESTIMATION | NO-ESTIMATION | NO-ESTIMATION | NO-ESTIMATION | CAPACITY-FACTOR-V1
CHN | China | Wansheng power station |  | WRI1070695 | 600 | 28.8401 | 106.7757 | Coal |  |  |  | 2006.0 | China Guodian Group Corporation | GCPT | https://endcoal.org/global-coal-plant-tracker/ | GCPT | 1062971 | [13 empty] | 2923.61 | HYDRO-V1 | HYDRO-V1 | HYDRO-V1 | HYDRO-V1 | HYDRO-V1
CHN | China | CPI Xinchang power station |  | WRI1070249 | 1400 | 28.8612 | 115.9764 | Coal |  |  |  | 2010.0 | China Power Investment Corporation (CPI) | GCPT | https://endcoal.org/global-coal-plant-tracker/ | GCPT | 1060925 | [13 empty] | 6821.76 | WIND-V1 | WIND-V1 | WIND-V1 | WIND-V1 | WIND-V1
CHN | China | Juhua Quzhou Complex power station |  | WRI1075664 | 315 | 28.8974 | 118.8792 | Coal |  |  |  | 2002.0 | Juhua Group Corp | GCPT | https://endcoal.org/global-coal-plant-tracker/ | GCPT | [14 empty] | 1534.89 | HYDRO-V1 | HYDRO-V1 | HYDRO-V1 | HYDRO-V1 | HYDRO-V1
CHN | China | Chongqing Qineng power station |  | WRI1075591 | 660 | 29.0043 | 106.5688 | Coal |  |  |  | 2013.0 | Chongqing Qineng Elec & Alumn | GCPT | https://endcoal.org/global-coal-plant-tracker/ | GCPT | [14 empty] | 3215.97 | WIND-V1 | WIND-V1 | WIND-V1 | WIND-V1 | WIND-V1
CHN | China | Zhejiang Taizhou-2 power station |  | WRI1070643 | 2000 | 29.0132 | 121.6955 | Coal |  |  |  | 2015.0 | Zhejiang Zheneng Electric Power Co Ltd | GCPT | https://endcoal.org/global-coal-plant-tracker/ | GCPT | 1087839 | [13 empty] | 9745.38 | WIND-V1 | WIND-V1 | WIND-V1 | WIND-V1 | WIND-V1
CHN | China | Huadian Changde power station |  | WRI1075627 | 1320 | 29.0310 | 111.7000 | Coal |  |  |  | 2015.0 | Huadian | GCPT | https://endcoal.org/global-coal-plant-tracker/ | GCPT | [14 empty] | 6431.95 | NO-ESTIMATION | NO-ESTIMATION | NO-ESTIMATION | NO-ESTIMATION | CAPACITY-FACTOR-V1
CHN | China | Chongqing Lee & Man Paper power station |  | WRI1075589 | 150 | 29.0363 | 105.8550 | Coal |  |  |  | 2008.0 | Chongqing Lee & Man Paper Co | GCPT | https://endcoal.org/global-coal-plant-tracker/ | GCPT | [14 empty] | 730.9 | HYDRO-V1 | HYDRO-V1 | HYDRO-V1 | HYDRO-V1 | HYDRO-V1
CHN | China | Yongchuan Songgai power station |  | WRI1070092 | 270 | 29.0555 | 105.8844 | Coal |  |  |  | 2008.0 | China Power Investment Corporation (CPI) | GCPT | https://endcoal.org/global-coal-plant-tracker/ | GCPT | 1067042 | [13 empty] | 1315.62 | NO-ESTIMATION | NO-ESTIMATION | NO-ESTIMATION | NO-ESTIMATION | CAPACITY-FACTOR-V1
CHN | China | Lanxi power station |  | WRI1070513 | 2400 | 29.1861 | 119.5068 | Coal |  |  |  | 2008.0 | Zhejiang Zheneng Electric Power Co Ltd | GCPT | https://endcoal.org/global-coal-plant-tracker/ | GCPT | 1058794 | [13 empty] | 11694.45 | NO-ESTIMATION | NO-ESTIMATION | NO-ESTIMATION | NO-ESTIMATION | CAPACITY-FACTOR-V1
CHN | China | Jingdezhen power station |  | WRI1070102 | 1320 | 29.1866 | 117.0842 | Coal |  |  |  | 2006.0 | China Power Investment Corporation (CPI) | GCPT | https://endcoal.org/global-coal-plant-tracker/ | GCPT | [14 empty] | 6431.95 | WIND-V1 | WIND-V1 | WIND-V1 | WIND-V1 | WIND-V1
CHN | China | Changde Coal |  | WRI1070471 | 1320 | 29.1970 | 111.5607 | Coal |  |  |  | 2015.0 | Changde Huadian Power Plant | Industry About | https://industryabout.com/country-territories-3/1705-china/fossil-fuels-energy/32874-changde-coal-power-plant | Industry About | [14 empty] | 6431.95 | NO-ESTIMATION | NO-ESTIMATION | NO-ESTIMATION | NO-ESTIMATION | CAPACITY-FACTOR-V1
CHN | China | Chongqing Nine Dragons Cogen power station |  | WRI1075590 | 180 | 29.2918 | 106.3968 | Coal |  |  |  | 2009.0 | Chongqing Nine Dragons Paper Co | GCPT | https://endcoal.org/global-coal-plant-tracker/ | GCPT | [14 empty] | 877.08 | WIND-V1 | WIND-V1 | WIND-V1 | WIND-V1 | WIND-V1
CHN | China | Huaneng Luohuang power station |  | WRI1070690 | 2640 | 29.3467 | 106.4339 | Coal |  |  |  | 2000.0 | China Huaneng Group Corporation (CHNG) | GCPT | https://endcoal.org/global-coal-plant-tracker/ | GCPT | 1018910 | [13 empty] | 12863.9 | NO-ESTIMATION | NO-ESTIMATION | NO-ESTIMATION | NO-ESTIMATION | CAPACITY-FACTOR-V1
CHN | China | Zhangjiajie Sangzi power station |  | WRI1070323 | 120 | 29.3815 | 110.1314 | Coal |  |  |  | 2007.0 | Zhangjiajie Sangzhi power station | GCPT | https://endcoal.org/global-coal-plant-tracker/ | GCPT | 1088332 | [13 empty] | 584.72 | NO-ESTIMATION | NO-ESTIMATION | NO-ESTIMATION | NO-ESTIMATION | WIND-V1
CHN | China | Huaneng Yueyang power station |  | WRI1070282 | 2524 | 29.4498 | 113.1623 | Coal |  |  |  | 2005.0 | China Huaneng Group Corporation (CHNG) | GCPT | https://endcoal.org/global-coal-plant-tracker/ | GCPT | [14 empty] | 12298.67 | NO-ESTIMATION | NO-ESTIMATION | NO-ESTIMATION | NO-ESTIMATION | CAPACITY-FACTOR-V1
CHN | China | Yueyang Paper Mill power station |  | WRI1075779 | 100 | 29.4523 | 113.1653 | Coal |  |  |  | 2010.0 | China Paper Invesrtment Co Yueyang Paper Mill | GCPT | https://endcoal.org/global-coal-plant-tracker/ | GCPT | [14 empty] | 487.26 | NO-ESTIMATION | NO-ESTIMATION | NO-ESTIMATION | NO-ESTIMATION | CAPACITY-FACTOR-V1
CHN | China | Ninghai power station |  | WRI1070515 | 4400 | 29.4810 | 121.5109 | Coal |  |  |  | 2007.0 | Shenhua Guohua Electric Power Co Ltd | GCPT | https://endcoal.org/global-coal-plant-tracker/ | GCPT | 1055757 | [13 empty] | 21439.83 | NO-ESTIMATION | NO-ESTIMATION | NO-ESTIMATION | NO-ESTIMATION | CAPACITY-FACTOR-V1
CHN | China | Sichuan Emeishan power station |  | WRI1075728 | 270 | 29.4815 | 103.5875 | Coal |  |  |  | 2004.0 | Emeishan Aluminum (Group) Co | GCPT | https://endcoal.org/global-coal-plant-tracker/ | GCPT | [14 empty] | 1315.62 | HYDRO-V1 | HYDRO-V1 | HYDRO-V1 | HYDRO-V1 | HYDRO-V1
CHN | China | Chongqing Coal |  | WRI1070691 | 600 | 29.4844 | 106.5395 | Coal |  |  |  | 1986.0 | Shenhua Guohua Electric Power Corporation | Industry About | https://industryabout.com/country-territories-3/1705-china/fossil-fuels-energy/25502-chongqing-coal-power-plant | Industry About | 1058771 | [13 empty] | 2923.61 | HYDRO-V1 | HYDRO-V1 | HYDRO-V1 | HYDRO-V1 | HYDRO-V1
CHN | China | Datang Wushashan power station |  | WRI1070646 | 2400 | 29.5050 | 121.6627 | Coal |  |  |  | 2006.0 | Datang International Xinyu Power Generation | GCPT | https://endcoal.org/global-coal-plant-tracker/ | GCPT | 1056407 | [13 empty] | 11694.45 | HYDRO-V1 | HYDRO-V1 | HYDRO-V1 | HYDRO-V1 | HYDRO-V1
CHN | China | Neijiang Baima power station |  | WRI1070791 | 900 | 29.5245 | 105.0121 | Coal |  |  |  | 2003.0 | China Huadian Group Corporation | GCPT | https://endcoal.org/global-coal-plant-tracker/ | GCPT | 1097689 | [13 empty] | 4385.42 | HYDRO-V1 | HYDRO-V1 | HYDRO-V1 | HYDRO-V1 | HYDRO-V1
CHN | China | Neijiang Baima 2 Coal |  | WRI1070790 | 600 | 29.5253 | 105.0136 | Coal |  |  |  | 2013.0 | Shenhua Guoneng Energy Group Corp Ltd | Industry About | https://industryabout.com/country-territories-3/1705-china/fossil-fuels-energy/25484-neijiang-baima-2-coal-power-plant | Industry About | 1044608 | [13 empty] | 2923.61 | HYDRO-V1 | HYDRO-V1 | HYDRO-V1 | HYDRO-V1 | HYDRO-V1
CHN | China | Neijiang Gaoba power station |  | WRI1070789 | 100 | 29.5545 | 105.0846 | Coal |  |  |  | 1996.0 | China Huadian Group Corporation | GCPT | https://endcoal.org/global-coal-plant-tracker/ | GCPT | [14 empty] | 487.26 | HYDRO-V1 | HYDRO-V1 | HYDRO-V1 | HYDRO-V1 | HYDRO-V1
CHN | China | Shimen power station |  | WRI1070139 | 1200 | 29.5786 | 111.3940 | Coal |  |  |  | 2001.0 | Huadian Power International Company Limited | GCPT | https://endcoal.org/global-coal-plant-tracker/ | GCPT | 1011858 | [13 empty] | 5847.22 | NO-ESTIMATION | NO-ESTIMATION | NO-ESTIMATION | NO-ESTIMATION | CAPACITY-FACTOR-V1
CHN | China | Baitao cogen power station |  | WRI1075571 | 100 | 29.5856 | 107.5165 | Coal |  |  |  | 2012.0 | Jianfeng Industry Group | GCPT | https://endcoal.org/global-coal-plant-tracker/ | GCPT | [14 empty] | 487.26 | NO-ESTIMATION | NO-ESTIMATION | NO-ESTIMATION | NO-ESTIMATION | CAPACITY-FACTOR-V1
CHN | China | Puqi Xianning power station |  | WRI1070656 | 2600 | 29.6653 | 113.8734 | Coal |  |  |  | 2011.0 | China Resources Power Holdings Co Ltd | GCPT | https://endcoal.org/global-coal-plant-tracker/ | GCPT | 1039391 | [13 empty] | 12668.99 | NO-ESTIMATION | NO-ESTIMATION | NO-ESTIMATION | NO-ESTIMATION | CAPACITY-FACTOR-V1
CHN | China | Chongqing Longqiao power station |  | WRI1070689 | 400 | 29.7079 | 107.3040 | Coal |  |  |  | 2014.0 | China Sinogy Electric Engineering Corporation | GCPT | https://endcoal.org/global-coal-plant-tracker/ | GCPT | 1089749 | [13 empty] | 1949.07 | HYDRO-V1 | HYDRO-V1 | HYDRO-V1 | HYDRO-V1 | HYDRO-V1
CHN | China | Guodian Jiujiang power station |  | WRI1070250 | 1360 | 29.7404 | 116.0345 | Coal |  |  |  | 2001.0 | China Guodian Group Corporation | GCPT | https://endcoal.org/global-coal-plant-tracker/ | GCPT | 1011851 | [13 empty] | 6626.85 | HYDRO-V1 | HYDRO-V1 | HYDRO-V1 | HYDRO-V1 | HYDRO-V1
CHN | China | Jiujiang Petrochem power station |  | WRI1070251 | 100 | 29.7423 | 116.0632 | Coal |  |  |  | 2012.0 | Sinopec Jiujiang Company | GCPT | https://endcoal.org/global-coal-plant-tracker/ | GCPT | [14 empty] | 487.26 | NO-ESTIMATION | NO-ESTIMATION | SOLAR-V1 | SOLAR-V1 | SOLAR-V1
CHN | China | Zheneng Liuheng power station |  | WRI1070516 | 2000 | 29.7592 | 122.1262 | Coal |  |  |  | 2014.0 | Zhejiang Zheneng Electric Power Co Ltd | GCPT | https://endcoal.org/global-coal-plant-tracker/ | GCPT | 1093112 | [13 empty] | 9745.38 | NO-ESTIMATION | NO-ESTIMATION | NO-ESTIMATION | NO-ESTIMATION | CAPACITY-FACTOR-V1
CHN | China | Shenhua Jiujiang power station |  | WRI1075723 | 2104 | 29.8266 | 116.3760 | Coal |  |  |  | 2018.0 | Shenhua Guohua Elec Power Corp Jiangxi Branch | GCPT | https://endcoal.org/global-coal-plant-tracker/ | GCPT | [14 empty] | 10252.14 | NO-ESTIMATION | NO-ESTIMATION | NO-ESTIMATION | NO-ESTIMATION | NO-ESTIMATION
CHN | China | Ningbo Works power station |  | WRI1075688 | 450 | 29.9126 | 121.9032 | Coal |  |  |  | 2005.0 | Formosa Plastics Ningbo | GCPT | https://endcoal.org/global-coal-plant-tracker/ | GCPT | [14 empty] | 2192.71 | NO-ESTIMATION | NO-ESTIMATION | NO-ESTIMATION | NO-ESTIMATION | CAPACITY-FACTOR-V1
CHN | China | Guodian Beilun power station |  | WRI1070245 | 5060 | 29.9433 | 121.8131 | Coal |  |  |  | 2002.0 | China Guodian Group Corporation | GCPT | https://endcoal.org/global-coal-plant-tracker/ | GCPT | 1033825 | [13 empty] | 24655.81 | NO-ESTIMATION | NO-ESTIMATION | NO-ESTIMATION | NO-ESTIMATION | CAPACITY-FACTOR-V1
CHN | China | Zhejiang Zhenhai power station |  | WRI1070293 | 860 | 29.9445 | 121.6881 | Coal |  |  |  | 1988.0 | Zhejiang Zheneng Electric Power Co Ltd | GCPT | https://endcoal.org/global-coal-plant-tracker/ | GCPT | [14 empty] | 4190.51 | NO-ESTIMATION | NO-ESTIMATION | NO-ESTIMATION | NO-ESTIMATION | CAPACITY-FACTOR-V1
CHN | China | Ningbo Boxboard Mill power station |  | WRI1075687 | 278 | 29.9630 | 121.7698 | Coal |  |  |  | 2001.0 | App China | GCPT | https://endcoal.org/global-coal-plant-tracker/ | GCPT | [14 empty] | 1354.6 | SOLAR-V1 | SOLAR-V1 | SOLAR-V1 | SOLAR-V1 | SOLAR-V1
CHN | China | Zhenhai Oil power station |  | WRI1061050 | 300 | 29.9768 | 121.6880 | Coal |  |  |  | 2008.0 | Zhejiang Provincial Energy Group Zhenhai Natural Gas Power Generation Co. Ltd. | GCPT | https://endcoal.org/global-coal-plant-tracker/ | GCPT | 1062285 | [13 empty] | 1461.8 | NO-ESTIMATION | NO-ESTIMATION | NO-ESTIMATION | NO-ESTIMATION | CAPACITY-FACTOR-V1
CHN | China | Huadian Jiangling power station |  | WRI1075628 | 660 | 30.0912 | 112.3106 | Coal |  |  |  | 2017.0 | Huadian Hubei Co | GCPT | https://endcoal.org/global-coal-plant-tracker/ | GCPT | [14 empty] | 3215.97 | NO-ESTIMATION | NO-ESTIMATION | NO-ESTIMATION | NO-ESTIMATION | CAPACITY-FACTOR-V1
CHN | China | Guohua Zhoushan power station |  | WRI1070071 | 910 | 30.1032 | 122.1850 | Coal |  |  |  | 2009.0 | China Guodian Group Corporation | GCPT | https://endcoal.org/global-coal-plant-tracker/ | GCPT | [14 empty] | 4434.14 | NO-ESTIMATION | NO-ESTIMATION | NO-ESTIMATION | NO-ESTIMATION | CAPACITY-FACTOR-V1
CHN | China | Chongqing Shuanghuai power station |  | WRI1070687 | 1920 | 30.1621 | 106.5474 | Coal |  |  |  | 2011.0 | China Power Investment Corporation (CPI) | GCPT | https://endcoal.org/global-coal-plant-tracker/ | GCPT | 1062862 | [13 empty] | 9355.56 | NO-ESTIMATION | NO-ESTIMATION | NO-ESTIMATION | NO-ESTIMATION | CAPACITY-FACTOR-V1
CHN | China | Hubei Xingfu power station |  | WRI1070652 | 180 | 30.1919 | 112.6051 | Coal |  |  |  | 2005.0 | Hubei Xingfu Industry Co Ltd | GCPT | https://endcoal.org/global-coal-plant-tracker/ | GCPT | 1082209 | [13 empty] | 877.08 | NO-ESTIMATION | NO-ESTIMATION | NO-ESTIMATION | NO-ESTIMATION | NO-ESTIMATION
CHN | China | Huadian Xisaishan power station |  | WRI1070407 | 2020 | 30.2031 | 115.1803 | Coal |  |  |  | 2009.0 | China Huadian Group Corporation | GCPT | https://endcoal.org/global-coal-plant-tracker/ | GCPT | 1060930 | [13 empty] | 9842.83 | NO-ESTIMATION | NO-ESTIMATION | NO-ESTIMATION | NO-ESTIMATION | CAPACITY-FACTOR-V1
CHN | China | Shaoxing Binhai power station |  | WRI1070518 | 800 | 30.2269 | 120.7176 | Coal |  |  |  | 2013.0 | Zhejiang Zheneng Electric Power Co Ltd | GCPT | https://endcoal.org/global-coal-plant-tracker/ | GCPT | 1077115 | [13 empty] | 3898.15 | NO-ESTIMATION | NO-ESTIMATION | NO-ESTIMATION | NO-ESTIMATION | CAPACITY-FACTOR-V1
CHN | China | Huangshi power station |  | WRI1070532 | 330 | 30.2287 | 115.0752 | Coal |  |  |  | 1997.0 | China Huadian Group Corporation | GCPT | https://endcoal.org/global-coal-plant-tracker/ | GCPT | 1011847 | [13 empty] | 1607.98 | NO-ESTIMATION | NO-ESTIMATION | NO-ESTIMATION | NO-ESTIMATION | NO-ESTIMATION
CHN | China | Long Chen Paper Jingzhou captive power station |  | WRI1075671 | 105 | 30.2609 | 111.5907 | Coal |  |  |  | 2017.0 | Long Chen Paper (China) Co | GCPT | https://endcoal.org/global-coal-plant-tracker/ | GCPT | [14 empty] | 511.63 | NO-ESTIMATION | NO-ESTIMATION | NO-ESTIMATION | NO-ESTIMATION | CAPACITY-FACTOR-V1
CHN | China | Guodian Changyuan Jingzhou power station |  | WRI1070545 | 600 | 30.2971 | 112.3086 | Coal |  |  |  | 2000.0 | China Guodian Group Corporation | GCPT | https://endcoal.org/global-coal-plant-tracker/ | GCPT | 1077209 | [13 empty] | 2923.61 | NO-ESTIMATION | NO-ESTIMATION | NO-ESTIMATION | NO-ESTIMATION | NO-ESTIMATION
CHN | China | Yichang East power station |  | WRI1070413 | 600 | 30.3269 | 111.4904 | Coal |  |  |  | 2009.0 | East Sun Industrial Development Co Ltd | GCPT | https://endcoal.org/global-coal-plant-tracker/ | GCPT | 1082540 | [13 empty] | 2923.61 | NO-ESTIMATION | NO-ESTIMATION | NO-ESTIMATION | NO-ESTIMATION | CAPACITY-FACTOR-V1
CHN | China | Banshan Coal |  | WRI1070247 | 250 | 30.3612 | 120.1435 | Coal |  |  |  |  | Shenhua Guohua Electric Power Co Ltd | Industry About | https://industryabout.com/country-territories-3/1705-china/fossil-fuels-energy/32905-banshan-coal-power-plant | Industry About | [14 empty] | 1218.17 | NO-ESTIMATION | NO-ESTIMATION | NO-ESTIMATION | NO-ESTIMATION | CAPACITY-FACTOR-V1
CHN | China | Chongqing Shizhu power station |  | WRI1070688 | 700 | 30.3907 | 108.2201 | Coal |  |  |  | 2014.0 | Datang International Power Generation Company | GCPT | https://endcoal.org/global-coal-plant-tracker/ | GCPT | [14 empty] | 3410.88 | NO-ESTIMATION | NO-ESTIMATION | NO-ESTIMATION | NO-ESTIMATION | CAPACITY-FACTOR-V1
CHN | China | Yichang Xiaoting power station |  | WRI1070406 | 700 | 30.4969 | 111.4421 | Coal |  |  |  | 2014.0 | China Resources Power Holdings Co Ltd | GCPT | https://endcoal.org/global-coal-plant-tracker/ | GCPT | 1087566 | [13 empty] | 3410.88 | NO-ESTIMATION | NO-ESTIMATION | NO-ESTIMATION | NO-ESTIMATION | CAPACITY-FACTOR-V1
CHN | China | Sinopec Anqing power station |  | WRI1070405 | 200 | 30.5135 | 117.0190 | Coal |  |  |  | 1995.0 | China Petroleum & Chemical Corporation Limited (SINOPEC) | GCPT | https://endcoal.org/global-coal-plant-tracker/ | GCPT | 1058710 | [13 empty] | 974.53 | NO-ESTIMATION | NO-ESTIMATION | NO-ESTIMATION | NO-ESTIMATION | CAPACITY-FACTOR-V1
CHN | China | Guangan power station |  | WRI1070064 | 2400 | 30.5288 | 106.8256 | Coal |  |  |  | 2004.0 | China Huadian Group Corporation | GCPT | https://endcoal.org/global-coal-plant-tracker/ | GCPT | 1044616 | [13 empty] | 11694.45 | NO-ESTIMATION | NO-ESTIMATION | NO-ESTIMATION | NO-ESTIMATION | CAPACITY-FACTOR-V1
CHN | China | Shenhua Anqing power station |  | WRI1070404 | 2640 | 30.5411 | 117.1717 | Coal |  |  |  | 2013.0 | Shenhua Anqing Power Station | GCPT | https://endcoal.org/global-coal-plant-tracker/ | GCPT | 1048292 | [13 empty] | 12863.9 | NO-ESTIMATION | NO-ESTIMATION | NO-ESTIMATION | WIND-V1 | WIND-V1
CHN | China | Hubei Ezhou power station |  | WRI1070785 | 1900 | 30.5519 | 114.6425 | Coal |  |  |  | 2012.0 | Hubei Energy Group Co Ltd | GCPT | https://endcoal.org/global-coal-plant-tracker/ | GCPT | 1018928 | [13 empty] | 9258.11 | NO-ESTIMATION | NO-ESTIMATION | NO-ESTIMATION | NO-ESTIMATION | CAPACITY-FACTOR-V1
CHN | China | Zhejiang Zhapu EDP power station |  | WRI1070640 | 37 | 30.6035 | 121.0466 | Coal |  |  |  |  | Zhejiang Jiahua Industrial Park Investment & Development Company | GCPT | https://endcoal.org/global-coal-plant-tracker/ | GCPT | 1086620 | [13 empty] | 180.28 | NO-ESTIMATION | NO-ESTIMATION | NO-ESTIMATION | NO-ESTIMATION | CAPACITY-FACTOR-V1
CHN | China | Zhejiang Jian Paper Container power station |  | WRI1075793 | 84 | 30.6055 | 121.0064 | Coal |  |  |  | 2006.0 | Zhejiang Jian Paper Container Co | GCPT | https://endcoal.org/global-coal-plant-tracker/ | GCPT | [14 empty] | 409.3 | HYDRO-V1 | HYDRO-V1 | HYDRO-V1 | HYDRO-V1 | HYDRO-V1
CHN | China | Jiaxing power station |  | WRI1070511 | 5000 | 30.6283 | 121.1436 | Coal |  |  |  | 2006.0 | Jiaxing Power Generation Co Ltd | GCPT | https://endcoal.org/global-coal-plant-tracker/ | GCPT | 1033842 | [13 empty] | 24363.45 | NO-ESTIMATION | NO-ESTIMATION | NO-ESTIMATION | NO-ESTIMATION | SOLAR-V1
CHN | China | Qingshan power station |  | WRI1070553 | 1030 | 30.6288 | 114.4368 | Coal |  |  |  | 1997.0 | China Guodian Group Corporation | GCPT | https://endcoal.org/global-coal-plant-tracker/ | GCPT | 1011856 | [13 empty] | 5018.87 | NO-ESTIMATION | NO-ESTIMATION | NO-ESTIMATION | WIND-V1 | WIND-V1
CHN | China | WISCO Qingshan power station |  | WRI1070544 | 440 | 30.6387 | 114.4654 | Coal |  |  |  | 1996.0 | Wuhan Iron & Steel Co Ltd (WISCO) | GCPT | https://endcoal.org/global-coal-plant-tracker/ | GCPT | 1011856 | [13 empty] | 2143.98 | NO-ESTIMATION | NO-ESTIMATION | NO-ESTIMATION | NO-ESTIMATION | CAPACITY-FACTOR-V1
CHN | China | Wuhan Ethylene power station |  | WRI1070410 | 240 | 30.6529 | 114.5303 | Coal |  |  |  | 2012.0 | SINOPEC Wuhan Company | GCPT | https://endcoal.org/global-coal-plant-tracker/ | GCPT | 1082561 | [13 empty] | 1169.44 | NO-ESTIMATION | NO-ESTIMATION | NO-ESTIMATION | NO-ESTIMATION | CAPACITY-FACTOR-V1
CHN | China | Hanchuan power station |  | WRI1070276 | 3260 | 30.6565 | 113.9173 | Coal |  |  |  | 2007.0 | Guodian Changyuan Electric Power Co Ltd | GCPT | https://endcoal.org/global-coal-plant-tracker/ | GCPT | 1011844 | [13 empty] | 15884.97 | NO-ESTIMATION | NO-ESTIMATION | NO-ESTIMATION | NO-ESTIMATION | CAPACITY-FACTOR-V1
CHN | China | Shenhua Wanzhou power station |  | WRI1070696 | 2000 | 30.6777 | 108.3990 | Coal |  |  |  | 2015.0 | Shenhua Guohua Electric Power Corporation | GCPT | https://endcoal.org/global-coal-plant-tracker/ | GCPT | 1089649 | [13 empty] | 9745.38 | NO-ESTIMATION | NO-ESTIMATION | NO-ESTIMATION | NO-ESTIMATION | CAPACITY-FACTOR-V1
CHN | China | Huaneng Yangluo power station |  | WRI1070408 | 2400 | 30.6931 | 114.5437 | Coal |  |  |  | 2000.0 | China Huaneng Group Corporation (CHNG) | GCPT | https://endcoal.org/global-coal-plant-tracker/ | GCPT | 1033515 | [13 empty] | 11694.45 | NO-ESTIMATION | NO-ESTIMATION | NO-ESTIMATION | NO-ESTIMATION | CAPACITY-FACTOR-V1
CHN | China | Shanghai Jinshan-1 power station |  | WRI1070166 | 250 | 30.6984 | 121.2777 | Coal |  |  |  |  | Shanghai Petrochemical Company (SPC) | GCPT | https://endcoal.org/global-coal-plant-tracker/ | GCPT | 1013920 | [13 empty] | 1218.17 | NO-ESTIMATION | NO-ESTIMATION | NO-ESTIMATION | NO-ESTIMATION | CAPACITY-FACTOR-V1
CHN | China | Chizhou Jiuhua power station |  | WRI1070537 | 600 | 30.7524 | 117.5909 | Coal |  |  |  | 2005.0 | Chizhou Jiuhua Power Station | GCPT | https://endcoal.org/global-coal-plant-tracker/ | GCPT | 1050868 | [13 empty] | 2923.61 | NO-ESTIMATION | NO-ESTIMATION | NO-ESTIMATION | NO-ESTIMATION | NO-ESTIMATION
CHN | China | Shanghai Caojing power station |  | WRI1070021 | 2000 | 30.7607 | 121.4008 | Coal |  |  |  | 2010.0 | Shanghai Electric Group Company Limited | GCPT | https://endcoal.org/global-coal-plant-tracker/ | GCPT | 1076887 | [13 empty] | 9745.38 | NO-ESTIMATION | SOLAR-V1 | SOLAR-V1 | SOLAR-V1 | SOLAR-V1
CHN | China | Jiaxing Xinjiaaisi Cogen power station |  | WRI1075652 | 100 | 30.8441 | 120.7193 | Coal |  |  |  | 2008.0 | Zhejiang Materials Industry Co | GCPT | https://endcoal.org/global-coal-plant-tracker/ | GCPT | [14 empty] | 487.26 | NO-ESTIMATION | NO-ESTIMATION | NO-ESTIMATION | NO-ESTIMATION | CAPACITY-FACTOR-V1
CHN | China | Anhui Xuancheng power station |  | WRI1070277 | 1320 | 30.8695 | 118.8648 | Coal |  |  |  | 2012.0 | SDIC Huajing Power Holdings Co Ltd | GCPT | https://endcoal.org/global-coal-plant-tracker/ | GCPT | 1070478 | [13 empty] | 6431.95 | SOLAR-V1 | SOLAR-V1 | SOLAR-V1 | SOLAR-V1 | SOLAR-V1
CHN | China | Tongling Wanneng power station |  | WRI1070048 | 2600 | 30.8818 | 117.7644 | Coal |  |  |  | 2009.0 | Anhui Tongling Power Generation Co Ltd | GCPT | https://endcoal.org/global-coal-plant-tracker/ | GCPT | [14 empty] | 12668.99 | NO-ESTIMATION | NO-ESTIMATION | NO-ESTIMATION | NO-ESTIMATION | CAPACITY-FACTOR-V1
CHN | China | Huayingshan power station |  | WRI1070794 | 600 | 30.8882 | 107.0508 | Coal |  |  |  | 1997.0 | China Guodian Group Corporation | GCPT | https://endcoal.org/global-coal-plant-tracker/ | GCPT | 1028818 | [13 empty] | 2923.61 | WIND-V1 | WIND-V1 | WIND-V1 | WIND-V1 | WIND-V1
CHN | China | Suzhou Susheng Cogen power station |  | WRI1075732 | 110 | 30.9022 | 120.6720 | Coal |  |  |  | 2005.0 | Jiangsu Susheng Cogen Power Co | GCPT | https://endcoal.org/global-coal-plant-tracker/ | GCPT | [14 empty] | 535.99 | SOLAR-V1 | SOLAR-V1 | SOLAR-V1 | SOLAR-V1 | SOLAR-V1
CHN | China | Huaneng Changxing power station |  | WRI1070253 | 1320 | 30.9144 | 119.9625 | Coal |  |  |  | 2011.0 | China Huaneng Group Corporation (CHNG) | GCPT | https://endcoal.org/global-coal-plant-tracker/ | GCPT | 1013915 | [13 empty] | 6431.95 | NO-ESTIMATION | NO-ESTIMATION | NO-ESTIMATION | NO-ESTIMATION | CAPACITY-FACTOR-V1
CHN | China | Huaneng Yingcheng power station |  | WRI1070414 | 400 | 30.9149 | 113.6611 | Coal |  |  |  | 2015.0 | China Huaneng Group Corporation (CHNG) | GCPT | https://endcoal.org/global-coal-plant-tracker/ | GCPT | 1087535 | [13 empty] | 1949.07 | HYDRO-V1 | HYDRO-V1 | HYDRO-V1 | HYDRO-V1 | HYDRO-V1
CHN | China | Zheneng Changxing power station |  | WRI1070510 | 1200 | 30.9919 | 119.9293 | Coal |  |  |  | 2004.0 | Zhejiang Zheneng Electric Power Co Ltd | GCPT | https://endcoal.org/global-coal-plant-tracker/ | GCPT | 1098364 | [13 empty] | 5847.22 | HYDRO-V1 | HYDRO-V1 | HYDRO-V1 | HYDRO-V1 | HYDRO-V1
CHN | China | Guodian Jingmen power station |  | WRI1070641 | 1200 | 31.0371 | 112.2316 | Coal |  |  |  | 1996.0 | China Guodian Group Corporation | GCPT | https://endcoal.org/global-coal-plant-tracker/ | GCPT | 1011849 | [13 empty] | 5847.22 | NO-ESTIMATION | NO-ESTIMATION | NO-ESTIMATION | NO-ESTIMATION | CAPACITY-FACTOR-V1
CHN | China | Huaneng Jingmen power station |  | WRI1070642 | 700 | 31.0582 | 112.2487 | Coal |  |  |  | 2014.0 | China Huaneng Group Corporation (CHNG) | GCPT | https://endcoal.org/global-coal-plant-tracker/ | GCPT | 1093552 | [13 empty] | 3410.88 | HYDRO-V1 | HYDRO-V1 | HYDRO-V1 | HYDRO-V1 | HYDRO-V1
CHN | China | Wujing power station |  | WRI1070168 | 1800 | 31.0620 | 121.4664 | Coal |  |  |  | 1996.0 | Shanghai Wujing Power LLC | GCPT | https://endcoal.org/global-coal-plant-tracker/ | GCPT | 1028561 | [13 empty] | 8770.84 | NO-ESTIMATION | NO-ESTIMATION | NO-ESTIMATION | NO-ESTIMATION | CAPACITY-FACTOR-V1
CHN | China | Tongling Guodian power station |  | WRI1070050 | 1200 | 31.0711 | 117.9634 | Coal |  |  |  | 2008.0 | Guodian Tongling Power Generation Co Ltd | GCPT | https://endcoal.org/global-coal-plant-tracker/ | GCPT | 1072748 | [13 empty] | 5847.22 | NO-ESTIMATION | NO-ESTIMATION | NO-ESTIMATION | NO-ESTIMATION | CAPACITY-FACTOR-V1
CHN | China | Huadian Fengjie power station |  | WRI1072554 | 1200 | 31.1188 | 109.4473 | Coal |  |  |  | 2016.0 | Huadian Power International Corporation Limited | GCPT | https://endcoal.org/global-coal-plant-tracker/ | GCPT | 1098478 | [13 empty] | 5847.22 | NO-ESTIMATION | NO-ESTIMATION | NO-ESTIMATION | NO-ESTIMATION | CAPACITY-FACTOR-V1
CHN | China | CPI Dabieshan power station |  | WRI1070775 | 1200 | 31.1419 | 114.8922 | Coal |  |  |  | 2008.0 | China Power Investment Corporation (CPI) | GCPT | https://endcoal.org/global-coal-plant-tracker/ | GCPT | 1086091 | [13 empty] | 5847.22 | WIND-V1 | WIND-V1 | WIND-V1 | WIND-V1 | WIND-V1
CHN | China | Huadian Wuhu power station |  | WRI1070049 | 1320 | 31.2376 | 118.1500 | Coal |  |  |  | 2012.0 | Huadian Power International Company Limited | GCPT | https://endcoal.org/global-coal-plant-tracker/ | GCPT | 1070491 | [13 empty] | 6431.95 | NO-ESTIMATION | NO-ESTIMATION | NO-ESTIMATION | NO-ESTIMATION | CAPACITY-FACTOR-V1
CHN | China | Suzhou Dongwu Cogen power station |  | WRI1070389 | 50 | 31.2551 | 120.7633 | Coal |  |  |  | 2004.0 | Suzhou Dongwu Cogeneration Co Ltd | GCPT | https://endcoal.org/global-coal-plant-tracker/ | GCPT | [14 empty] | 243.63 | NO-ESTIMATION | NO-ESTIMATION | NO-ESTIMATION | NO-ESTIMATION | CAPACITY-FACTOR-V1
CHN | China | Chongqing Baihe power station |  | WRI1070692 | 600 | 31.2691 | 108.4561 | Coal |  |  |  | 2004.0 | China Power Investment Corporation (CPI) | GCPT | https://endcoal.org/global-coal-plant-tracker/ | GCPT | 1058771 | [13 empty] | 2923.61 | HYDRO-V1 | HYDRO-V1 | HYDRO-V1 | HYDRO-V1 | HYDRO-V1
CHN | China | Gold Huasheng Mill power station |  | WRI1070395 | 100 | 31.3062 | 120.8446 | Coal |  |  |  | 1998.0 | Asia Pulp & Paper (APP) | GCPT | https://endcoal.org/global-coal-plant-tracker/ | GCPT | 1046814 | [13 empty] | 487.26 | NO-ESTIMATION | NO-ESTIMATION | NO-ESTIMATION | NO-ESTIMATION | CAPACITY-FACTOR-V1
CHN | China | Wanyuan power station |  | WRI1070066 | 600 | 31.3245 | 107.4914 | Coal |  |  |  | 2008.0 | Sichuan Prov Invest Group Co Ltd | GCPT | https://endcoal.org/global-coal-plant-tracker/ | GCPT | 1084537 | [13 empty] | 2923.61 | HYDRO-V1 | HYDRO-V1 | HYDRO-V1 | HYDRO-V1 | HYDRO-V1
CHN | China | Shanghai Gaoqiao power station |  | WRI1075716 | 150 | 31.3253 | 121.5665 | Coal |  |  |  | 1979.0 | Gaoqiao Petrochemical Co | GCPT | https://endcoal.org/global-coal-plant-tracker/ | GCPT | [14 empty] | 730.9 | NO-ESTIMATION | NO-ESTIMATION | NO-ESTIMATION | NO-ESTIMATION | CAPACITY-FACTOR-V1
CHN | China | Nanya Cogen power station |  | WRI1075686 | 148 | 31.3330 | 120.9784 | Coal |  |  |  | 2004.0 | Formosa Kunshan Cogen Co | GCPT | https://endcoal.org/global-coal-plant-tracker/ | GCPT | [14 empty] | 721.15 | HYDRO-V1 | HYDRO-V1 | HYDRO-V1 | HYDRO-V1 | HYDRO-V1
CHN | China | Waigaoqiao power station |  | WRI1070165 | 5240 | 31.3536 | 121.6003 | Coal |  |  |  | 2004.0 | Shanghai Electric Group Company Limited | GCPT | https://endcoal.org/global-coal-plant-tracker/ | GCPT | 1028560 | [13 empty] | 25532.89 | NO-ESTIMATION | NO-ESTIMATION | NO-ESTIMATION | NO-ESTIMATION | CAPACITY-FACTOR-V1
CHN | China | Yixing Cogen power station |  | WRI1070230 | 120 | 31.3701 | 119.7727 | Coal |  |  |  | 2004.0 | China Resources Power Holdings Co Ltd | GCPT | https://endcoal.org/global-coal-plant-tracker/ | GCPT | 1062423 | [13 empty] | 584.72 | NO-ESTIMATION | NO-ESTIMATION | NO-ESTIMATION | NO-ESTIMATION | CAPACITY-FACTOR-V1
CHN | China | Yixing - Union 1-4 Coal |  | WRI1070236 | 150 | 31.3929 | 119.8291 | Coal |  |  |  | 1995.0 | Union Energy Co | Industry About | https://industryabout.com/country-territories-3/1705-china/fossil-fuels-energy/33054-yixing-union-1-4-coal-power-plant | Industry About | [14 empty] | 730.9 | NO-ESTIMATION | NO-ESTIMATION | NO-ESTIMATION | NO-ESTIMATION | CAPACITY-FACTOR-V1
CHN | China | Yixing Xielian power station |  | WRI1070235 | 270 | 31.3962 | 119.8283 | Coal |  |  |  | 2002.0 | Union Energy Co | GCPT | https://endcoal.org/global-coal-plant-tracker/ | GCPT | [14 empty] | 1315.62 | NO-ESTIMATION | NO-ESTIMATION | NO-ESTIMATION | NO-ESTIMATION | CAPACITY-FACTOR-V1
CHN | China | Yixing - Guoxing Gas |  | WRI1070229 | 800 | 31.3976 | 119.8273 | Coal |  |  |  | 2015.0 | Guoxin Yixing Power Station | Industry About | https://industryabout.com/country-territories-3/1705-china/fossil-fuels-energy/33053-yixing-guoxing-gas-power-plant | Industry About | 1105045 | [13 empty] | 3898.15 | NO-ESTIMATION | SOLAR-V1 | SOLAR-V1 | SOLAR-V1 | SOLAR-V1
CHN | China | Kunshan Coal |  | WRI1070159 | 50 | 31.4091 | 120.9230 | Coal |  |  |  | 2003.0 | Kunshan Xinyuan Environmental Thermal Power Co Ltd | Industry About | https://industryabout.com/country-territories-3/1705-china/fossil-fuels-energy/33013-kunshan-coal-power-plant | Industry About | 1062211 | [13 empty] | 243.63 | NO-ESTIMATION | NO-ESTIMATION | NO-ESTIMATION | NO-ESTIMATION | CAPACITY-FACTOR-V1
CHN | China | Baoshan Works power station |  | WRI1070020 | 1050 | 31.4424 | 121.4361 | Coal |  |  |  | 1986.0 |  | GCPT | https://endcoal.org/global-coal-plant-tracker/ | GCPT | 1013911 | [13 empty] | 5116.32 | NO-ESTIMATION | NO-ESTIMATION | NO-ESTIMATION | NO-ESTIMATION | CAPACITY-FACTOR-V1
CHN | China | Huadian Wangting power station |  | WRI1070283 | 1920 | 31.4444 | 120.4364 | Coal |  |  |  | 2004.0 | Huadian Power International Company Limited | GCPT | https://endcoal.org/global-coal-plant-tracker/ | GCPT | [14 empty] | 9355.56 | NO-ESTIMATION | NO-ESTIMATION | NO-ESTIMATION | NO-ESTIMATION | CAPACITY-FACTOR-V1
CHN | China | Wuhu Zhongdian power station |  | WRI1070047 | 1320 | 31.4528 | 118.3445 | Coal |  |  |  | 2008.0 | China Power Investment Corporation (CPI) | GCPT | https://endcoal.org/global-coal-plant-tracker/ | GCPT | 1010207 | [13 empty] | 6431.95 | HYDRO-V1 | HYDRO-V1 | HYDRO-V1 | HYDRO-V1 | HYDRO-V1
CHN | China | Shidongkou power station |  | WRI1070164 | 3820 | 31.4651 | 121.4048 | Coal |  |  |  | 1997.0 | China Huaneng Group Corporation (CHNG) | GCPT | https://endcoal.org/global-coal-plant-tracker/ | GCPT | 1018919 | [13 empty] | 18613.67 | NO-ESTIMATION | NO-ESTIMATION | NO-ESTIMATION | NO-ESTIMATION | CAPACITY-FACTOR-V1
CHN | China | Datang Maanshan Dangtu power station |  | WRI1070766 | 1320 | 31.5347 | 118.4139 | Coal |  |  |  | 2008.0 | Datang International Power Generation Co Ltd | GCPT | https://endcoal.org/global-coal-plant-tracker/ | GCPT | [14 empty] | 6431.95 | NO-ESTIMATION | NO-ESTIMATION | NO-ESTIMATION | NO-ESTIMATION | CAPACITY-FACTOR-V1
CHN | China | Guohua Taicang power station |  | WRI1070271 | 1260 | 31.5877 | 121.2556 | Coal |  |  |  | 2006.0 | Shenhua Guohua Electric Power Corporation | GCPT | https://endcoal.org/global-coal-plant-tracker/ | GCPT | 1096175 | [13 empty] | 6139.59 | HYDRO-V1 | HYDRO-V1 | HYDRO-V1 | HYDRO-V1 | HYDRO-V1
CHN | China | Taicanggang power station |  | WRI1070627 | 1300 | 31.5877 | 121.2566 | Coal |  |  |  | 2004.0 | Taicang GCL Power Co Ltd | GCPT | https://endcoal.org/global-coal-plant-tracker/ | GCPT | 1074888 | [13 empty] | 6334.49 | NO-ESTIMATION | NO-ESTIMATION | NO-ESTIMATION | NO-ESTIMATION | CAPACITY-FACTOR-V1
CHN | China | Jiulong Paper Mill Hailong power station |  | WRI1075661 | 270 | 31.5913 | 121.2502 | Coal |  |  |  |  | Hailong Paper (Taicang) Co Ltd | GCPT | https://endcoal.org/global-coal-plant-tracker/ | GCPT | [14 empty] | 1315.62 | NO-ESTIMATION | NO-ESTIMATION | NO-ESTIMATION | SOLAR-V1 | SOLAR-V1
CHN | China | Jiulong Paper Mill Jiulong power station |  | WRI1075662 | 320 | 31.5913 | 121.2502 | Coal |  |  |  | 2007.0 | Hailong Paper (Taicang) Co Ltd | GCPT | https://endcoal.org/global-coal-plant-tracker/ | GCPT | [14 empty] | 1559.26 | NO-ESTIMATION | NO-ESTIMATION | NO-ESTIMATION | NO-ESTIMATION | NO-ESTIMATION
CHN | China | Huaneng Chaohu power station |  | WRI1070403 | 1200 | 31.6516 | 117.8225 | Coal |  |  |  | 2008.0 | China Huaneng Group Corporation (CHNG) | GCPT | https://endcoal.org/global-coal-plant-tracker/ | GCPT | 1070475 | [13 empty] | 5847.22 | NO-ESTIMATION | NO-ESTIMATION | NO-ESTIMATION | NO-ESTIMATION | CAPACITY-FACTOR-V1
CHN | China | Huadian Luan power station |  | WRI1070769 | 1320 | 31.6561 | 116.4914 | Coal |  |  |  | 2013.0 | Huadian Power International Company Limited | GCPT | https://endcoal.org/global-coal-plant-tracker/ | GCPT | 1078467 | [13 empty] | 6431.95 | NO-ESTIMATION | NO-ESTIMATION | NO-ESTIMATION | NO-ESTIMATION | NO-ESTIMATION
CHN | China | Huaneng Taicang power station |  | WRI1070273 | 1900 | 31.6566 | 121.1799 | Coal |  |  |  | 2004.0 | China Huaneng Group Corporation (CHNG) | GCPT | https://endcoal.org/global-coal-plant-tracker/ | GCPT | 1028434 | [13 empty] | 9258.11 | NO-ESTIMATION | NO-ESTIMATION | NO-ESTIMATION | NO-ESTIMATION | CAPACITY-FACTOR-V1
CHN | China | Changzhou Zhongtian Iron & Steel power station |  | WRI1075586 | 230 | 31.7078 | 120.0878 | Coal |  |  |  | 2005.0 | Changzhou Zhongtian Iron&Steel Co | GCPT | https://endcoal.org/global-coal-plant-tracker/ | GCPT | [14 empty] | 1120.71 | NO-ESTIMATION | NO-ESTIMATION | NO-ESTIMATION | NO-ESTIMATION | CAPACITY-FACTOR-V1
CHN | China | Maanshan Steel power station |  | WRI1075678 | 375 | 31.7175 | 118.4667 | Coal |  |  |  | 2000.0 | Maanshan Iron & Steel Co Ltd | GCPT | https://endcoal.org/global-coal-plant-tracker/ | GCPT | [14 empty] | 1827.25 | NO-ESTIMATION | NO-ESTIMATION | SOLAR-V1 | SOLAR-V1 | SOLAR-V1
CHN | China | Jinyuan Thermal power station |  | WRI1070536 | 50 | 31.7220 | 117.2108 | Coal |  |  |  | 2008.0 | Jinyuan Thermal Power Plant | GCPT | https://endcoal.org/global-coal-plant-tracker/ | GCPT | [14 empty] | 243.63 | NO-ESTIMATION | NO-ESTIMATION | NO-ESTIMATION | NO-ESTIMATION | CAPACITY-FACTOR-V1
CHN | China | Maanshan - Masteel Coal |  | WRI1070765 | 525 | 31.7328 | 118.4892 | Coal |  |  |  |  | Maanshan Iron & Steel Company Limited (MASTEEL) | Industry About | https://industryabout.com/country-territories-3/1705-china/fossil-fuels-energy/32975-maanshan-masteel-coal-power-plant | Industry About | 1062648 | [13 empty] | 2558.16 | NO-ESTIMATION | NO-ESTIMATION | NO-ESTIMATION | NO-ESTIMATION | CAPACITY-FACTOR-V1
CHN | China | WEnergy Maanshan Power Station |  | WRI1070764 | 2640 | 31.7375 | 118.4797 | Coal |  |  |  | 2005.0 | Anhui Tongling Power Generation Co Ltd | GCPT | https://endcoal.org/global-coal-plant-tracker/ | GCPT | 1010201 | [13 empty] | 12863.9 | NO-ESTIMATION | NO-ESTIMATION | NO-ESTIMATION | NO-ESTIMATION | CAPACITY-FACTOR-V1
CHN | China | Jiangsu Leeman Paper power station |  | WRI1075647 | 150 | 31.7533 | 121.0050 | Coal |  |  |  | 2006.0 | Jiangsu Lee & Man Paper | GCPT | https://endcoal.org/global-coal-plant-tracker/ | GCPT | [14 empty] | 730.9 | SOLAR-V1 | SOLAR-V1 | SOLAR-V1 | SOLAR-V1 | SOLAR-V1
CHN | China | UPM Changshu power station |  | WRI1070275 | 100 | 31.7535 | 121.0051 | Coal |  |  |  | 1999.0 | UPM Changshu Paper Mill | GCPT | https://endcoal.org/global-coal-plant-tracker/ | GCPT | 1073711 | [13 empty] | 487.26 | HYDRO-V1 | HYDRO-V1 | HYDRO-V1 | HYDRO-V1 | HYDRO-V1
CHN | China | CPI Changshu-1 power station |  | WRI1070281 | 3320 | 31.7563 | 120.9731 | Coal |  |  |  | 2005.0 | China Power Investment Corporation (CPI) | GCPT | https://endcoal.org/global-coal-plant-tracker/ | Industry About | 1058769 | [13 empty] | 16177.33 | NO-ESTIMATION | NO-ESTIMATION | NO-ESTIMATION | NO-ESTIMATION | CAPACITY-FACTOR-V1
CHN | China | Changshu-2 power station |  | WRI1070280 | 1950 | 31.7578 | 120.9790 | Coal |  |  |  | 2005.0 | China Resources Power Holdings Co Ltd | GCPT | https://endcoal.org/global-coal-plant-tracker/ | GCPT | 1056551 | [13 empty] | 9501.74 | NO-ESTIMATION | NO-ESTIMATION | NO-ESTIMATION | NO-ESTIMATION | SOLAR-V1
CHN | China | Hengshan Jiangsu power station |  | WRI1070761 | 115 | 31.7652 | 120.1234 | Coal |  |  |  | 2007.0 | Jiangsu Electric Power Corp | GCPT | https://endcoal.org/global-coal-plant-tracker/ | GCPT | 1058709 | [13 empty] | 560.35 | NO-ESTIMATION | NO-ESTIMATION | NO-ESTIMATION | SOLAR-V1 | SOLAR-V1
CHN | China | Hefei-2 power station |  | WRI1070541 | 700 | 31.8043 | 117.5072 | Coal |  |  |  | 2001.0 | Hefei 2 Power Station | GCPT | https://endcoal.org/global-coal-plant-tracker/ | GCPT | 1032518 | [13 empty] | 3410.88 | NO-ESTIMATION | NO-ESTIMATION | NO-ESTIMATION | NO-ESTIMATION | CAPACITY-FACTOR-V1
CHN | China | Jiangyou power station |  | WRI1070793 | 1260 | 31.8045 | 104.7679 | Coal |  |  |  | 1998.0 | Sichuan Bashu Electric Power Development Co Ltd | GCPT | https://endcoal.org/global-coal-plant-tracker/ | GCPT | 1058757 | [13 empty] | 6139.59 | WIND-V1 | WIND-V1 | WIND-V1 | WIND-V1 | WIND-V1
CHN | China | Jiangsu OJI Paper Cogen power station |  | WRI1075649 | 80 | 31.8268 | 120.9535 | Coal |  |  |  | 2010.0 | Jiangsu OJI Paper Co | GCPT | https://endcoal.org/global-coal-plant-tracker/ | GCPT | [14 empty] | 389.81 | NO-ESTIMATION | NO-ESTIMATION | SOLAR-V1 | SOLAR-V1 | SOLAR-V1
CHN | China | Jiangyin Cogen power station |  | WRI1075650 | 150 | 31.8436 | 120.4103 | Coal |  |  |  | 1993.0 | Jiangyin Cogen Power Co | GCPT | https://endcoal.org/global-coal-plant-tracker/ | GCPT | [14 empty] | 730.9 | NO-ESTIMATION | NO-ESTIMATION | SOLAR-V1 | SOLAR-V1 | SOLAR-V1
CHN | China | Xinyuan Coal |  | WRI1070005 | 30 | 31.8930 | 121.2093 | Coal |  |  |  | 2004.0 | Haimen Xinyuan Environmental Thermal Power Co Ltd | Industry About | https://industryabout.com/country-territories-3/1705-china/fossil-fuels-energy/33042-xinyuan-coal-power-plant | Industry About | 1062213 | [13 empty] | 146.18 | NO-ESTIMATION | NO-ESTIMATION | NO-ESTIMATION | NO-ESTIMATION | CAPACITY-FACTOR-V1
CHN | China | Nanjing Meishan power station |  | WRI1075683 | 110 | 31.9007 | 118.6140 | Coal |  |  |  | 2001.0 | Meishan Iron & Steel Co Ltd. | GCPT | https://endcoal.org/global-coal-plant-tracker/ | GCPT | [14 empty] | 535.99 | NO-ESTIMATION | NO-ESTIMATION | NO-ESTIMATION | NO-ESTIMATION | CAPACITY-FACTOR-V1
CHN | China | Xiangfan power station |  | WRI1070411 | 2400 | 31.9122 | 112.1662 | Coal |  |  |  | 2002.0 | China Huadian Group Corporation | GCPT | https://endcoal.org/global-coal-plant-tracker/ | GCPT | 1011863 | [13 empty] | 11694.45 | SOLAR-V1 | SOLAR-V1 | SOLAR-V1 | SOLAR-V1 | SOLAR-V1
CHN | China | Hefei power station |  | WRI1070540 | 1260 | 31.9137 | 117.2521 | Coal |  |  |  | 2006.0 | Anhui Hefei United Power Generation Ltd | GCPT | https://endcoal.org/global-coal-plant-tracker/ | GCPT | 1032518 | [13 empty] | 6139.59 | WIND-V1 | WIND-V1 | WIND-V1 | WIND-V1 | WIND-V1
CHN | China | Jiangyin Sulong power station |  | WRI1070003 | 1214 | 31.9192 | 120.2054 | Coal |  |  |  | 2002.0 | China Guodian Group Corporation | GCPT | https://endcoal.org/global-coal-plant-tracker/ | GCPT | [14 empty] | 5915.44 | NO-ESTIMATION | NO-ESTIMATION | NO-ESTIMATION | NO-ESTIMATION | CAPACITY-FACTOR-V1
CHN | China | Ligang power station |  | WRI1070158 | 3960 | 31.9403 | 120.0764 | Coal |  |  |  | 2003.0 | CITIC Limited | GCPT | https://endcoal.org/global-coal-plant-tracker/ | GCPT | 1033524 | [13 empty] | 19295.85 | HYDRO-V1 | HYDRO-V1 | HYDRO-V1 | HYDRO-V1 | HYDRO-V1
CHN | China | Nanre Coal |  | WRI1070153 | 1200 | 31.9473 | 118.6301 | Coal |  |  |  | 2009.0 | China Resources Power Holdings Co Ltd | Industry About | https://industryabout.com/country-territories-3/1705-china/fossil-fuels-energy/33019-nanre-coal-power-plant | Industry About | 1073473 | [13 empty] | 5847.22 | WIND-V1 | WIND-V1 | WIND-V1 | WIND-V1 | WIND-V1
CHN | China | Jiangyin Xingcheng Steel Works power station |  | WRI1075651 | 100 | 31.9511 | 120.3237 | Coal |  |  |  | 2006.0 | Jiangyin Xingcheng Special Steel Works Co.Ltd | GCPT | https://endcoal.org/global-coal-plant-tracker/ | GCPT | [14 empty] | 487.26 | WIND-V1 | WIND-V1 | WIND-V1 | WIND-V1 | WIND-V1
CHN | China | CR Changzhou power station |  | WRI1070274 | 1260 | 31.9576 | 119.9921 | Coal |  |  |  | 2006.0 | Guodian Changzhou Power Co Ltd | GCPT | https://endcoal.org/global-coal-plant-tracker/ | GCPT | 1076890 | [13 empty] | 6139.59 | WIND-V1 | WIND-V1 | WIND-V1 | WIND-V1 | WIND-V1
CHN | China | Zhangjiagang Changyuan Cogen power station |  | WRI1075789 | 70 | 31.9679 | 120.4527 | Coal |  |  |  | 2011.0 |  | GCPT | https://endcoal.org/global-coal-plant-tracker/ | GCPT | [14 empty] | 341.08 | HYDRO-V1 | HYDRO-V1 | HYDRO-V1 | HYDRO-V1 | HYDRO-V1
CHN | China | Zhangjiagang Shagang power station |  | WRI1070023 | 200 | 31.9789 | 120.6334 | Coal |  |  |  | 2004.0 | Jiangsu Shagang - Zhangjiagang Works | GCPT | https://endcoal.org/global-coal-plant-tracker/ | GCPT | 1061482 | [13 empty] | 974.53 | HYDRO-V1 | HYDRO-V1 | HYDRO-V1 | HYDRO-V1 | HYDRO-V1
CHN | China | Zhangjiagang Shazhou power station |  | WRI1070234 | 3260 | 31.9890 | 120.6884 | Coal |  |  |  | 2013.0 | Beijing Sanjili Energy Co Ltd | GCPT | https://endcoal.org/global-coal-plant-tracker/ | GCPT | 1073472 | [13 empty] | 15884.97 | NO-ESTIMATION | NO-ESTIMATION | NO-ESTIMATION | NO-ESTIMATION | CAPACITY-FACTOR-V1
CHN | China | Jiangsu Guoxin Jingjiang power station |  | WRI1070757 | 1320 | 32.0307 | 120.3828 | Coal |  |  |  | 2014.0 | Jingjiang Power Station | GCPT | https://endcoal.org/global-coal-plant-tracker/ | GCPT | 1087989 | [13 empty] | 6431.95 | NO-ESTIMATION | NO-ESTIMATION | NO-ESTIMATION | NO-ESTIMATION | CAPACITY-FACTOR-V1
CHN | China | Jiangsu Nantong power station |  | WRI1070392 | 3404 | 32.0321 | 120.7692 | Coal |  |  |  | 2006.0 | China Huaneng Group Corporation (CHNG) | GCPT | https://endcoal.org/global-coal-plant-tracker/ | GCPT | [14 empty] | 16586.63 | HYDRO-V1 | HYDRO-V1 | HYDRO-V1 | HYDRO-V1 | HYDRO-V1
CHN | China | Tianshenggan power station |  | WRI1070629 | 660 | 32.0349 | 120.7526 | Coal |  |  |  | 1997.0 | Nantong Tianshenggang Power Co Ltd | GCPT | https://endcoal.org/global-coal-plant-tracker/ | GCPT | 1058716 | [13 empty] | 3215.97 | NO-ESTIMATION | NO-ESTIMATION | NO-ESTIMATION | NO-ESTIMATION | CAPACITY-FACTOR-V1
CHN | China | Lusigang power station |  | WRI1070157 | 2640 | 32.0577 | 121.7267 | Coal |  |  |  | 2010.0 | Datang International Power Generation Co Ltd | GCPT | https://endcoal.org/global-coal-plant-tracker/ | GCPT | 1069753 | [13 empty] | 12863.9 | NO-ESTIMATION | NO-ESTIMATION | NO-ESTIMATION | NO-ESTIMATION | CAPACITY-FACTOR-V1
CHN | China | Datang Xinyang power station |  | WRI1070131 | 1940 | 32.1099 | 114.1406 | Coal |  |  |  | 2006.0 | Datang Xinyang Power Station | GCPT | https://endcoal.org/global-coal-plant-tracker/ | GCPT | 1072759 | [13 empty] | 9453.01 | WIND-V1 | WIND-V1 | WIND-V1 | WIND-V1 | WIND-V1
CHN | China | Dongfeng Xiangfan Factory power station |  | WRI1070412 | 100 | 32.1219 | 112.1713 | Coal |  |  |  | 1995.0 | Hubei Xiangfan Dongfeng Automobile Co Ltd | GCPT | https://endcoal.org/global-coal-plant-tracker/ | GCPT | 1011863 | [13 empty] | 487.26 | WIND-V1 | WIND-V1 | WIND-V1 | WIND-V1 | WIND-V1
CHN | China | Singpu Chemicals Taixing power station |  | WRI1075729 | 160 | 32.1524 | 119.9209 | Coal |  |  |  | 2012.0 | Singpu Chemicals Ltd | GCPT | https://endcoal.org/global-coal-plant-tracker/ | GCPT | [14 empty] | 779.63 | HYDRO-V1 | HYDRO-V1 | HYDRO-V1 | HYDRO-V1 | HYDRO-V1
CHN | China | Jingling Sinopec power station |  | WRI1070754 | 200 | 32.1541 | 118.9063 | Coal |  |  |  | 1992.0 | Jinling Sinopec Power Station | GCPT | https://endcoal.org/global-coal-plant-tracker/ | GCPT | 1055280 | [13 empty] | 974.53 | NO-ESTIMATION | NO-ESTIMATION | NO-ESTIMATION | NO-ESTIMATION | NO-ESTIMATION
CHN | China | Huaneng Jinling power station |  | WRI1070758 | 2060 | 32.1716 | 119.0195 | Coal |  |  |  | 2010.0 | China Huaneng Group Corporation (CHNG) | GCPT | https://endcoal.org/global-coal-plant-tracker/ | GCPT | 1037265 | [13 empty] | 10037.74 | NO-ESTIMATION | NO-ESTIMATION | NO-ESTIMATION | NO-ESTIMATION | CAPACITY-FACTOR-V1
CHN | China | Jianbi power station |  | WRI1070756 | 2990 | 32.1779 | 119.5755 | Coal |  |  |  | 2002.0 | China Guodian Group Corporation | GCPT | https://endcoal.org/global-coal-plant-tracker/ | GCPT | 1013919 | [13 empty] | 14569.34 | NO-ESTIMATION | NO-ESTIMATION | NO-ESTIMATION | NO-ESTIMATION | CAPACITY-FACTOR-V1
CHN | China | Jiangsu Zhenjiang power station |  | WRI1070548 | 1820 | 32.1852 | 119.2709 | Coal |  |  |  | 2004.0 | China Resources Power Holdings Co Ltd | GCPT | https://endcoal.org/global-coal-plant-tracker/ | GCPT | 1055234 | [13 empty] | 8868.29 | NO-ESTIMATION | NO-ESTIMATION | NO-ESTIMATION | NO-ESTIMATION | CAPACITY-FACTOR-V1
CHN | China | Guodian Taizhou power station |  | WRI1070626 | 4000 | 32.1872 | 119.9145 | Coal |  |  |  | 2012.0 | China Guodian Group Corporation | GCPT | https://endcoal.org/global-coal-plant-tracker/ | GCPT | 1069474 | [13 empty] | 19490.76 | NO-ESTIMATION | NO-ESTIMATION | NO-ESTIMATION | NO-ESTIMATION | CAPACITY-FACTOR-V1
CHN | China | APP Zhenjiang Jindong Mill power station |  | WRI1075566 | 290 | 32.1944 | 119.6998 | Coal |  |  |  | 2000.0 | Asia Pulp & Paper China | GCPT | https://endcoal.org/global-coal-plant-tracker/ | GCPT | [14 empty] | 1413.08 | NO-ESTIMATION | NO-ESTIMATION | NO-ESTIMATION | NO-ESTIMATION | CAPACITY-FACTOR-V1
CHN | China | Huadian Jurong power station |  | WRI1070162 | 2000 | 32.1949 | 119.2494 | Coal |  |  |  | 2016.0 | Huadian Power International Company Limited | GCPT | https://endcoal.org/global-coal-plant-tracker/ | GCPT | 1081800 | [13 empty] | 9745.38 | NO-ESTIMATION | NO-ESTIMATION | SOLAR-V1 | SOLAR-V1 | SOLAR-V1
CHN | China | Huaneng Nanjing Chemical Industrial Park power station |  | WRI1075636 | 100 | 32.2020 | 118.8794 | Coal |  |  |  | 2016.0 | Huaneng Jiangsu Branch | GCPT | https://endcoal.org/global-coal-plant-tracker/ | GCPT | [14 empty] | 487.26 | NO-ESTIMATION | NO-ESTIMATION | NO-ESTIMATION | NO-ESTIMATION | CAPACITY-FACTOR-V1
CHN | China | Huaneng Nanjing power station |  | WRI1070154 | 640 | 32.2069 | 118.7532 | Coal |  |  |  | 1994.0 | China Huaneng Group Corporation (CHNG) | GCPT | https://endcoal.org/global-coal-plant-tracker/ | GCPT | 1088140 | [13 empty] | 3118.52 | NO-ESTIMATION | NO-ESTIMATION | WIND-V1 | WIND-V1 | WIND-V1
CHN | China | Jiangsu Nanre Thermal power station |  | WRI1075648 | 1200 | 32.2079 | 118.7531 | Coal |  |  |  | 2010.0 | China Resources Power Holdings | GCPT | https://endcoal.org/global-coal-plant-tracker/ | GCPT | [14 empty] | 5847.22 | NO-ESTIMATION | NO-ESTIMATION | WIND-V1 | WIND-V1 | WIND-V1
CHN | China | Datang Nanjing Xiaguan-3 power station |  | WRI1070155 | 1320 | 32.2127 | 119.2096 | Coal |  |  |  | 2010.0 |  | GCPT | https://endcoal.org/global-coal-plant-tracker/ | GCPT | 1077166 | [13 empty] | 6431.95 | NO-ESTIMATION | NO-ESTIMATION | NO-ESTIMATION | WIND-V1 | WIND-V1
CHN | China | Sinopec Yangzi power station |  | WRI1070190 | 360 | 32.2534 | 118.7945 | Coal |  |  |  | 1987.0 | Sinopec Yangzi Power Station | GCPT | https://endcoal.org/global-coal-plant-tracker/ | GCPT | 1073693 | [13 empty] | 1754.16 | NO-ESTIMATION | NO-ESTIMATION | NO-ESTIMATION | NO-ESTIMATION | CAPACITY-FACTOR-V1
CHN | China | Yangzhou Mill power station |  | WRI1075772 | 122 | 32.2648 | 119.4114 | Coal |  |  |  | 2010.0 | Yfy Group | GCPT | https://endcoal.org/global-coal-plant-tracker/ | GCPT | [14 empty] | 594.46 | HYDRO-V1 | HYDRO-V1 | HYDRO-V1 | HYDRO-V1 | HYDRO-V1
CHN | China | Yangzhou-2 power station |  | WRI1070614 | 2460 | 32.2684 | 119.4193 | Coal |  |  |  | 2002.0 | Jiangsu Huadian Yangzhou Power | GCPT | https://endcoal.org/global-coal-plant-tracker/ | GCPT | 1020119 | [13 empty] | 11986.81 | NO-ESTIMATION | SOLAR-V1 | SOLAR-V1 | SOLAR-V1 | SOLAR-V1
CHN | China | Nanjing Chemical Industrial Park Cogen power station |  | WRI1070156 | 710 | 32.2721 | 118.8161 | Coal |  |  |  | 2008.0 | China Resources Power Holdings Co Ltd | GCPT | https://endcoal.org/global-coal-plant-tracker/ | GCPT | 1073471 | [13 empty] | 3459.61 | NO-ESTIMATION | NO-ESTIMATION | NO-ESTIMATION | NO-ESTIMATION | CAPACITY-FACTOR-V1
CHN | China | Sinopec Yizheng Plant power station |  | WRI1070781 | 240 | 32.2764 | 119.1061 | Coal |  |  |  | 1986.0 | Sinopec Yizheng Power Station | GCPT | https://endcoal.org/global-coal-plant-tracker/ | GCPT | [14 empty] | 1169.44 | NO-ESTIMATION | NO-ESTIMATION | NO-ESTIMATION | NO-ESTIMATION | CAPACITY-FACTOR-V1
CHN | China | Rudong Coal |  | WRI1070391 | 45 | 32.3069 | 121.1443 | Coal |  |  |  | 2004.0 | Rudong GCL Thermal Power Co Ltd | Industry About | https://industryabout.com/country-territories-3/1705-china/fossil-fuels-energy/33023-rudong-coal-power-plant | Industry About | [14 empty] | 219.27 | NO-ESTIMATION | NO-ESTIMATION | NO-ESTIMATION | NO-ESTIMATION | CAPACITY-FACTOR-V1
CHN | China | Yangzhou-1 power station |  | WRI1070033 | 660 | 32.4299 | 119.4742 | Coal |  |  |  | 1999.0 | Jiangsu Huadian Yangzhou Power | GCPT | https://endcoal.org/global-coal-plant-tracker/ | GCPT | 1057267 | [13 empty] | 3215.97 | HYDRO-V1 | HYDRO-V1 | HYDRO-V1 | HYDRO-V1 | HYDRO-V1
CHN | China | Anhui Hwasu power station |  | WRI1070535 | 600 | 32.5856 | 117.2532 | Coal |  |  |  | 2012.0 | Huaibei Coal Mining (Group) Co Ltd | GCPT | https://endcoal.org/global-coal-plant-tracker/ | GCPT | [14 empty] | 2923.61 | NO-ESTIMATION | WIND-V1 | WIND-V1 | WIND-V1 | WIND-V1
CHN | China | Huainan Xinzhuangzi power station |  | WRI1070278 | 300 | 32.6371 | 116.8472 | Coal |  |  |  | 2008.0 | Huainan Mining Industry (Group) Co Ltd | GCPT | https://endcoal.org/global-coal-plant-tracker/ | GCPT | 1068922 | [13 empty] | 1461.8 | NO-ESTIMATION | NO-ESTIMATION | NO-ESTIMATION | NO-ESTIMATION | CAPACITY-FACTOR-V1
CHN | China | Dongfeng Captive power station |  | WRI1075596 | 180 | 32.6499 | 110.7383 | Coal |  |  |  | 1988.0 | Dongfeng Automobile Co Ltd | GCPT | https://endcoal.org/global-coal-plant-tracker/ | GCPT | [14 empty] | 877.08 | WIND-V1 | WIND-V1 | WIND-V1 | WIND-V1 | WIND-V1
CHN | China | Datang Anhui Huainan Tianjiaan power station |  | WRI1070053 | 640 | 32.6691 | 117.0253 | Coal |  |  |  | 1989.0 | Datang International Power Generation | GCPT | https://endcoal.org/global-coal-plant-tracker/ | GCPT | [14 empty] | 3118.52 | NO-ESTIMATION | NO-ESTIMATION | NO-ESTIMATION | NO-ESTIMATION | CAPACITY-FACTOR-V1
CHN | China | Huainan Luohe power station |  | WRI1070768 | 2500 | 32.6837 | 117.0753 | Coal |  |  |  | 1999.0 | Datang International Power Generation | GCPT | https://endcoal.org/global-coal-plant-tracker/ | GCPT | [14 empty] | 12181.72 | NO-ESTIMATION | NO-ESTIMATION | NO-ESTIMATION | NO-ESTIMATION | CAPACITY-FACTOR-V1
CHN | China | CPI Pingwei power station |  | WRI1070763 | 4540 | 32.6842 | 116.9021 | Coal |  |  |  | 2006.0 | China Power Investment Corporation (CPI) | GCPT | https://endcoal.org/global-coal-plant-tracker/ | GCPT | 1010203 | [13 empty] | 22122.01 | NO-ESTIMATION | NO-ESTIMATION | NO-ESTIMATION | NO-ESTIMATION | CAPACITY-FACTOR-V1
CHN | China | Huainan Tianji power station |  | WRI1070052 | 2580 | 32.7456 | 116.8134 | Coal |  |  |  | 2010.0 | Huaihu Coal Electricity Co Ltd | GCPT | https://endcoal.org/global-coal-plant-tracker/ | GCPT | 1060285 | [13 empty] | 12571.54 | NO-ESTIMATION | NO-ESTIMATION | NO-ESTIMATION | NO-ESTIMATION | CAPACITY-FACTOR-V1
CHN | China | Huainan Fengtai power station |  | WRI1070402 | 2520 | 32.7579 | 116.6492 | Coal |  |  |  | 2011.0 | Huainan Huaizhe Coal & Power | GCPT | https://endcoal.org/global-coal-plant-tracker/ | GCPT | 1067027 | [13 empty] | 12279.18 | WIND-V1 | WIND-V1 | WIND-V1 | WIND-V1 | WIND-V1
CHN | China | Anhui Bengbu power station |  | WRI1070400 | 2520 | 32.7845 | 117.1150 | Coal |  |  |  | 2013.0 | Anhui Bengbu Power Station | GCPT | https://endcoal.org/global-coal-plant-tracker/ | GCPT | 1070479 | [13 empty] | 12279.18 | WIND-V1 | WIND-V1 | WIND-V1 | WIND-V1 | WIND-V1
CHN | China | Huainan Guqiao power station |  | WRI1070538 | 660 | 32.8142 | 116.5690 | Coal |  |  |  | 2011.0 | Huainan Huaizhe Coal & Power | GCPT | https://endcoal.org/global-coal-plant-tracker/ | GCPT | 1086783 | [13 empty] | 3215.97 | WIND-V1 | WIND-V1 | WIND-V1 | WIND-V1 | WIND-V1
CHN | China | Pansan power station |  | WRI1075696 | 270 | 32.8192 | 116.7428 | Coal |  |  |  | 2008.0 | Huainan Mining Corp | GCPT | https://endcoal.org/global-coal-plant-tracker/ | GCPT | [14 empty] | 1315.62 | NO-ESTIMATION | NO-ESTIMATION | NO-ESTIMATION | NO-ESTIMATION | CAPACITY-FACTOR-V1
CHN | China | China Resources Gucheng power station |  | WRI1070130 | 640 | 32.8720 | 114.0436 | Coal |  |  |  | 2006.0 | China Resources Power Holdings Co Ltd | GCPT | https://endcoal.org/global-coal-plant-tracker/ | GCPT | 1065803 | [13 empty] | 3118.52 | NO-ESTIMATION | NO-ESTIMATION | NO-ESTIMATION | NO-ESTIMATION | CAPACITY-FACTOR-V1
CHN | China | Lixin Banji power station |  | WRI1070543 | 2000 | 32.8972 | 116.2425 | Coal |  |  |  | 2016.0 | SDIC Huajing Power Holdings Ltd | GCPT | https://endcoal.org/global-coal-plant-tracker/ | GCPT | 1092391 | [13 empty] | 9745.38 | NO-ESTIMATION | NO-ESTIMATION | NO-ESTIMATION | NO-ESTIMATION | CAPACITY-FACTOR-V1
CHN | China | Fuyang power station |  | WRI1070399 | 1280 | 33.0047 | 115.8448 | Coal |  |  |  | 2006.0 | China Resources Power Holdings Co Ltd | GCPT | https://endcoal.org/global-coal-plant-tracker/ | GCPT | 1010192 | [13 empty] | 6237.04 | NO-ESTIMATION | NO-ESTIMATION | NO-ESTIMATION | NO-ESTIMATION | CAPACITY-FACTOR-V1
CHN | China | CPI Nanyang power station |  | WRI1070655 | 420 | 33.0306 | 112.5108 | Coal |  |  |  | 2008.0 | CPI Henan Electric Power Co Ltd | GCPT | https://endcoal.org/global-coal-plant-tracker/ | GCPT | 1065468 | [13 empty] | 2046.53 | NO-ESTIMATION | NO-ESTIMATION | NO-ESTIMATION | NO-ESTIMATION | CAPACITY-FACTOR-V1
CHN | China | Zhumadian-3 power station |  | WRI1070137 | 660 | 33.0419 | 114.0536 | Coal |  |  |  | 2011.0 | Guodian Henan Power Co Ltd | GCPT | https://endcoal.org/global-coal-plant-tracker/ | GCPT | 1082285 | [13 empty] | 3215.97 | NO-ESTIMATION | NO-ESTIMATION | NO-ESTIMATION | NO-ESTIMATION | CAPACITY-FACTOR-V1
CHN | China | Pushan-5 power station |  | WRI1070522 | 250 | 33.0990 | 112.5552 | Coal |  |  |  | 1998.0 | Meiya Power Co Ltd | GCPT | https://endcoal.org/global-coal-plant-tracker/ | GCPT | 1065468 | [13 empty] | 1218.17 | NO-ESTIMATION | SOLAR-V1 | SOLAR-V1 | SOLAR-V1 | SOLAR-V1
CHN | China | Nanyang Yahekou power station |  | WRI1070073 | 1900 | 33.3082 | 112.6451 | Coal |  |  |  | 2004.0 | Henan Investment Group Co Ltd | GCPT | https://endcoal.org/global-coal-plant-tracker/ | GCPT | 1011864 | [13 empty] | 9258.11 | SOLAR-V1 | SOLAR-V1 | SOLAR-V1 | SOLAR-V1 | SOLAR-V1
CHN | China | Datang Lueyang power station |  | WRI1070421 | 660 | 33.3467 | 106.1422 | Coal |  |  |  | 2011.0 | Lueyang Datang Power Generation Co Ltd | GCPT | https://endcoal.org/global-coal-plant-tracker/ | GCPT | 1058796 | [13 empty] | 3215.97 | SOLAR-V1 | SOLAR-V1 | SOLAR-V1 | SOLAR-V1 | SOLAR-V1
CHN | China | Jiangsu Guoxin Yancheng power station |  | WRI1070030 | 270 | 33.4002 | 120.1170 | Coal |  |  |  | 1999.0 | Jingjiang Power Station | GCPT | https://endcoal.org/global-coal-plant-tracker/ | GCPT | 1059210 | [13 empty] | 1315.62 | NO-ESTIMATION | NO-ESTIMATION | NO-ESTIMATION | NO-ESTIMATION | CAPACITY-FACTOR-V1
CHN | China | Jiangsu Jingshen Salt power station |  | WRI1075646 | 60 | 33.5214 | 119.1132 | Coal |  |  |  | 2008.0 | Jiangsu Jingshen Salt Industry Co Ltd. | GCPT | https://endcoal.org/global-coal-plant-tracker/ | GCPT | [14 empty] | 292.36 | NO-ESTIMATION | NO-ESTIMATION | NO-ESTIMATION | NO-ESTIMATION | CAPACITY-FACTOR-V1
CHN | China | Huadian Luohe power station |  | WRI1070080 | 660 | 33.5295 | 114.0979 | Coal |  |  |  | 2010.0 | Huadian Power International Company Limited | GCPT | https://endcoal.org/global-coal-plant-tracker/ | GCPT | [14 empty] | 3215.97 | NO-ESTIMATION | NO-ESTIMATION | NO-ESTIMATION | NO-ESTIMATION | CAPACITY-FACTOR-V1
CHN | China | Huai'an - Guoxin Coal |  | WRI1070762 | 660 | 33.5866 | 119.0126 | Coal |  |  |  | 2008.0 | Jiangsu Huaiyin Power Co Ltd | Industry About | https://industryabout.com/country-territories-3/1705-china/fossil-fuels-energy/33003-huai-an-guoxin-coal-power-plant | Industry About | [14 empty] | 3215.97 | NO-ESTIMATION | NO-ESTIMATION | NO-ESTIMATION | NO-ESTIMATION | CAPACITY-FACTOR-V1
CHN | China | Huaneng Huaiyin power station |  | WRI1070755 | 1320 | 33.5959 | 118.9628 | Coal |  |  |  | 2002.0 | China Huaneng Group Corporation (CHNG) | GCPT | https://endcoal.org/global-coal-plant-tracker/ | GCPT | 1050866 | [13 empty] | 6431.95 | HYDRO-V1 | HYDRO-V1 | HYDRO-V1 | HYDRO-V1 | HYDRO-V1
CHN | China | Huaibei Linhuan power station |  | WRI1070542 | 1260 | 33.6127 | 116.5866 | Coal |  |  |  | 2011.0 | Huaibei Linhuan Power Station | GCPT | https://endcoal.org/global-coal-plant-tracker/ | GCPT | 1072751 | [13 empty] | 6139.59 | HYDRO-V1 | HYDRO-V1 | HYDRO-V1 | HYDRO-V1 | HYDRO-V1
CHN | China | Kaidi Languang power station |  | WRI1070747 | 270 | 33.6135 | 113.3740 | Coal |  |  |  | 2007.0 | Kaidi Languang Power Station | GCPT | https://endcoal.org/global-coal-plant-tracker/ | GCPT | [14 empty] | 1315.62 | NO-ESTIMATION | NO-ESTIMATION | NO-ESTIMATION | NO-ESTIMATION | CAPACITY-FACTOR-V1
CHN | China | Suzhou Huiyuan power station |  | WRI1070771 | 700 | 33.6546 | 116.9823 | Coal |  |  |  | 2008.0 | China Guodian Group Corporation | GCPT | https://endcoal.org/global-coal-plant-tracker/ | GCPT | 1082278 | [13 empty] | 3410.88 | NO-ESTIMATION | NO-ESTIMATION | NO-ESTIMATION | NO-ESTIMATION | CAPACITY-FACTOR-V1
CHN | China | Yaomeng power station |  | WRI1070770 | 2160 | 33.7375 | 113.2419 | Coal |  |  |  | 1994.0 | CPI Henan Electric Power Co Ltd | GCPT | https://endcoal.org/global-coal-plant-tracker/ | GCPT | 1011865 | [13 empty] | 10525.01 | NO-ESTIMATION | NO-ESTIMATION | NO-ESTIMATION | SOLAR-V1 | SOLAR-V1
CHN | China | Funing Coal |  | WRI1070547 | 30 | 33.7780 | 119.8087 | Coal |  |  |  | 2003.0 | Funing Power Station | Industry About | https://industryabout.com/country-territories-3/1705-china/fossil-fuels-energy/33069-funing-coal-power-plant | Industry About | 1062210 | [13 empty] | 146.18 | NO-ESTIMATION | NO-ESTIMATION | NO-ESTIMATION | NO-ESTIMATION | CAPACITY-FACTOR-V1
CHN | China | Huadian Suzhou power station |  | WRI1070054 | 1260 | 33.8059 | 116.9821 | Coal |  |  |  | 2007.0 | Huadian Power International Company Limited | GCPT | https://endcoal.org/global-coal-plant-tracker/ | GCPT | 1062806 | [13 empty] | 6139.59 | NO-ESTIMATION | NO-ESTIMATION | NO-ESTIMATION | NO-ESTIMATION | CAPACITY-FACTOR-V1
CHN | China | Jiangsu Sheyanggang power station |  | WRI1070397 | 1320 | 33.8185 | 120.4633 | Coal |  |  |  | 2012.0 | Sheyanggang Power Gen Co Ltd | GCPT | https://endcoal.org/global-coal-plant-tracker/ | GCPT | 1072760 | [13 empty] | 6431.95 | NO-ESTIMATION | NO-ESTIMATION | NO-ESTIMATION | NO-ESTIMATION | CAPACITY-FACTOR-V1
CHN | China | Pingdingshan Luyang power station |  | WRI1070654 | 2060 | 33.8211 | 113.0146 | Coal |  |  |  | 2010.0 | CPI Henan Electric Power Co Ltd | GCPT | https://endcoal.org/global-coal-plant-tracker/ | GCPT | 1080053 | [13 empty] | 10037.74 | NO-ESTIMATION | NO-ESTIMATION | NO-ESTIMATION | NO-ESTIMATION | CAPACITY-FACTOR-V1
CHN | China | Huaibei Pingshan power station |  | WRI1075630 | 1320 | 33.8339 | 116.8311 | Coal |  |  |  | 2016.0 | Shenergy Company Ltd | GCPT | https://endcoal.org/global-coal-plant-tracker/ | GCPT | [14 empty] | 6431.95 | NO-ESTIMATION | NO-ESTIMATION | NO-ESTIMATION | NO-ESTIMATION | CAPACITY-FACTOR-V1
CHN | China | Guodian Suqian power station |  | WRI1070394 | 270 | 33.8392 | 118.3687 | Coal |  |  |  | 2005.0 | China Guodian Group Corporation | GCPT | https://endcoal.org/global-coal-plant-tracker/ | GCPT | 1072401 | [13 empty] | 1315.62 | WIND-V1 | WIND-V1 | WIND-V1 | WIND-V1 | WIND-V1
CHN | China | Huaibei Guoan power station |  | WRI1070398 | 640 | 33.8445 | 116.9357 | Coal |  |  |  | 2000.0 | Huaibei Guo'an Power Station | GCPT | https://endcoal.org/global-coal-plant-tracker/ | GCPT | 1081061 | [13 empty] | 3118.52 | NO-ESTIMATION | NO-ESTIMATION | NO-ESTIMATION | NO-ESTIMATION | CAPACITY-FACTOR-V1
CHN | China | Huaibei Hushan power station |  | WRI1070534 | 1320 | 33.8678 | 116.8598 | Coal |  |  |  | 2013.0 | Datang International Power Generation | GCPT | https://endcoal.org/global-coal-plant-tracker/ | GCPT | 1086782 | [13 empty] | 6431.95 | NO-ESTIMATION | NO-ESTIMATION | NO-ESTIMATION | NO-ESTIMATION | CAPACITY-FACTOR-V1
CHN | China | Yongcheng Coal |  | WRI1070731 | 600 | 33.9284 | 116.5501 | Coal |  |  |  | 2011.0 | Henan Shenhuo Coal & Power Co Ltd | Industry About | https://industryabout.com/country-territories-3/1705-china/fossil-fuels-energy/33172-yongcheng-coal-power-plant | Industry About | 1050869 | [13 empty] | 2923.61 | HYDRO-V1 | HYDRO-V1 | HYDRO-V1 | HYDRO-V1 | HYDRO-V1
CHN | China | Henan Yongcheng power station |  | WRI1075620 | 630 | 33.9541 | 116.4160 | Coal |  |  |  | 2005.0 | Shangqiu Yudong Power Generation | GCPT | https://endcoal.org/global-coal-plant-tracker/ | GCPT | [14 empty] | 3069.79 | NO-ESTIMATION | NO-ESTIMATION | NO-ESTIMATION | NO-ESTIMATION | CAPACITY-FACTOR-V1
CHN | China | Henan Nengxin Cogen power station |  | WRI1075619 | 420 | 34.0038 | 113.8667 | Coal |  |  |  | 2008.0 | Henan Pingyu Coal and Electricity Co | GCPT | https://endcoal.org/global-coal-plant-tracker/ | GCPT | [14 empty] | 2046.53 | SOLAR-V1 | SOLAR-V1 | SOLAR-V1 | SOLAR-V1 | SOLAR-V1
CHN | China | Huxian-2 power station |  | WRI1070182 | 600 | 34.0749 | 108.6185 | Coal |  |  |  | 2005.0 | Datang Shaanxi Power Generation Co Ltd | GCPT | https://endcoal.org/global-coal-plant-tracker/ | GCPT | 1069835 | [13 empty] | 2923.61 | SOLAR-V1 | SOLAR-V1 | SOLAR-V1 | SOLAR-V1 | SOLAR-V1
CHN | China | Pingdingshan Ruiping power station |  | WRI1075698 | 270 | 34.1168 | 112.8184 | Coal |  |  |  | 2007.0 | Henan Pingyu Coal and Electricity Co | GCPT | https://endcoal.org/global-coal-plant-tracker/ | GCPT | [14 empty] | 1315.62 | SOLAR-V1 | SOLAR-V1 | SOLAR-V1 | SOLAR-V1 | SOLAR-V1
CHN | China | Longgang Coal |  | WRI1070444 | 270 | 34.1673 | 113.4400 | Coal |  |  |  | 1995.0 | Xuchang Longgang Power Station | Industry About | https://industryabout.com/country-territories-3/1705-china/fossil-fuels-energy/33144-longgang-coal-power-plant | Industry About | 1082096 | [13 empty] | 1315.62 | SOLAR-V1 | SOLAR-V1 | SOLAR-V1 | SOLAR-V1 | SOLAR-V1
CHN | China | Xuchang Yulong power station |  | WRI1070672 | 2020 | 34.1748 | 113.3581 | Coal |  |  |  | 2006.0 | Xuchang Yulong Power Station | GCPT | https://endcoal.org/global-coal-plant-tracker/ | GCPT | 1041663 | [13 empty] | 9842.83 | HYDRO-V1 | HYDRO-V1 | HYDRO-V1 | HYDRO-V1 | HYDRO-V1
CHN | China | XiAn Xijiao power station |  | WRI1075756 | 100 | 34.2583 | 108.8451 | Coal |  |  |  | 2002.0 | Xian Xijiao Heating Co | GCPT | https://endcoal.org/global-coal-plant-tracker/ | GCPT | [14 empty] | 487.26 | HYDRO-V1 | HYDRO-V1 | HYDRO-V1 | HYDRO-V1 | HYDRO-V1
CHN | China | Huadian Yangling Cogen power station |  | WRI1070500 | 700 | 34.2592 | 108.1188 | Coal |  |  |  | 2016.0 | Huadian Shaanxi Energy Co Ltd | GCPT | https://endcoal.org/global-coal-plant-tracker/ | GCPT | 1089358 | [13 empty] | 3410.88 | HYDRO-V1 | HYDRO-V1 | HYDRO-V1 | HYDRO-V1 | HYDRO-V1
CHN | China | Baqiao power station |  | WRI1070773 | 850 | 34.2851 | 109.0496 | Coal |  |  |  | 2007.0 | Datang Shaanxi Power Generation Co Ltd | GCPT | https://endcoal.org/global-coal-plant-tracker/ | GCPT | 1024465 | [13 empty] | 4141.78 | HYDRO-V1 | HYDRO-V1 | HYDRO-V1 | HYDRO-V1 | HYDRO-V1
CHN | China | Xuzhou - GCL Coal |  | WRI1070007 | 60 | 34.3045 | 117.3083 | Coal |  |  |  |  | Xuzhou Jinshanqiao Cogeneration Co Ltd | Industry About | https://industryabout.com/country-territories-3/1705-china/fossil-fuels-energy/33044-xuzhou-gcl-coal-power-plant | Industry About | [14 empty] | 292.36 | HYDRO-V1 | HYDRO-V1 | HYDRO-V1 | HYDRO-V1 | HYDRO-V1
CHN | China | Binhai Port Unit 1 |  | WRI1072550 | 2000 | 34.3071 | 120.2469 | Coal | [5 empty] | SPIC | http://www.spic.com.cn/mtbd/201711/t20171121_282894.htm | WRI | [14 empty] | 9745.38 | NO-ESTIMATION | NO-ESTIMATION | NO-ESTIMATION | NO-ESTIMATION | CAPACITY-FACTOR-V1
CHN | China | Xuzhou Huamei power station |  | WRI1070552 | 700 | 34.3412 | 117.1048 | Coal |  |  |  | 2016.0 | Xuzhou Mining Group Co Ltd | GCPT | https://endcoal.org/global-coal-plant-tracker/ | GCPT | 1099951 | [13 empty] | 3410.88 | NO-ESTIMATION | NO-ESTIMATION | NO-ESTIMATION | NO-ESTIMATION | CAPACITY-FACTOR-V1
CHN | China | Datang Xutang power station |  | WRI1070006 | 1200 | 34.3486 | 117.9318 | Coal |  |  |  | 2002.0 | Datang International Power Generation Co Ltd | GCPT | https://endcoal.org/global-coal-plant-tracker/ | GCPT | 1072941 | [13 empty] | 5847.22 | NO-ESTIMATION | NO-ESTIMATION | NO-ESTIMATION | NO-ESTIMATION | NO-ESTIMATION
CHN | China | Nanjing Mine power station |  | WRI1070008 | 600 | 34.3733 | 117.3289 | Coal |  |  |  | 2009.0 | Xuzhou Mining Group Co Ltd | GCPT | https://endcoal.org/global-coal-plant-tracker/ | GCPT | 1082542 | [13 empty] | 2923.61 | WIND-V1 | WIND-V1 | WIND-V1 | WIND-V1 | WIND-V1
CHN | China | Dengfeng-1 power station |  | WRI1070635 | 420 | 34.3739 | 113.0552 | Coal |  |  |  | 2002.0 | Dengfeng Power Plant Group | GCPT | https://endcoal.org/global-coal-plant-tracker/ | GCPT | 1039589 | [13 empty] | 2046.53 | NO-ESTIMATION | NO-ESTIMATION | NO-ESTIMATION | NO-ESTIMATION | CAPACITY-FACTOR-V1
CHN | China | Xuzhou Pengcheng power station |  | WRI1070028 | 3340 | 34.3781 | 117.1763 | Coal |  |  |  | 2006.0 | China Resources Power Holdings Co Ltd | GCPT | https://endcoal.org/global-coal-plant-tracker/ | GCPT | 1074887 | [13 empty] | 16274.78 | NO-ESTIMATION | NO-ESTIMATION | NO-ESTIMATION | NO-ESTIMATION | CAPACITY-FACTOR-V1
CHN | China | Datang Baoji power station |  | WRI1070784 | 660 | 34.3819 | 107.2942 | Coal |  |  |  | 2009.0 | Datang Shaanxi Power Generation Co Ltd | GCPT | https://endcoal.org/global-coal-plant-tracker/ | GCPT | 1081797 | [13 empty] | 3215.97 | NO-ESTIMATION | SOLAR-V1 | SOLAR-V1 | SOLAR-V1 | SOLAR-V1
CHN | China | Guohua Xuzhou power station |  | WRI1070550 | 2000 | 34.3858 | 117.2560 | Coal |  |  |  | 2000.0 | Shenhua Guohua Electric Power Corporation | GCPT | https://endcoal.org/global-coal-plant-tracker/ | Industry About | [14 empty] | 9745.38 | NO-ESTIMATION | NO-ESTIMATION | SOLAR-V1 | SOLAR-V1 | SOLAR-V1
CHN | China | Dengfeng-2 power station |  | WRI1070630 | 1900 | 34.3925 | 113.1997 | Coal |  |  |  | 2009.0 | China Resources Power Holdings Co Ltd | GCPT | https://endcoal.org/global-coal-plant-tracker/ | GCPT | 1059307 | [13 empty] | 9258.11 | NO-ESTIMATION | NO-ESTIMATION | NO-ESTIMATION | NO-ESTIMATION | CAPACITY-FACTOR-V1
CHN | China | Xuzhou Chacheng power station |  | WRI1070554 | 270 | 34.4030 | 117.1348 | Coal |  |  |  | 2000.0 | Xuzhou Mining Group Co Ltd | GCPT | https://endcoal.org/global-coal-plant-tracker/ | GCPT | 1069754 | [13 empty] | 1315.62 | NO-ESTIMATION | NO-ESTIMATION | NO-ESTIMATION | NO-ESTIMATION | CAPACITY-FACTOR-V1
CHN | China | Kanshan power station |  | WRI1070160 | 1200 | 34.4100 | 117.5773 | Coal |  |  |  | 2006.0 | Jiangsu Kanshan Power Co Ltd | GCPT | https://endcoal.org/global-coal-plant-tracker/ | GCPT | 1070473 | [13 empty] | 5847.22 | NO-ESTIMATION | NO-ESTIMATION | NO-ESTIMATION | NO-ESTIMATION | CAPACITY-FACTOR-V1
CHN | China | Yichuan Longquan Kim Hyung power station |  | WRI1070746 | 1320 | 34.4146 | 112.5011 | Coal |  |  |  | 2012.0 | Henan Yichuan Power Group Co Ltd | GCPT | https://endcoal.org/global-coal-plant-tracker/ | GCPT | 1058761 | [13 empty] | 6431.95 | NO-ESTIMATION | NO-ESTIMATION | NO-ESTIMATION | NO-ESTIMATION | CAPACITY-FACTOR-V1
CHN | China | Yichuan-3 power station |  | WRI1075774 | 900 | 34.4156 | 112.5561 | Coal |  |  |  | 2006.0 | Henan Yichuan Power Group Co | GCPT | https://endcoal.org/global-coal-plant-tracker/ | GCPT | [14 empty] | 4385.42 | NO-ESTIMATION | NO-ESTIMATION | NO-ESTIMATION | NO-ESTIMATION | CAPACITY-FACTOR-V1
CHN | China | Jiangsu Guohua Chenjiagang power station |  | WRI1070759 | 1320 | 34.4242 | 119.7985 | Coal |  |  |  | 2011.0 | Shenhua Guohua Electric Power Corporation | GCPT | https://endcoal.org/global-coal-plant-tracker/ | GCPT | 1088139 | [13 empty] | 6431.95 | NO-ESTIMATION | NO-ESTIMATION | NO-ESTIMATION | SOLAR-V1 | SOLAR-V1
CHN | China | Weihe-2 power station |  | WRI1070501 | 1200 | 34.4284 | 108.9113 | Coal |  |  |  | 1994.0 | Shaanxi Weidian Co Ltd | GCPT | https://endcoal.org/global-coal-plant-tracker/ | GCPT | [14 empty] | 5847.22 | HYDRO-V1 | HYDRO-V1 | HYDRO-V1 | HYDRO-V1 | HYDRO-V1
CHN | China | Datang Weihe power station |  | WRI1070325 | 600 | 34.4310 | 108.8997 | Coal |  |  |  | 2003.0 | Datang Shaanxi Power Generation Co Ltd | GCPT | https://endcoal.org/global-coal-plant-tracker/ | GCPT | [14 empty] | 2923.61 | NO-ESTIMATION | NO-ESTIMATION | NO-ESTIMATION | NO-ESTIMATION | CAPACITY-FACTOR-V1
CHN | China | Weinan Factory power station |  | WRI1075751 | 100 | 34.4977 | 109.4308 | Coal |  |  |  | 1996.0 | Weihe Fertilizer Co | GCPT | https://endcoal.org/global-coal-plant-tracker/ | GCPT | [14 empty] | 487.26 | NO-ESTIMATION | NO-ESTIMATION | NO-ESTIMATION | NO-ESTIMATION | CAPACITY-FACTOR-V1
CHN | China | Guodian Baoji-2 power station |  | WRI1070786 | 2520 | 34.4980 | 107.2176 | Coal |  |  |  | 2006.0 | China Guodian Group Corporation | GCPT | https://endcoal.org/global-coal-plant-tracker/ | GCPT | 1059293 | [13 empty] | 12279.18 | NO-ESTIMATION | NO-ESTIMATION | NO-ESTIMATION | NO-ESTIMATION | NO-ESTIMATION
CHN | China | Henan Xinmi power station |  | WRI1070733 | 2700 | 34.5000 | 113.5986 | Coal |  |  |  | 2011.0 | Beijing Sanjili Energy Co Ltd | GCPT | https://endcoal.org/global-coal-plant-tracker/ | GCPT | [14 empty] | 13156.26 | WIND-V1 | WIND-V1 | WIND-V1 | WIND-V1 | WIND-V1
CHN | China | Huaneng Qinling power station |  | WRI1070417 | 1200 | 34.5333 | 109.9381 | Coal |  |  |  | 1998.0 | Huaneng Shaanxi Power Co Ltd | GCPT | https://endcoal.org/global-coal-plant-tracker/ | GCPT | 1024481 | [13 empty] | 5847.22 | NO-ESTIMATION | NO-ESTIMATION | NO-ESTIMATION | NO-ESTIMATION | CAPACITY-FACTOR-V1
CHN | China | Luoyang Longyu Hongguang Power Station |  | WRI1075676 | 165 | 34.5490 | 112.1958 | Coal |  |  |  | 2004.0 | Luoyang Longyu Group | GCPT | https://endcoal.org/global-coal-plant-tracker/ | GCPT | [14 empty] | 803.99 | HYDRO-V1 | HYDRO-V1 | HYDRO-V1 | HYDRO-V1 | HYDRO-V1
CHN | China | Hongyang Lianyungang power station |  | WRI1070782 | 120 | 34.5515 | 119.5797 | Coal |  |  |  | 2015.0 | Shenghong Sinopec (Lianyungang) Co Ltd | GCPT | https://endcoal.org/global-coal-plant-tracker/ | GCPT | 1111638 | [13 empty] | 584.72 | NO-ESTIMATION | NO-ESTIMATION | NO-ESTIMATION | SOLAR-V1 | SOLAR-V1
CHN | China | Xinhai power station |  | WRI1070004 | 2660 | 34.5782 | 119.1275 | Coal |  |  |  | 2009.0 | Jiangsu Xinhai Power Co Ltd | GCPT | https://endcoal.org/global-coal-plant-tracker/ | GCPT | 1062291 | [13 empty] | 12961.35 | NO-ESTIMATION | NO-ESTIMATION | NO-ESTIMATION | NO-ESTIMATION | CAPACITY-FACTOR-V1
CHN | China | Huaneng Luoyang power station |  | WRI1070748 | 970 | 34.5825 | 112.4002 | Coal |  |  |  | 2012.0 | Huaneng Power International Ruiyang Co Ltd | GCPT | https://endcoal.org/global-coal-plant-tracker/ | GCPT | 1099011 | [13 empty] | 4726.5 | HYDRO-V1 | HYDRO-V1 | HYDRO-V1 | HYDRO-V1 | HYDRO-V1
CHN | China | Guodian Shangqiu Minquan power station |  | WRI1070134 | 1260 | 34.6189 | 115.2925 | Coal |  |  |  | 2008.0 | Guodian Tongling Power Generation Co Ltd | GCPT | https://endcoal.org/global-coal-plant-tracker/ | GCPT | 1072775 | [13 empty] | 6139.59 | NO-ESTIMATION | NO-ESTIMATION | NO-ESTIMATION | NO-ESTIMATION | CAPACITY-FACTOR-V1
CHN | China | Hengtong Chemical Power Station |  | WRI1075624 | 180 | 34.6268 | 118.3242 | Coal |  |  |  | 2003.0 | Hengtong Chemical Co.Ltd. | GCPT | https://endcoal.org/global-coal-plant-tracker/ | GCPT | [14 empty] | 877.08 | NO-ESTIMATION | NO-ESTIMATION | NO-ESTIMATION | NO-ESTIMATION | CAPACITY-FACTOR-V1
CHN | China | Yuncheng power station |  | WRI1070651 | 1200 | 34.6433 | 110.2880 | Coal |  |  |  | 2007.0 | Shanxi Datang International Power Generation Co Ltd | GCPT | https://endcoal.org/global-coal-plant-tracker/ | GCPT | 1069033 | [13 empty] | 5847.22 | HYDRO-V1 | HYDRO-V1 | HYDRO-V1 | HYDRO-V1 | HYDRO-V1
CHN | China | Datang Luoyang power station |  | WRI1070439 | 1045 | 34.6820 | 112.3777 | Coal |  |  |  | 2003.0 | Datang Luoyang Power Station | GCPT | https://endcoal.org/global-coal-plant-tracker/ | GCPT | 1058823 | [13 empty] | 5091.96 | WIND-V1 | WIND-V1 | WIND-V1 | WIND-V1 | WIND-V1
CHN | China | Datang Sanmenxia power station |  | WRI1070676 | 2900 | 34.6847 | 111.0274 | Coal |  |  |  | 2007.0 | Datang Sanmenxia Power Station | GCPT | https://endcoal.org/global-coal-plant-tracker/ | GCPT | 1062673 | [13 empty] | 14130.8 | NO-ESTIMATION | NO-ESTIMATION | NO-ESTIMATION | NO-ESTIMATION | CAPACITY-FACTOR-V1
CHN | China | Henan Zhongmai Yongan power station |  | WRI1075621 | 200 | 34.6939 | 112.9314 | Coal |  |  |  | 2005.0 | Zhongmai Investment Group Co Ltd | GCPT | https://endcoal.org/global-coal-plant-tracker/ | GCPT | [14 empty] | 974.53 | SOLAR-V1 | SOLAR-V1 | SOLAR-V1 | SOLAR-V1 | SOLAR-V1
CHN | China | Peixian Coal |  | WRI1070390 | 33 | 34.7151 | 116.9109 | Coal |  |  |  |  | Peixian Mine-site Environmental Cogeneration Co Ltd | Industry About | https://industryabout.com/country-territories-3/1705-china/fossil-fuels-energy/33022-peixian-coal-power-plant | Industry About | 1062208 | [13 empty] | 160.79 | NO-ESTIMATION | NO-ESTIMATION | NO-ESTIMATION | NO-ESTIMATION | CAPACITY-FACTOR-V1
CHN | China | Yima Gezha power station |  | WRI1070743 | 310 | 34.7217 | 111.8800 | Coal |  |  |  | 2010.0 | Yima Huanbao Power Co Ltd | GCPT | https://endcoal.org/global-coal-plant-tracker/ | GCPT | 1061062 | [13 empty] | 1510.53 | HYDRO-V1 | HYDRO-V1 | HYDRO-V1 | HYDRO-V1 | HYDRO-V1
CHN | China | Datang Luoyang Shouyangshan power station |  | WRI1070446 | 1040 | 34.7325 | 112.7554 | Coal |  |  |  | 1991.0 | Datang Shouyangshan Power Station | GCPT | https://endcoal.org/global-coal-plant-tracker/ | GCPT | 1011859 | [13 empty] | 5067.59 | NO-ESTIMATION | NO-ESTIMATION | NO-ESTIMATION | NO-ESTIMATION | CAPACITY-FACTOR-V1
CHN | China | Huineng power station |  | WRI1075641 | 270 | 34.7337 | 111.0823 | Coal |  |  |  | 2005.0 | Sanmenxia Wanxiang Industry Co | GCPT | https://endcoal.org/global-coal-plant-tracker/ | GCPT | [14 empty] | 1315.62 | NO-ESTIMATION | NO-ESTIMATION | NO-ESTIMATION | NO-ESTIMATION | CAPACITY-FACTOR-V1
CHN | China | Luoyang Shouyangshan-3 power station |  | WRI1070445 | 1260 | 34.7371 | 112.6840 | Coal |  |  |  | 2006.0 | China Resources Power Holdings Co Ltd | GCPT | https://endcoal.org/global-coal-plant-tracker/ | GCPT | 1061486 | [13 empty] | 6139.59 | NO-ESTIMATION | NO-ESTIMATION | NO-ESTIMATION | NO-ESTIMATION | CAPACITY-FACTOR-V1
CHN | China | Henan Xinan power station |  | WRI1070732 | 870 | 34.7406 | 112.0631 | Coal |  |  |  | 2007.0 | Wanji Holding Group Co Ltd | GCPT | https://endcoal.org/global-coal-plant-tracker/ | GCPT | 1072399 | [13 empty] | 4239.24 | NO-ESTIMATION | NO-ESTIMATION | NO-ESTIMATION | NO-ESTIMATION | CAPACITY-FACTOR-V1
CHN | China | Luoyang Shoulong power station |  | WRI1070442 | 110 | 34.7425 | 112.7729 | Coal |  |  |  | 2004.0 | China Resources Power Holdings Co Ltd | GCPT | https://endcoal.org/global-coal-plant-tracker/ | GCPT | 1059306 | [13 empty] | 535.99 | NO-ESTIMATION | NO-ESTIMATION | NO-ESTIMATION | NO-ESTIMATION | CAPACITY-FACTOR-V1
CHN | China | Zhengzhou Zhengdong power station |  | WRI1075794 | 400 | 34.7523 | 113.8529 | Coal |  |  |  | 2007.0 | Zhengzhou Zhengdong New District | GCPT | https://endcoal.org/global-coal-plant-tracker/ | GCPT | [14 empty] | 1949.07 | NO-ESTIMATION | NO-ESTIMATION | SOLAR-V1 | SOLAR-V1 | SOLAR-V1
CHN | China | Datang Gangu power station |  | WRI1070609 | 660 | 34.7557 | 105.1008 | Coal |  |  |  | 2007.0 | Datang Gansu Power Generation Co Ltd | GCPT | https://endcoal.org/global-coal-plant-tracker/ | GCPT | 1072943 | [13 empty] | 3215.97 | SOLAR-V1 | SOLAR-V1 | SOLAR-V1 | SOLAR-V1 | SOLAR-V1
CHN | China | Huaneng Mianchi power station |  | WRI1070742 | 700 | 34.7600 | 111.8080 | Coal |  |  |  | 2016.0 | China Huaneng Group Corporation (CHNG) | GCPT | https://endcoal.org/global-coal-plant-tracker/ | GCPT | 1085218 | [13 empty] | 3410.88 | HYDRO-V1 | HYDRO-V1 | HYDRO-V1 | HYDRO-V1 | HYDRO-V1
CHN | China | Zhengzhou Taixiang Cogen power station |  | WRI1070671 | 270 | 34.7927 | 113.5017 | Coal |  |  |  | 2008.0 | CITIC Pacific Limited | GCPT | https://endcoal.org/global-coal-plant-tracker/ | GCPT | 1086831 | [13 empty] | 1315.62 | SOLAR-V1 | SOLAR-V1 | SOLAR-V1 | SOLAR-V1 | SOLAR-V1
CHN | China | Henan Yulian power station |  | WRI1070077 | 900 | 34.7967 | 113.0790 | Coal |  |  |  | 2003.0 | Henan Yulian Energy Group Co Ltd | GCPT | https://endcoal.org/global-coal-plant-tracker/ | GCPT | [14 empty] | 4385.42 | NO-ESTIMATION | NO-ESTIMATION | NO-ESTIMATION | NO-ESTIMATION | CAPACITY-FACTOR-V1
CHN | China | Kaifeng-2 power station |  | WRI1070435 | 1260 | 34.8063 | 114.4451 | Coal |  |  |  | 2008.0 | CPI Henan Electric Power Co Ltd | GCPT | https://endcoal.org/global-coal-plant-tracker/ | GCPT | 1058458 | [13 empty] | 6139.59 | NO-ESTIMATION | NO-ESTIMATION | NO-ESTIMATION | NO-ESTIMATION | CAPACITY-FACTOR-V1
CHN | China | Huadian Shiliquan power station |  | WRI1070566 | 2060 | 34.8144 | 117.5731 | Coal |  |  |  | 2003.0 | Huadian Power International Company Limited | GCPT | https://endcoal.org/global-coal-plant-tracker/ | GCPT | 1028545 | [13 empty] | 10037.74 | NO-ESTIMATION | NO-ESTIMATION | NO-ESTIMATION | NO-ESTIMATION | CAPACITY-FACTOR-V1
CHN | China | Henan Aluminum power station |  | WRI1075617 | 250 | 34.8183 | 113.2590 | Coal |  |  |  | 2010.0 | Henan Branch | GCPT | https://endcoal.org/global-coal-plant-tracker/ | GCPT | [14 empty] | 1218.17 | NO-ESTIMATION | NO-ESTIMATION | NO-ESTIMATION | NO-ESTIMATION | CAPACITY-FACTOR-V1
CHN | China | Xingyang Integration power station |  | WRI1075760 | 1260 | 34.8246 | 113.3676 | Coal |  |  |  | 2010.0 | Guodian Henan Power | GCPT | https://endcoal.org/global-coal-plant-tracker/ | GCPT | [14 empty] | 6139.59 | HYDRO-V1 | HYDRO-V1 | HYDRO-V1 | HYDRO-V1 | HYDRO-V1
CHN | China | Zaozhuang Bayi power station |  | WRI1075786 | 700 | 34.8284 | 117.2711 | Coal |  |  |  | 2018.0 | Zaozhuang Bayi Cogen Power Co | GCPT | https://endcoal.org/global-coal-plant-tracker/ | GCPT | [14 empty] | 3410.88 | NO-ESTIMATION | NO-ESTIMATION | NO-ESTIMATION | NO-ESTIMATION | CAPACITY-FACTOR-V1
CHN | China | Zaozhuang Nanjiao Cogen Power Station |  | WRI1075787 | 100 | 34.8296 | 117.5130 | Coal |  |  |  | 2006.0 | Zaozhuang Nanjiao Cogen Power Co. | GCPT | https://endcoal.org/global-coal-plant-tracker/ | GCPT | [14 empty] | 487.26 | NO-ESTIMATION | NO-ESTIMATION | NO-ESTIMATION | NO-ESTIMATION | CAPACITY-FACTOR-V1
CHN | China | Huaneng Tongchuan power station |  | WRI1070328 | 1200 | 34.8494 | 108.8891 | Coal |  |  |  | 2007.0 | Huaneng Shaanxi Power Co Ltd | GCPT | https://endcoal.org/global-coal-plant-tracker/ | GCPT | 1070489 | [13 empty] | 5847.22 | NO-ESTIMATION | NO-ESTIMATION | NO-ESTIMATION | SOLAR-V1 | SOLAR-V1
CHN | China | Tongmei Yongji power station |  | WRI1070353 | 1300 | 34.8558 | 110.4707 | Coal |  |  |  | 2006.0 | Shanxi Zhangze Electric Power Co Ltd | GCPT | https://endcoal.org/global-coal-plant-tracker/ | GCPT | 1024367 | [13 empty] | 6334.49 | NO-ESTIMATION | NO-ESTIMATION | NO-ESTIMATION | NO-ESTIMATION | CAPACITY-FACTOR-V1
CHN | China | Luoyang Mengjin power station |  | WRI1075677 | 1200 | 34.8648 | 112.5307 | Coal |  |  |  | 2011.0 | Shenhua Guohua Mengjin Power | GCPT | https://endcoal.org/global-coal-plant-tracker/ | GCPT | [14 empty] | 5847.22 | HYDRO-V1 | HYDRO-V1 | HYDRO-V1 | HYDRO-V1 | HYDRO-V1
CHN | China | Datun Mine power station |  | WRI1070760 | 390 | 34.8684 | 116.9414 | Coal |  |  |  | 2005.0 | Shanghai Datun Energy Resources Co Ltd | GCPT | https://endcoal.org/global-coal-plant-tracker/ | GCPT | 1073066 | [13 empty] | 1900.34 | NO-ESTIMATION | NO-ESTIMATION | NO-ESTIMATION | NO-ESTIMATION | CAPACITY-FACTOR-V1
CHN | China | Sinopec Luoyang Branch power station |  | WRI1075730 | 160 | 34.9188 | 112.5954 | Coal |  |  |  | 2005.0 | Sinopec Luoyang Branch | GCPT | https://endcoal.org/global-coal-plant-tracker/ | GCPT | [14 empty] | 779.63 | NO-ESTIMATION | NO-ESTIMATION | NO-ESTIMATION | SOLAR-V1 | SOLAR-V1
CHN | China | Tengzhou Fuyuan Cogen power station |  | WRI1070563 | 48 | 34.9250 | 117.1157 | Coal |  |  |  | 2005.0 | Tengzhou Fuyuan Co Ltd | GCPT | https://endcoal.org/global-coal-plant-tracker/ | Industry About | [14 empty] | 233.88 | NO-ESTIMATION | NO-ESTIMATION | NO-ESTIMATION | NO-ESTIMATION | CAPACITY-FACTOR-V1
CHN | China | Longgu Cogen power station |  | WRI1075673 | 110 | 34.9527 | 116.8029 | Coal |  |  |  | 2005.0 | GCL-Poly Energy Holdings | GCPT | https://endcoal.org/global-coal-plant-tracker/ | GCPT | [14 empty] | 535.99 | NO-ESTIMATION | NO-ESTIMATION | SOLAR-V1 | SOLAR-V1 | SOLAR-V1
CHN | China | Linyi Huasheng power station |  | WRI1075669 | 405 | 34.9570 | 118.3057 | Coal |  |  |  | 2004.0 | Huayu Aluminum Co | GCPT | https://endcoal.org/global-coal-plant-tracker/ | GCPT | [14 empty] | 1973.43 | HYDRO-V1 | HYDRO-V1 | HYDRO-V1 | HYDRO-V1 | HYDRO-V1
CHN | China | Meixin captive power station |  | WRI1075679 | 700 | 34.9653 | 108.9758 | Coal |  |  |  | 2017.0 | Meixin Industry Investment Co. | GCPT | https://endcoal.org/global-coal-plant-tracker/ | GCPT | [14 empty] | 3410.88 | NO-ESTIMATION | NO-ESTIMATION | NO-ESTIMATION | NO-ESTIMATION | CAPACITY-FACTOR-V1
CHN | China | Pucheng power station |  | WRI1070668 | 2580 | 34.9783 | 109.8000 | Coal |  |  |  | 2004.0 | Shaanxi Huadian Pucheng Co Ltd | GCPT | https://endcoal.org/global-coal-plant-tracker/ | GCPT | 1024478 | [13 empty] | 12571.54 | HYDRO-V1 | HYDRO-V1 | HYDRO-V1 | HYDRO-V1 | HYDRO-V1
CHN | China | Linyi power station |  | WRI1070337 | 1260 | 35.0071 | 118.3239 | Coal |  |  |  | 2007.0 | Huaneng Shandong Power Co Ltd | GCPT | https://endcoal.org/global-coal-plant-tracker/ | GCPT | 1055686 | [13 empty] | 6139.59 | NO-ESTIMATION | NO-ESTIMATION | NO-ESTIMATION | NO-ESTIMATION | CAPACITY-FACTOR-V1
CHN | China | Guodian Yuyuan power station |  | WRI1070133 | 300 | 35.0579 | 112.5792 | Coal |  |  |  | 2005.0 | Guodian Tongling Power Generation Co Ltd | GCPT | https://endcoal.org/global-coal-plant-tracker/ | GCPT | [14 empty] | 1461.8 | NO-ESTIMATION | NO-ESTIMATION | NO-ESTIMATION | NO-ESTIMATION | CAPACITY-FACTOR-V1
CHN | China | Huadian Yaochi Power station Unit 2 |  | WRI1070496 | 200 | 35.0623 | 108.0755 | Coal |  |  |  | 2010.0 | Huadian Shaanxi Energy Co Ltd | GCPT | https://endcoal.org/global-coal-plant-tracker/ | GCPT | [14 empty] | 974.53 | NO-ESTIMATION | NO-ESTIMATION | NO-ESTIMATION | NO-ESTIMATION | CAPACITY-FACTOR-V1
CHN | China | Tengzhou Xinyuan power station |  | WRI1070564 | 930 | 35.0676 | 117.1204 | Coal |  |  |  | 2005.0 | Huadian Tengzhou Xinyuan Thermal Power Co Ltd | GCPT | https://endcoal.org/global-coal-plant-tracker/ | GCPT | 1055217 | [13 empty] | 4531.6 | NO-ESTIMATION | NO-ESTIMATION | NO-ESTIMATION | NO-ESTIMATION | CAPACITY-FACTOR-V1
CHN | China | Jiaozuo Wuzhi-1 Cogen power station |  | WRI1070744 | 100 | 35.1245 | 113.3883 | Coal |  |  |  | 2006.0 | KEPCO Power Generation Co Ltd | GCPT | https://endcoal.org/global-coal-plant-tracker/ | GCPT | 1011848 | [13 empty] | 487.26 | NO-ESTIMATION | NO-ESTIMATION | NO-ESTIMATION | NO-ESTIMATION | CAPACITY-FACTOR-V1
CHN | China | Datang Binchang power station |  | WRI1070178 | 1260 | 35.1359 | 107.9315 | Coal |  |  |  | 2009.0 | Datang Shaanxi Power Generation Co Ltd | GCPT | https://endcoal.org/global-coal-plant-tracker/ | GCPT | 1081541 | [13 empty] | 6139.59 | NO-ESTIMATION | NO-ESTIMATION | NO-ESTIMATION | NO-ESTIMATION | CAPACITY-FACTOR-V1
CHN | China | Qunsheng power station |  | WRI1070416 | 100 | 35.1502 | 109.9308 | Coal |  |  |  | 2006.0 | Shaanxi Yinhe Yulin Power Generation | GCPT | https://endcoal.org/global-coal-plant-tracker/ | GCPT | [14 empty] | 487.26 | NO-ESTIMATION | NO-ESTIMATION | NO-ESTIMATION | NO-ESTIMATION | SOLAR-V1
CHN | China | Rizhao Iron and Steel Cogen power station |  | WRI1075705 | 660 | 35.1562 | 119.3666 | Coal |  |  |  | 2013.0 | Rizhao Steel Holding Group | GCPT | https://endcoal.org/global-coal-plant-tracker/ | GCPT | [14 empty] | 3215.97 | NO-ESTIMATION | NO-ESTIMATION | NO-ESTIMATION | NO-ESTIMATION | CAPACITY-FACTOR-V1
CHN | China | Huaneng Qinbei power station |  | WRI1070183 | 4400 | 35.1679 | 112.7162 | Coal |  |  |  | 2009.0 | Huaneng Power International Ruiyang Co Ltd | GCPT | https://endcoal.org/global-coal-plant-tracker/ | GCPT | 1018298 | [13 empty] | 21439.83 | NO-ESTIMATION | NO-ESTIMATION | NO-ESTIMATION | NO-ESTIMATION | SOLAR-V1
CHN | China | Liyuan Cogen power station |  | WRI1070340 | 700 | 35.1720 | 119.0370 | Coal |  |  |  | 2016.0 | Shandong Xinhai Technology Co Ltd | GCPT | https://endcoal.org/global-coal-plant-tracker/ | GCPT | [14 empty] | 3410.88 | NO-ESTIMATION | NO-ESTIMATION | NO-ESTIMATION | SOLAR-V1 | SOLAR-V1
CHN | China | PowerChina Huating power station |  | WRI1070608 | 290 | 35.1953 | 106.5689 | Coal |  |  |  | 2006.0 | Power Construction Corporation of China (PowerChina) | GCPT | https://endcoal.org/global-coal-plant-tracker/ | GCPT | 1073073 | [13 empty] | 1413.08 | SOLAR-V1 | SOLAR-V1 | SOLAR-V1 | SOLAR-V1 | SOLAR-V1
CHN | China | Xinyuan power station |  | WRI1075767 | 110 | 35.1969 | 109.5941 | Coal |  |  |  | 1999.0 | Shaanxi Xinyuan Power Co | GCPT | https://endcoal.org/global-coal-plant-tracker/ | GCPT | [14 empty] | 535.99 | NO-ESTIMATION | NO-ESTIMATION | NO-ESTIMATION | NO-ESTIMATION | CAPACITY-FACTOR-V1
CHN | China | Jiaozuo Boai power station |  | WRI1070437 | 1320 | 35.2210 | 113.1022 | Coal |  |  |  | 2013.0 | China Resources Power Holdings Co Ltd | GCPT | https://endcoal.org/global-coal-plant-tracker/ | GCPT | 1011848 | [13 empty] | 6431.95 | NO-ESTIMATION | NO-ESTIMATION | NO-ESTIMATION | NO-ESTIMATION | CAPACITY-FACTOR-V1
CHN | China | Jiaozuo - Shenhua 7-8 Coal |  | WRI1070433 | 1320 | 35.2234 | 113.2003 | Coal |  |  |  | 2015.0 | Shenhua Guoneng Energy Group | Industry About | https://industryabout.com/country-territories-3/1705-china/fossil-fuels-energy/33192-jiaozuo-shenhua-7-8-coal-power-plant | Industry About | 1011848 | [13 empty] | 6431.95 | SOLAR-V1 | SOLAR-V1 | SOLAR-V1 | SOLAR-V1 | SOLAR-V1
CHN | China | Heze power station |  | WRI1070114 | 1510 | 35.2407 | 115.5335 | Coal |  |  |  | 2002.0 | China Guodian Group Corporation | GCPT | https://endcoal.org/global-coal-plant-tracker/ | GCPT | 1028532 | [13 empty] | 7357.76 | NO-ESTIMATION | NO-ESTIMATION | NO-ESTIMATION | NO-ESTIMATION | SOLAR-V1
CHN | China | Qudong power station |  | WRI1070067 | 660 | 35.2446 | 113.8522 | Coal |  |  |  | 2012.0 | Huadian Power International Company Limited | GCPT | https://endcoal.org/global-coal-plant-tracker/ | GCPT | [14 empty] | 3215.97 | SOLAR-V1 | SOLAR-V1 | SOLAR-V1 | SOLAR-V1 | SOLAR-V1
CHN | China | Linyi Xincheng Jinluo Cogen power station |  | WRI1075670 | 50 | 35.2487 | 118.2952 | Coal |  |  |  | 2017.0 | Linyi Xincheng Jinluo Cogen Company | GCPT | https://endcoal.org/global-coal-plant-tracker/ | GCPT | [14 empty] | 243.63 | SOLAR-V1 | SOLAR-V1 | SOLAR-V1 | SOLAR-V1 | SOLAR-V1
CHN | China | Jiaozuo - Wanfang 5-6 Coal |  | WRI1070062 | 700 | 35.2502 | 113.3677 | Coal |  |  |  | 2013.0 | Jiaozuo Wanfang Aluminum Co Ltd | Industry About | https://industryabout.com/country-territories-3/1705-china/fossil-fuels-energy/33184-jiaozuo-wanfang-5-6-coal-power-plant | Industry About | 1011848 | [13 empty] | 3410.88 | SOLAR-V1 | SOLAR-V1 | SOLAR-V1 | SOLAR-V1 | SOLAR-V1
CHN | China | Jiaozuo - Wanfang 3-4 Coal |  | WRI1070750 | 270 | 35.2502 | 113.3725 | Coal |  |  |  | 2001.0 | Jiaozuo Wanfang Aluminum Co Ltd | Industry About | https://industryabout.com/country-territories-3/1705-china/fossil-fuels-energy/33183-jiaozuo-wanfang-3-4-coal-power-plant | Industry About | 1059301 | [13 empty] | 1315.62 | NO-ESTIMATION | NO-ESTIMATION | NO-ESTIMATION | SOLAR-V1 | SOLAR-V1
CHN | China | Heze Huarun power station |  | WRI1070115 | 1200 | 35.2526 | 115.6860 | Coal |  |  |  | 2011.0 | China Resources Power Holdings Co Ltd | GCPT | https://endcoal.org/global-coal-plant-tracker/ | GCPT | 1086179 | [13 empty] | 5847.22 | NO-ESTIMATION | NO-ESTIMATION | SOLAR-V1 | SOLAR-V1 | SOLAR-V1
CHN | China | Yanzhou Mine Jisan power station |  | WRI1075773 | 270 | 35.2683 | 116.6598 | Coal |  |  |  | 2006.0 | Jisan Power Co | GCPT | https://endcoal.org/global-coal-plant-tracker/ | GCPT | [14 empty] | 1315.62 | NO-ESTIMATION | NO-ESTIMATION | NO-ESTIMATION | SOLAR-V1 | SOLAR-V1
CHN | China | Gansu Chongxin power station |  | WRI1070610 | 1320 | 35.2796 | 106.9196 | Coal |  |  |  | 2010.0 | Power Construction Corporation of China (PowerChina) | GCPT | https://endcoal.org/global-coal-plant-tracker/ | GCPT | 1081794 | [13 empty] | 6431.95 | SOLAR-V1 | SOLAR-V1 | SOLAR-V1 | SOLAR-V1 | SOLAR-V1
CHN | China | Guodian Feixian power station |  | WRI1070713 | 1300 | 35.3197 | 117.9057 | Coal |  |  |  | 2007.0 | China Guodian Group Corporation | GCPT | https://endcoal.org/global-coal-plant-tracker/ | GCPT | 1059288 | [13 empty] | 6334.49 | SOLAR-V1 | SOLAR-V1 | SOLAR-V1 | SOLAR-V1 | SOLAR-V1
CHN | China | Zouxian power station |  | WRI1072548 | 4540 | 35.3256 | 116.9261 | Coal |  |  |  | 1998.0 | China Huadian Corporation | GCPT | https://endcoal.org/global-coal-plant-tracker/ | GCPT | 1028551 | [13 empty] | 22122.01 | SOLAR-V1 | SOLAR-V1 | SOLAR-V1 | SOLAR-V1 | SOLAR-V1
CHN | China | Xinxiang Baoshan power station |  | WRI1070738 | 1320 | 35.3268 | 113.4906 | Coal |  |  |  | 2007.0 | Huadian Power International Company Limited | GCPT | https://endcoal.org/global-coal-plant-tracker/ | GCPT | 1069609 | [13 empty] | 6431.95 | NO-ESTIMATION | NO-ESTIMATION | NO-ESTIMATION | NO-ESTIMATION | SOLAR-V1
CHN | China | Fengying power station |  | WRI1075603 | 120 | 35.3442 | 113.3955 | Coal |  |  |  |  | Jiaozuo Mining Group | GCPT | https://endcoal.org/global-coal-plant-tracker/ | GCPT | [14 empty] | 584.72 | NO-ESTIMATION | NO-ESTIMATION | NO-ESTIMATION | NO-ESTIMATION | SOLAR-V1
CHN | China | Rizhao power station |  | WRI1070312 | 2060 | 35.3450 | 119.5111 | Coal |  |  |  | 2006.0 | Huaneng Shandong Power Co Ltd | GCPT | https://endcoal.org/global-coal-plant-tracker/ | GCPT | [14 empty] | 10037.74 | NO-ESTIMATION | NO-ESTIMATION | SOLAR-V1 | SOLAR-V1 | SOLAR-V1
CHN | China | Nantun Mine power station |  | WRI1075685 | 100 | 35.3761 | 116.8700 | Coal |  |  |  | 2003.0 | Keao Aluminum | GCPT | https://endcoal.org/global-coal-plant-tracker/ | GCPT | [14 empty] | 487.26 | SOLAR-V1 | SOLAR-V1 | SOLAR-V1 | SOLAR-V1 | SOLAR-V1
CHN | China | Huaneng Jiaxiang power station |  | WRI1070648 | 660 | 35.3845 | 116.4432 | Coal |  |  |  | 2007.0 | Huaneng Shandong Power Co Ltd | GCPT | https://endcoal.org/global-coal-plant-tracker/ | GCPT | 1088271 | [13 empty] | 3215.97 | SOLAR-V1 | SOLAR-V1 | SOLAR-V1 | SOLAR-V1 | SOLAR-V1
CHN | China | Xinxiang Huayu power station |  | WRI1070674 | 660 | 35.4055 | 113.9292 | Coal |  |  |  | 2005.0 | CPI Henan Electric Power Co Ltd | GCPT | https://endcoal.org/global-coal-plant-tracker/ | GCPT | 1049188 | [13 empty] | 3215.97 | SOLAR-V1 | SOLAR-V1 | SOLAR-V1 | SOLAR-V1 | SOLAR-V1
CHN | China | Henan Mengdian power station |  | WRI1070730 | 600 | 35.4312 | 113.8325 | Coal |  |  |  | 2011.0 | Henan Hebi Coal Power Co Ltd | GCPT | https://endcoal.org/global-coal-plant-tracker/ | GCPT | [14 empty] | 2923.61 | NO-ESTIMATION | NO-ESTIMATION | NO-ESTIMATION | SOLAR-V1 | SOLAR-V1
CHN | China | SDIC Jincheng power station |  | WRI1070819 | 600 | 35.4605 | 112.9255 | Coal |  |  |  | 2011.0 | Xiyang Energy Co Ltd | GCPT | https://endcoal.org/global-coal-plant-tracker/ | GCPT | 1087262 | [13 empty] | 2923.61 | NO-ESTIMATION | SOLAR-V1 | SOLAR-V1 | SOLAR-V1 | SOLAR-V1
CHN | China | Yangcheng power station |  | WRI1070345 | 3300 | 35.4670 | 112.5739 | Coal |  |  |  | 2004.0 | Shanxi Datang International Power Generation Co Ltd | GCPT | https://endcoal.org/global-coal-plant-tracker/ | GCPT | 1033605 | [13 empty] | 16079.87 | NO-ESTIMATION | NO-ESTIMATION | NO-ESTIMATION | SOLAR-V1 | SOLAR-V1
CHN | China | Yunhe power station |  | WRI1070287 | 1240 | 35.4867 | 116.4769 | Coal |  |  |  | 2004.0 | Huaneng Shandong Power Co Ltd | GCPT | https://endcoal.org/global-coal-plant-tracker/ | GCPT | 1055235 | [13 empty] | 6042.13 | SOLAR-V1 | SOLAR-V1 | SOLAR-V1 | SOLAR-V1 | SOLAR-V1
CHN | China | Huaneng Pingliang power station |  | WRI1070056 | 2520 | 35.5014 | 106.7871 | Coal |  |  |  | 2006.0 | Huaneng Gansu Energy Development Co Ltd | GCPT | https://endcoal.org/global-coal-plant-tracker/ | GCPT | 1043157 | [13 empty] | 12279.18 | SOLAR-V1 | SOLAR-V1 | SOLAR-V1 | SOLAR-V1 | SOLAR-V1
CHN | China | Taiyang Mill power station |  | WRI1075733 | 340 | 35.5345 | 116.7983 | Coal |  |  |  | 2008.0 | Shandong Sunshine Paper Co. Ltd. | GCPT | https://endcoal.org/global-coal-plant-tracker/ | GCPT | [14 empty] | 1656.71 | SOLAR-V1 | SOLAR-V1 | SOLAR-V1 | SOLAR-V1 | SOLAR-V1
CHN | China | CPI Shanxi Houma power station |  | WRI1070821 | 700 | 35.5911 | 111.3757 | Coal |  |  |  | 2012.0 | Zhangze Power | GCPT | https://endcoal.org/global-coal-plant-tracker/ | GCPT | 1059311 | [13 empty] | 3410.88 | SOLAR-V1 | SOLAR-V1 | SOLAR-V1 | SOLAR-V1 | SOLAR-V1
CHN | China | Hancheng power station |  | WRI1070177 | 2400 | 35.6002 | 110.5557 | Coal |  |  |  | 2002.0 | Datang Shaanxi Power Generation Co Ltd | GCPT | https://endcoal.org/global-coal-plant-tracker/ | GCPT | 1055352 | [13 empty] | 11694.45 | SOLAR-V1 | SOLAR-V1 | SOLAR-V1 | SOLAR-V1 | SOLAR-V1
CHN | China | Huaneng Qufu power station |  | WRI1070311 | 450 | 35.6078 | 116.9338 | Coal |  |  |  | 2006.0 | Huaneng Shandong Power Co Ltd | GCPT | https://endcoal.org/global-coal-plant-tracker/ | GCPT | [14 empty] | 2192.71 | SOLAR-V1 | SOLAR-V1 | SOLAR-V1 | SOLAR-V1 | SOLAR-V1
CHN | China | Hejin power station |  | WRI1070817 | 1300 | 35.6131 | 110.6558 | Coal |  |  |  | 2002.0 | Zhangze Power | GCPT | https://endcoal.org/global-coal-plant-tracker/ | GCPT | 1088755 | [13 empty] | 6334.49 | NO-ESTIMATION | NO-ESTIMATION | NO-ESTIMATION | NO-ESTIMATION | SOLAR-V1
CHN | China | Huaze Aluminum power station |  | WRI1075640 | 600 | 35.6586 | 110.6691 | Coal |  |  |  | 2005.0 | Shanxi Huaze Aluminum Power | GCPT | https://endcoal.org/global-coal-plant-tracker/ | GCPT | [14 empty] | 2923.61 | NO-ESTIMATION | NO-ESTIMATION | NO-ESTIMATION | SOLAR-V1 | SOLAR-V1
CHN | China | Huangling waste coal power station |  | WRI1070181 | 700 | 35.6603 | 108.9229 | Coal |  |  |  | 2015.0 | Huangling Mining Co Ltd | GCPT | https://endcoal.org/global-coal-plant-tracker/ | GCPT | 1042253 | [13 empty] | 3410.88 | NO-ESTIMATION | NO-ESTIMATION | SOLAR-V1 | SOLAR-V1 | SOLAR-V1
CHN | China | Henan Heqi power station |  | WRI1075618 | 1320 | 35.7214 | 114.1855 | Coal |  |  |  | 2015.0 | Henan Investment Group Co Ltd | GCPT | https://endcoal.org/global-coal-plant-tracker/ | GCPT | [14 empty] | 6431.95 | NO-ESTIMATION | NO-ESTIMATION | SOLAR-V1 | SOLAR-V1 | SOLAR-V1
CHN | China | Puyang Pangking power station |  | WRI1070132 | 420 | 35.7528 | 114.9838 | Coal |  |  |  | 2006.0 | China Guodian Group Corporation | GCPT | https://endcoal.org/global-coal-plant-tracker/ | GCPT | 1081539 | [13 empty] | 2046.53 | NO-ESTIMATION | NO-ESTIMATION | SOLAR-V1 | SOLAR-V1 | SOLAR-V1
CHN | China | Puyang Longfeng power station |  | WRI1075699 | 600 | 35.7695 | 115.2547 | Coal |  |  |  | 2017.0 | Henan Investment Group Co Ltd | GCPT | https://endcoal.org/global-coal-plant-tracker/ | GCPT | [14 empty] | 2923.61 | NO-ESTIMATION | NO-ESTIMATION | NO-ESTIMATION | NO-ESTIMATION | SOLAR-V1
CHN | China | Jining Yangcheng power station |  | WRI1075659 | 300 | 35.7727 | 116.3194 | Coal |  |  |  | 2009.0 | Luneng Coal Power Co | GCPT | https://endcoal.org/global-coal-plant-tracker/ | GCPT | [14 empty] | 1461.8 | NO-ESTIMATION | NO-ESTIMATION | NO-ESTIMATION | NO-ESTIMATION | SOLAR-V1
CHN | China | Henan Hebi power station |  | WRI1070729 | 270 | 35.7855 | 114.2404 | Coal |  |  |  | 2007.0 | Henan Hebi Coal Power Co Ltd | GCPT | https://endcoal.org/global-coal-plant-tracker/ | GCPT | 1081487 | [13 empty] | 1315.62 | NO-ESTIMATION | NO-ESTIMATION | SOLAR-V1 | SOLAR-V1 | SOLAR-V1
CHN | China | Hebi Fenghe power station |  | WRI1070669 | 1800 | 35.8512 | 114.1798 | Coal |  |  |  | 2003.0 | Hebi Fenghe Power Generation Co Ltd | GCPT | https://endcoal.org/global-coal-plant-tracker/ | GCPT | 1011845 | [13 empty] | 8770.84 | NO-ESTIMATION | NO-ESTIMATION | NO-ESTIMATION | NO-ESTIMATION | CAPACITY-FACTOR-V1
CHN | China | Shandong Zhongtai power station |  | WRI1075715 | 300 | 35.8581 | 117.6958 | Coal |  |  |  | 2007.0 | Huaneng Shandong Power Co Ltd | GCPT | https://endcoal.org/global-coal-plant-tracker/ | GCPT | [14 empty] | 1461.8 | NO-ESTIMATION | NO-ESTIMATION | NO-ESTIMATION | NO-ESTIMATION | CAPACITY-FACTOR-V1
CHN | China | Guodian Yuzhong power station |  | WRI1075612 | 220 | 36.0323 | 103.8761 | Coal |  |  |  | 1990.0 | China Guodian Corp | GCPT | https://endcoal.org/global-coal-plant-tracker/ | GCPT | [14 empty] | 1071.99 | NO-ESTIMATION | NO-ESTIMATION | NO-ESTIMATION | SOLAR-V1 | SOLAR-V1
CHN | China | Huangdao power station |  | WRI1070120 | 1770 | 36.0390 | 120.2193 | Coal |  |  |  | 1999.0 | Datang Shandong Power Generation Co Ltd | GCPT | https://endcoal.org/global-coal-plant-tracker/ | GCPT | 1028534 | [13 empty] | 8624.66 | NO-ESTIMATION | NO-ESTIMATION | NO-ESTIMATION | NO-ESTIMATION | CAPACITY-FACTOR-V1
CHN | China | Ningxia Liupanshan power station |  | WRI1070808 | 660 | 36.0452 | 106.2919 | Coal |  |  |  | 2010.0 | Ningxia Electric Power Group Co Ltd | GCPT | https://endcoal.org/global-coal-plant-tracker/ | GCPT | 1094422 | [13 empty] | 3215.97 | NO-ESTIMATION | NO-ESTIMATION | NO-ESTIMATION | NO-ESTIMATION | CAPACITY-FACTOR-V1
CHN | China | Lanzhou Fanjiaping power station |  | WRI1070365 | 660 | 36.0755 | 103.6774 | Coal |  |  |  | 2011.0 | China Guodian Group Corporation | GCPT | https://endcoal.org/global-coal-plant-tracker/ | GCPT | 1084678 | [13 empty] | 3215.97 | NO-ESTIMATION | NO-ESTIMATION | NO-ESTIMATION | NO-ESTIMATION | CAPACITY-FACTOR-V1
CHN | China | Guodian Taian power station |  | WRI1075611 | 700 | 36.0764 | 117.1369 | Coal |  |  |  | 2015.0 | Guodian Shandong Power Co | GCPT | https://endcoal.org/global-coal-plant-tracker/ | GCPT | [14 empty] | 3410.88 | NO-ESTIMATION | NO-ESTIMATION | WIND-V1 | WIND-V1 | WIND-V1
CHN | China | Zhangze Linfen power station |  | WRI1070823 | 600 | 36.0867 | 111.3994 | Coal |  |  |  | 2012.0 | Shanxi Zhangze Electric Power Co Ltd | GCPT | https://endcoal.org/global-coal-plant-tracker/ | GCPT | 1073055 | [13 empty] | 2923.61 | SOLAR-V1 | SOLAR-V1 | SOLAR-V1 | SOLAR-V1 | SOLAR-V1
CHN | China | Datang Linzhou power station |  | WRI1070441 | 700 | 36.1087 | 113.8627 | Coal |  |  |  | 2011.0 | Datang Linzhou Power Station | GCPT | https://endcoal.org/global-coal-plant-tracker/ | GCPT | 1118187 | [13 empty] | 3410.88 | NO-ESTIMATION | NO-ESTIMATION | NO-ESTIMATION | NO-ESTIMATION | CAPACITY-FACTOR-V1
CHN | China | Qingdao power station |  | WRI1070310 | 1200 | 36.1123 | 120.3291 | Coal |  |  |  | 2001.0 | Huadian Power International Company Limited | GCPT | https://endcoal.org/global-coal-plant-tracker/ | GCPT | 1028540 | [13 empty] | 5847.22 | NO-ESTIMATION | NO-ESTIMATION | NO-ESTIMATION | NO-ESTIMATION | CAPACITY-FACTOR-V1
CHN | China | Datang Anyang-2 power station |  | WRI1070634 | 1240 | 36.1195 | 114.2758 | Coal |  |  |  | 2003.0 | Anyang 2 Power Station | GCPT | https://endcoal.org/global-coal-plant-tracker/ | GCPT | 1073053 | [13 empty] | 6042.13 | SOLAR-V1 | SOLAR-V1 | SOLAR-V1 | SOLAR-V1 | SOLAR-V1
CHN | China | Datang Xigu power station |  | WRI1070366 | 990 | 36.1289 | 103.6228 | Coal |  |  |  | 2004.0 | Datang Gansu Power Generation Co Ltd | GCPT | https://endcoal.org/global-coal-plant-tracker/ | GCPT | 1024485 | [13 empty] | 4823.96 | SOLAR-V1 | SOLAR-V1 | SOLAR-V1 | SOLAR-V1 | SOLAR-V1
CHN | China | Huaneng Laiwu power station |  | WRI1070125 | 2660 | 36.1339 | 117.6850 | Coal |  |  |  | 2009.0 | Huaneng Shandong Power Co Ltd | GCPT | https://endcoal.org/global-coal-plant-tracker/ | GCPT | 1028537 | [13 empty] | 12961.35 | NO-ESTIMATION | NO-ESTIMATION | NO-ESTIMATION | NO-ESTIMATION | CAPACITY-FACTOR-V1
CHN | China | Linfen power station |  | WRI1070820 | 600 | 36.1534 | 111.4849 | Coal |  |  |  | 2010.0 | Shanxi Datang International Power Generation Co Ltd | GCPT | https://endcoal.org/global-coal-plant-tracker/ | GCPT | 1073055 | [13 empty] | 2923.61 | HYDRO-V1 | HYDRO-V1 | HYDRO-V1 | HYDRO-V1 | HYDRO-V1
CHN | China | Lanzhou LanlÃ¼ power station |  | WRI1070254 | 300 | 36.1564 | 103.3317 | Coal |  |  |  | 2008.0 | Lanzhou Aluminum Corporation | GCPT | https://endcoal.org/global-coal-plant-tracker/ | GCPT | 1077093 | [13 empty] | 1461.8 | HYDRO-V1 | HYDRO-V1 | HYDRO-V1 | HYDRO-V1 | HYDRO-V1
CHN | China | Changzhi power station |  | WRI1070459 | 660 | 36.1926 | 113.0116 | Coal |  |  |  | 2012.0 | Guodian Shanxi Branch Co Ltd | GCPT | https://endcoal.org/global-coal-plant-tracker/ | GCPT | [14 empty] | 3215.97 | HYDRO-V1 | HYDRO-V1 | HYDRO-V1 | HYDRO-V1 | HYDRO-V1
CHN | China | Shiheng-2 power station |  | WRI1070315 | 1890 | 36.2122 | 116.5136 | Coal |  |  |  | 1998.0 | Shandong Zhonghua Power Co Ltd | GCPT | https://endcoal.org/global-coal-plant-tracker/ | GCPT | 1028529 | [13 empty] | 9209.38 | NO-ESTIMATION | NO-ESTIMATION | NO-ESTIMATION | NO-ESTIMATION | CAPACITY-FACTOR-V1
CHN | China | Laicheng power station |  | WRI1072552 | 1200 | 36.2547 | 117.6725 | Coal |  |  |  | 2001.0 | Huadian Power International Corporation Limited | GCPT | https://endcoal.org/global-coal-plant-tracker/ | GCPT | 1028536 | [13 empty] | 5847.22 | NO-ESTIMATION | NO-ESTIMATION | NO-ESTIMATION | NO-ESTIMATION | CAPACITY-FACTOR-V1
CHN | China | Zhangze Changzhi power station |  | WRI1070460 | 840 | 36.3228 | 113.0807 | Coal |  |  |  | 1989.0 | Zhangze Power | GCPT | https://endcoal.org/global-coal-plant-tracker/ | GCPT | [14 empty] | 4093.06 | NO-ESTIMATION | SOLAR-V1 | SOLAR-V1 | SOLAR-V1 | SOLAR-V1
CHN | China | Zhangshan power station |  | WRI1075790 | 1800 | 36.3261 | 113.0814 | Coal |  |  |  | 2007.0 | Beijing Energy Investment Holding Shanxi Zhangshan Power Generation Co | GCPT | https://endcoal.org/global-coal-plant-tracker/ | GCPT | [14 empty] | 8770.84 | NO-ESTIMATION | SOLAR-V1 | SOLAR-V1 | SOLAR-V1 | SOLAR-V1
CHN | China | Wangqu power station |  | WRI1070597 | 1200 | 36.3485 | 113.1921 | Coal |  |  |  | 2006.0 | Shendong Hequ Power Station | GCPT | https://endcoal.org/global-coal-plant-tracker/ | GCPT | 1028574 | [13 empty] | 5847.22 | NO-ESTIMATION | SOLAR-V1 | SOLAR-V1 | SOLAR-V1 | SOLAR-V1
CHN | China | Changzhi Tunliu power station |  | WRI1075585 | 270 | 36.3653 | 112.8506 | Coal |  |  |  | 2006.0 | Luan Mining Industry Group Co | GCPT | https://endcoal.org/global-coal-plant-tracker/ | GCPT | [14 empty] | 1315.62 | NO-ESTIMATION | NO-ESTIMATION | NO-ESTIMATION | NO-ESTIMATION | CAPACITY-FACTOR-V1
CHN | China | Liaocheng Zhonghua power station |  | WRI1070344 | 1200 | 36.4659 | 115.9094 | Coal |  |  |  | 2002.0 | Shandong Zhonghua Power Co Ltd | GCPT | https://endcoal.org/global-coal-plant-tracker/ | GCPT | 1028528 | [13 empty] | 5847.22 | NO-ESTIMATION | NO-ESTIMATION | NO-ESTIMATION | NO-ESTIMATION | CAPACITY-FACTOR-V1
CHN | China | Hanfeng power station |  | WRI1070487 | 1320 | 36.4719 | 114.1523 | Coal |  |  |  | 2001.0 | China Huaneng Group Corporation (CHNG) | GCPT | https://endcoal.org/global-coal-plant-tracker/ | GCPT | 1018231 | [13 empty] | 6431.95 | WIND-V1 | WIND-V1 | WIND-V1 | WIND-V1 | WIND-V1
CHN | China | Baiyanghe power station |  | WRI1070488 | 890 | 36.4719 | 117.8427 | Coal |  |  |  | 2002.0 | Huaneng Shandong Power Corporation | GCPT | https://endcoal.org/global-coal-plant-tracker/ | GCPT | 1028531 | [13 empty] | 4336.69 | NO-ESTIMATION | NO-ESTIMATION | NO-ESTIMATION | NO-ESTIMATION | SOLAR-V1
CHN | China | Wanjie Gaoke Boshan Cogen power station |  | WRI1075747 | 70 | 36.4745 | 117.8435 | Coal |  |  |  | 2000.0 | Shandong Wanjie Gaoke Co | GCPT | https://endcoal.org/global-coal-plant-tracker/ | GCPT | [14 empty] | 341.08 | SOLAR-V1 | SOLAR-V1 | SOLAR-V1 | SOLAR-V1 | SOLAR-V1
CHN | China | Chiping Haoji power station |  | WRI1070058 | 1400 | 36.4865 | 116.3336 | Coal |  |  |  | 2013.0 | Chiping Xinyuan Aluminum Co Ltd | GCPT | https://endcoal.org/global-coal-plant-tracker/ | GCPT | 1087421 | [13 empty] | 6821.76 | NO-ESTIMATION | NO-ESTIMATION | SOLAR-V1 | SOLAR-V1 | SOLAR-V1
CHN | China | Datang Matou power station |  | WRI1070173 | 1020 | 36.4873 | 114.4246 | Coal |  |  |  | 1992.0 | Datang Matou Power Station | GCPT | https://endcoal.org/global-coal-plant-tracker/ | GCPT | 1024339 | [13 empty] | 4970.14 | NO-ESTIMATION | NO-ESTIMATION | NO-ESTIMATION | NO-ESTIMATION | SOLAR-V1
CHN | China | Enipedia |  | WRI1075601 | 60 | 36.4897 | 113.0475 | Coal |  |  |  |  | LuAn Mining Industry Group Co | GCPT | https://endcoal.org/global-coal-plant-tracker/ | GCPT | [14 empty] | 292.36 | NO-ESTIMATION | NO-ESTIMATION | NO-ESTIMATION | NO-ESTIMATION | CAPACITY-FACTOR-V1
CHN | China | Chengfeng Cogen power station |  | WRI1075587 | 150 | 36.4996 | 112.9666 | Coal |  |  |  | 2006.0 | Xianghuan Chengfeng Power Co | GCPT | https://endcoal.org/global-coal-plant-tracker/ | GCPT | [14 empty] | 730.9 | HYDRO-V1 | HYDRO-V1 | HYDRO-V1 | HYDRO-V1 | HYDRO-V1
CHN | China | Ronghai power station |  | WRI1075706 | 270 | 36.4998 | 112.9665 | Coal |  |  |  | 2007.0 | Luan Mining Industry Group Co | GCPT | https://endcoal.org/global-coal-plant-tracker/ | GCPT | [14 empty] | 1315.62 | HYDRO-V1 | HYDRO-V1 | HYDRO-V1 | HYDRO-V1 | HYDRO-V1
CHN | China | Huozhou power station |  | WRI1070822 | 1200 | 36.5183 | 111.6823 | Coal |  |  |  | 2003.0 | Guodian Shanxi Branch Co Ltd | GCPT | https://endcoal.org/global-coal-plant-tracker/ | GCPT | 1072766 | [13 empty] | 5847.22 | HYDRO-V1 | HYDRO-V1 | HYDRO-V1 | HYDRO-V1 | HYDRO-V1
CHN | China | Datang Liancheng-2 power station |  | WRI1070360 | 600 | 36.5195 | 102.8682 | Coal |  |  |  | 2004.0 | Datang Gansu Power Generation Co Ltd | GCPT | https://endcoal.org/global-coal-plant-tracker/ | GCPT | 1059414 | [13 empty] | 2923.61 | HYDRO-V1 | HYDRO-V1 | HYDRO-V1 | HYDRO-V1 | HYDRO-V1
CHN | China | Gansu Baiyin power station |  | WRI1070611 | 700 | 36.5295 | 104.2271 | Coal |  |  |  | 2016.0 | Gansu Jingyuan Coal Electricity Co Ltd | GCPT | https://endcoal.org/global-coal-plant-tracker/ | GCPT | 1096115 | [13 empty] | 3410.88 | WIND-V1 | WIND-V1 | WIND-V1 | WIND-V1 | WIND-V1
CHN | China | Shanxi Zhaoguang Phase 1 |  | WRI1072551 | 1800 | 36.5545 | 111.6932 | Coal | [5 empty] | SHANXI INTERNATIONAL ENERGY GROUP | http://en.sxgjny.com/zgfd/SubComInfo.aspx?comId=54&catalogId=77&tp=Pro&SubCatalogID=22&menuid=1 | WRI | 1069618 | [13 empty] | 8770.84 | NO-ESTIMATION | NO-ESTIMATION | NO-ESTIMATION | NO-ESTIMATION | CAPACITY-FACTOR-V1
CHN | China | Handan Eastern Outskirt Cogen Power Station |  | WRI1075614 | 700 | 36.5702 | 114.6509 | Coal |  |  |  | 2018.0 | GD Power Development Co Ltd | GCPT | https://endcoal.org/global-coal-plant-tracker/ | GCPT | [14 empty] | 3410.88 | HYDRO-V1 | HYDRO-V1 | HYDRO-V1 | HYDRO-V1 | HYDRO-V1
CHN | China | CPI Xining power station |  | WRI1070484 | 1320 | 36.5847 | 101.4936 | Coal |  |  |  | 2015.0 | CPI Henan Electric Power Co Ltd | GCPT | https://endcoal.org/global-coal-plant-tracker/ | GCPT | 1092664 | [13 empty] | 6431.95 | NO-ESTIMATION | NO-ESTIMATION | SOLAR-V1 | SOLAR-V1 | SOLAR-V1
CHN | China | Qinghai Wanxiang A&M power station |  | WRI1075702 | 700 | 36.5849 | 101.4945 | Coal |  |  |  |  | Tianrui Group Co Ltd | GCPT | https://endcoal.org/global-coal-plant-tracker/ | GCPT | [14 empty] | 3410.88 | NO-ESTIMATION | NO-ESTIMATION | SOLAR-V1 | SOLAR-V1 | SOLAR-V1
CHN | China | Hebei Longshan power station |  | WRI1070699 | 1200 | 36.5976 | 113.6916 | Coal |  |  |  | 2007.0 | Hebei Longshan Power Station | GCPT | https://endcoal.org/global-coal-plant-tracker/ | GCPT | 1059281 | [13 empty] | 5847.22 | NO-ESTIMATION | NO-ESTIMATION | NO-ESTIMATION | NO-ESTIMATION | CAPACITY-FACTOR-V1
CHN | China | Chiping Xinfa power station |  | WRI1075588 | 620 | 36.6079 | 116.2456 | Coal |  |  |  | 2002.0 | Shandong Renping Xinfa Aluminium Co | GCPT | https://endcoal.org/global-coal-plant-tracker/ | GCPT | [14 empty] | 3021.06 | NO-ESTIMATION | NO-ESTIMATION | NO-ESTIMATION | SOLAR-V1 | SOLAR-V1
CHN | China | Xinyuan Aluminum power station |  | WRI1070716 | 3960 | 36.6148 | 116.2194 | Coal |  |  |  | 2015.0 | Chiping Xinyuan Aluminum Co Ltd | GCPT | https://endcoal.org/global-coal-plant-tracker/ | GCPT | 1087421 | [13 empty] | 19295.85 | NO-ESTIMATION | NO-ESTIMATION | NO-ESTIMATION | NO-ESTIMATION | CAPACITY-FACTOR-V1
CHN | China | Xinfa Xiwang power station |  | WRI1075758 | 465 | 36.6150 | 116.2192 | Coal |  |  |  | 2003.0 | Shandong Xinfa Xiwang Aluminum Co | GCPT | https://endcoal.org/global-coal-plant-tracker/ | GCPT | [14 empty] | 2265.8 | NO-ESTIMATION | NO-ESTIMATION | NO-ESTIMATION | NO-ESTIMATION | CAPACITY-FACTOR-V1
CHN | China | Huaneng Xining power station |  | WRI1070272 | 700 | 36.6292 | 101.6288 | Coal |  |  |  | 2016.0 | China Huaneng Group Corporation (CHNG) | GCPT | https://endcoal.org/global-coal-plant-tracker/ | GCPT | 1111483 | [13 empty] | 3410.88 | NO-ESTIMATION | NO-ESTIMATION | NO-ESTIMATION | SOLAR-V1 | SOLAR-V1
CHN | China | Handan power station |  | WRI1070486 | 660 | 36.6421 | 114.4997 | Coal |  |  |  | 2001.0 | GD Power Development Co Ltd | GCPT | https://endcoal.org/global-coal-plant-tracker/ | GCPT | 1024329 | [13 empty] | 3215.97 | HYDRO-V1 | HYDRO-V1 | HYDRO-V1 | HYDRO-V1 | HYDRO-V1
CHN | China | Huadian Weifang power station |  | WRI1070569 | 2000 | 36.6656 | 119.2632 | Coal |  |  |  | 2002.0 | Huadian Power International Company Limited | GCPT | https://endcoal.org/global-coal-plant-tracker/ | GCPT | 1028547 | [13 empty] | 9745.38 | NO-ESTIMATION | NO-ESTIMATION | NO-ESTIMATION | NO-ESTIMATION | SOLAR-V1
CHN | China | Huangtai power station |  | WRI1070118 | 1360 | 36.7078 | 117.0880 | Coal |  |  |  | 1992.0 | Huaneng Shandong Power Co Ltd | GCPT | https://endcoal.org/global-coal-plant-tracker/ | GCPT | 1028535 | [13 empty] | 6626.85 | NO-ESTIMATION | NO-ESTIMATION | NO-ESTIMATION | NO-ESTIMATION | CAPACITY-FACTOR-V1
CHN | China | Zhangqiu power station |  | WRI1072553 | 890 | 36.7284 | 117.4036 | Coal |  |  |  | 2005.0 | Huadian Power International Corporation Limited | GCPT | https://endcoal.org/global-coal-plant-tracker/ | GCPT | 1055216 | [13 empty] | 4336.69 | NO-ESTIMATION | NO-ESTIMATION | NO-ESTIMATION | NO-ESTIMATION | CAPACITY-FACTOR-V1
CHN | China | Guodian Jingyuan power station |  | WRI1070369 | 880 | 36.7288 | 104.7625 | Coal |  |  |  | 1990.0 | China Guodian Group Corporation | GCPT | https://endcoal.org/global-coal-plant-tracker/ | GCPT | 1024472 | [13 empty] | 4287.96 | NO-ESTIMATION | NO-ESTIMATION | NO-ESTIMATION | NO-ESTIMATION | CAPACITY-FACTOR-V1
CHN | China | Jingyuan-2 power station |  | WRI1070438 | 1240 | 36.7300 | 104.7588 | Coal |  |  |  | 2001.0 | Huajing Power Holding | GCPT | https://endcoal.org/global-coal-plant-tracker/ | GCPT | 1020137 | [13 empty] | 6042.13 | WIND-V1 | WIND-V1 | WIND-V1 | WIND-V1 | WIND-V1
CHN | China | Yuning Cogen Power Station |  | WRI1075785 | 100 | 36.7319 | 114.1683 | Coal |  |  |  | 2006.0 | Handan Mining Group | GCPT | https://endcoal.org/global-coal-plant-tracker/ | GCPT | [14 empty] | 487.26 | NO-ESTIMATION | NO-ESTIMATION | NO-ESTIMATION | NO-ESTIMATION | CAPACITY-FACTOR-V1
CHN | China | CHALCO Shandong Branch Power Station |  | WRI1075578 | 138 | 36.7484 | 118.0694 | Coal |  |  |  | 2012.0 | CHALCO Shandong Branch | GCPT | https://endcoal.org/global-coal-plant-tracker/ | GCPT | [14 empty] | 672.43 | NO-ESTIMATION | NO-ESTIMATION | NO-ESTIMATION | NO-ESTIMATION | CAPACITY-FACTOR-V1
CHN | China | Huadian Zibo power station |  | WRI1070289 | 950 | 36.7602 | 118.0532 | Coal |  |  |  | 2007.0 | Huadian Power International Company Limited | GCPT | https://endcoal.org/global-coal-plant-tracker/ | GCPT | 1058363 | [13 empty] | 4629.05 | NO-ESTIMATION | NO-ESTIMATION | NO-ESTIMATION | NO-ESTIMATION | CAPACITY-FACTOR-V1
CHN | China | Zibo Hongda power station |  | WRI1075796 | 140 | 36.7833 | 118.0500 | Coal |  |  |  | 2004.0 | Zibo Hongda Thermal Power | GCPT | https://endcoal.org/global-coal-plant-tracker/ | GCPT | [14 empty] | 682.17 | NO-ESTIMATION | NO-ESTIMATION | NO-ESTIMATION | NO-ESTIMATION | CAPACITY-FACTOR-V1
CHN | China | Qilu Works power station |  | WRI1075701 | 490 | 36.7852 | 118.2131 | Coal |  |  |  | 1992.0 | Sinopec Qilu Co | GCPT | https://endcoal.org/global-coal-plant-tracker/ | GCPT | [14 empty] | 2387.61 | HYDRO-V1 | HYDRO-V1 | HYDRO-V1 | HYDRO-V1 | HYDRO-V1
CHN | China | Zhangdian power station |  | WRI1075788 | 190 | 36.7938 | 118.0939 | Coal |  |  |  | 1999.0 | Shandong Tianyuan Thermoelectricity | GCPT | https://endcoal.org/global-coal-plant-tracker/ | GCPT | [14 empty] | 925.81 | HYDRO-V1 | HYDRO-V1 | HYDRO-V1 | HYDRO-V1 | HYDRO-V1
CHN | China | Datang Wuan power station |  | WRI1070835 | 600 | 36.8184 | 114.1870 | Coal |  |  |  | 2012.0 | Datang Wu'an Power Station | GCPT | https://endcoal.org/global-coal-plant-tracker/ | GCPT | 1087478 | [13 empty] | 2923.61 | NO-ESTIMATION | NO-ESTIMATION | NO-ESTIMATION | NO-ESTIMATION | CAPACITY-FACTOR-V1
CHN | China | Wuxiang power station |  | WRI1070349 | 1200 | 36.8228 | 112.8370 | Coal |  |  |  | 2006.0 | Xishan Coal and Eletricity Power Co Ltd | GCPT | https://endcoal.org/global-coal-plant-tracker/ | GCPT | 1069839 | [13 empty] | 5847.22 | SOLAR-V1 | SOLAR-V1 | SOLAR-V1 | SOLAR-V1 | SOLAR-V1
CHN | China | Shandong Jinling power station |  | WRI1075713 | 100 | 36.8499 | 118.1751 | Coal |  |  |  | 2006.0 | Shandong Jinling Mining Co Ltd | GCPT | https://endcoal.org/global-coal-plant-tracker/ | GCPT | [14 empty] | 487.26 | NO-ESTIMATION | NO-ESTIMATION | NO-ESTIMATION | NO-ESTIMATION | SOLAR-V1
CHN | China | Shahe power station |  | WRI1070840 | 1200 | 36.8535 | 114.3243 | Coal |  |  |  | 2013.0 | Hebei Construction Energy Investment Co Ltd | GCPT | https://endcoal.org/global-coal-plant-tracker/ | GCPT | 1087260 | [13 empty] | 5847.22 | NO-ESTIMATION | NO-ESTIMATION | NO-ESTIMATION | NO-ESTIMATION | CAPACITY-FACTOR-V1
CHN | China | Shandong Chenming Mill power station |  | WRI1075710 | 255 | 36.8592 | 118.7001 | Coal |  |  |  | 2009.0 | Shandong Chenming Paper Holdings | GCPT | https://endcoal.org/global-coal-plant-tracker/ | GCPT | [14 empty] | 1242.53 | NO-ESTIMATION | NO-ESTIMATION | NO-ESTIMATION | NO-ESTIMATION | CAPACITY-FACTOR-V1
CHN | China | Shouguang Jvneng Cogen Power Station |  | WRI1075727 | 310 | 36.8730 | 118.7706 | Coal |  |  |  | 2006.0 | Shouguang Jvneng Cogen Development Co | GCPT | https://endcoal.org/global-coal-plant-tracker/ | GCPT | [14 empty] | 1510.53 | NO-ESTIMATION | NO-ESTIMATION | NO-ESTIMATION | NO-ESTIMATION | CAPACITY-FACTOR-V1
CHN | China | Weiqiao Zouping-7 power station |  | WRI1070717 | 2640 | 36.8972 | 117.8613 | Coal |  |  |  | 2013.0 | Weiqiao Textile Limited | GCPT | https://endcoal.org/global-coal-plant-tracker/ | GCPT | [14 empty] | 12863.9 | NO-ESTIMATION | NO-ESTIMATION | NO-ESTIMATION | NO-ESTIMATION | CAPACITY-FACTOR-V1
CHN | China | Weiqiao Zouping-6 power station |  | WRI1070291 | 2640 | 36.8979 | 117.7844 | Coal |  |  |  | 2014.0 | Shandong Weiqiao Aluminum Power Co Ltd | GCPT | https://endcoal.org/global-coal-plant-tracker/ | GCPT | [14 empty] | 12863.9 | NO-ESTIMATION | NO-ESTIMATION | NO-ESTIMATION | NO-ESTIMATION | CAPACITY-FACTOR-V1
CHN | China | Weiqiao Zouping-3 power station |  | WRI1075754 | 1200 | 36.9077 | 117.7741 | Coal |  |  |  | 2008.0 | Shandong Weiqiao Aluminum & Power Co Ltd | GCPT | https://endcoal.org/global-coal-plant-tracker/ | GCPT | [14 empty] | 5847.22 | NO-ESTIMATION | NO-ESTIMATION | NO-ESTIMATION | NO-ESTIMATION | CAPACITY-FACTOR-V1
CHN | China | Weiqiao Zouping-1 power station |  | WRI1075753 | 2640 | 36.9107 | 117.7854 | Coal |  |  |  | 2016.0 | Shandong Hongqiao Limited | GCPT | https://endcoal.org/global-coal-plant-tracker/ | GCPT | [14 empty] | 12863.9 | NO-ESTIMATION | NO-ESTIMATION | NO-ESTIMATION | NO-ESTIMATION | CAPACITY-FACTOR-V1
CHN | China | Qinghai Datong power station |  | WRI1070619 | 600 | 36.9147 | 101.7061 | Coal |  |  |  | 2006.0 |  | GCPT | https://endcoal.org/global-coal-plant-tracker/ | Industry About | 1065854 | [13 empty] | 2923.61 | NO-ESTIMATION | NO-ESTIMATION | NO-ESTIMATION | WIND-V1 | WIND-V1
CHN | China | Qiaotou power station |  | WRI1070624 | 270 | 36.9147 | 101.7062 | Coal |  |  |  | 1999.0 | Qinghai Aluminium Co Ltd | GCPT | https://endcoal.org/global-coal-plant-tracker/ | GCPT | 1024479 | [13 empty] | 1315.62 | NO-ESTIMATION | NO-ESTIMATION | NO-ESTIMATION | NO-ESTIMATION | CAPACITY-FACTOR-V1
CHN | China | Xingtai Cogen power station |  | WRI1075759 | 700 | 36.9700 | 114.6240 | Coal |  |  |  | 2016.0 | Hebei Construction Energy Investment Co | GCPT | https://endcoal.org/global-coal-plant-tracker/ | GCPT | [14 empty] | 3410.88 | NO-ESTIMATION | NO-ESTIMATION | NO-ESTIMATION | NO-ESTIMATION | CAPACITY-FACTOR-V1
CHN | China | Xihai-2 power station |  | WRI1070485 | 270 | 36.9743 | 100.9106 | Coal |  |  |  | 2007.0 | Northwest China Electric Power Group | GCPT | https://endcoal.org/global-coal-plant-tracker/ | GCPT | 1043484 | [13 empty] | 1315.62 | NO-ESTIMATION | NO-ESTIMATION | NO-ESTIMATION | NO-ESTIMATION | CAPACITY-FACTOR-V1
CHN | China | Huaneng Yushe power station |  | WRI1070124 | 600 | 36.9775 | 112.9547 | Coal |  |  |  | 2002.0 | China Huaneng Group Corporation (CHNG) | GCPT | https://endcoal.org/global-coal-plant-tracker/ | GCPT | 1028577 | [13 empty] | 2923.61 | NO-ESTIMATION | NO-ESTIMATION | NO-ESTIMATION | NO-ESTIMATION | CAPACITY-FACTOR-V1
CHN | China | Huantai power station |  | WRI1075638 | 180 | 36.9788 | 118.0399 | Coal |  |  |  |  | Huantai County Power Plant | GCPT | https://endcoal.org/global-coal-plant-tracker/ | GCPT | [14 empty] | 877.08 | NO-ESTIMATION | NO-ESTIMATION | NO-ESTIMATION | NO-ESTIMATION | CAPACITY-FACTOR-V1
CHN | China | Xingtai power station |  | WRI1070620 | 600 | 37.0089 | 114.4842 | Coal |  |  |  | 1994.0 | Hebei Construction Energy Investment Co Ltd | GCPT | https://endcoal.org/global-coal-plant-tracker/ | GCPT | 1024362 | [13 empty] | 2923.61 | HYDRO-V1 | HYDRO-V1 | HYDRO-V1 | HYDRO-V1 | HYDRO-V1
CHN | China | Shandong Huatai power station |  | WRI1075712 | 270 | 37.0091 | 118.4905 | Coal |  |  |  | 2013.0 | Shandong Huatai Paper Co Ltd | GCPT | https://endcoal.org/global-coal-plant-tracker/ | GCPT | [14 empty] | 1315.62 | NO-ESTIMATION | NO-ESTIMATION | NO-ESTIMATION | NO-ESTIMATION | CAPACITY-FACTOR-V1
CHN | China | Weiqiao Town Public Heating power station |  | WRI1070572 | 1320 | 37.0255 | 117.4838 | Coal |  |  |  | 2013.0 | Weiqiao Huimin New Material Co Ltd | GCPT | https://endcoal.org/global-coal-plant-tracker/ | GCPT | [14 empty] | 6431.95 | NO-ESTIMATION | NO-ESTIMATION | NO-ESTIMATION | NO-ESTIMATION | CAPACITY-FACTOR-V1
CHN | China | Tianyuan Shandong power station |  | WRI1070570 | 600 | 37.0532 | 117.8757 | Coal |  |  |  | 2010.0 | Shandong Tianyuan Thermoelectric | GCPT | https://endcoal.org/global-coal-plant-tracker/ | GCPT | 1088484 | [13 empty] | 2923.61 | NO-ESTIMATION | NO-ESTIMATION | NO-ESTIMATION | NO-ESTIMATION | CAPACITY-FACTOR-V1
CHN | China | Huaneng Zuoquan power station |  | WRI1070127 | 1262 | 37.0694 | 113.3526 | Coal |  |  |  | 2012.0 | China Huaneng Group Corporation (CHNG) | GCPT | https://endcoal.org/global-coal-plant-tracker/ | GCPT | 1082241 | [13 empty] | 6149.33 | NO-ESTIMATION | NO-ESTIMATION | NO-ESTIMATION | NO-ESTIMATION | CAPACITY-FACTOR-V1
CHN | China | Shandong Haihua Weifang power station |  | WRI1070060 | 150 | 37.1305 | 119.0328 | Coal |  |  |  | 2011.0 | Shandong Haihua Weifang Power Station | GCPT | https://endcoal.org/global-coal-plant-tracker/ | GCPT | [14 empty] | 730.9 | WIND-V1 | WIND-V1 | WIND-V1 | WIND-V1 | WIND-V1
CHN | China | Huawei Hetian power station |  | WRI1070106 | 270 | 37.1667 | 79.9060 | Coal |  |  |  | 2015.0 | Huawei Hetian Power Station | GCPT | https://endcoal.org/global-coal-plant-tracker/ | GCPT | [14 empty] | 1315.62 | NO-ESTIMATION | NO-ESTIMATION | NO-ESTIMATION | NO-ESTIMATION | CAPACITY-FACTOR-V1
CHN | China | Shanxi Yaoguang power station |  | WRI1070347 | 400 | 37.2193 | 112.2895 | Coal |  |  |  | 2012.0 | Shanxi International Electricity Group Co Ltd | GCPT | https://endcoal.org/global-coal-plant-tracker/ | GCPT | 1091733 | [13 empty] | 1949.07 | NO-ESTIMATION | NO-ESTIMATION | NO-ESTIMATION | NO-ESTIMATION | CAPACITY-FACTOR-V1
CHN | China | Shanxi Guofeng power station |  | WRI1070379 | 600 | 37.2278 | 111.7347 | Coal |  |  |  | 2015.0 | Shanxi International Electricity Group Co Ltd | GCPT | https://endcoal.org/global-coal-plant-tracker/ | GCPT | 1099751 | [13 empty] | 2923.61 | NO-ESTIMATION | NO-ESTIMATION | NO-ESTIMATION | NO-ESTIMATION | CAPACITY-FACTOR-V1
CHN | China | Datang Jingtai power station |  | WRI1070368 | 1320 | 37.2316 | 104.1681 | Coal |  |  |  | 2009.0 | Datang Gansu Power Generation Co Ltd | GCPT | https://endcoal.org/global-coal-plant-tracker/ | GCPT | 1072945 | [13 empty] | 6431.95 | NO-ESTIMATION | NO-ESTIMATION | NO-ESTIMATION | NO-ESTIMATION | CAPACITY-FACTOR-V1
CHN | China | Guohua Shouguang power station |  | WRI1072549 | 2000 | 37.2697 | 118.9069 | Coal |  |  |  | 2016.0 | Shenhua Guohua Power | GCPT | https://endcoal.org/global-coal-plant-tracker/ | GCPT | 1081550 | [13 empty] | 9745.38 | NO-ESTIMATION | NO-ESTIMATION | NO-ESTIMATION | NO-ESTIMATION | CAPACITY-FACTOR-V1
CHN | China | Binzhou Heating Supply Center power station |  | WRI1070718 | 780 | 37.3482 | 117.8909 | Coal |  |  |  | 2012.0 | Shandong Weiqiao Aluminum Power Co Ltd | GCPT | https://endcoal.org/global-coal-plant-tracker/ | GCPT | [14 empty] | 3800.69 | NO-ESTIMATION | NO-ESTIMATION | NO-ESTIMATION | NO-ESTIMATION | CAPACITY-FACTOR-V1
CHN | China | Binzhou - Huji 1-4 Coal |  | WRI1070494 | 1320 | 37.3495 | 117.7784 | Coal |  |  |  | 2014.0 | Weiqiao Huimin New Material Co Ltd | Industry About | https://industryabout.com/country-territories-3/1705-china/fossil-fuels-energy/33449-binzhou-huji-1-4-coal-power-plant | Industry About | [14 empty] | 6431.95 | NO-ESTIMATION | NO-ESTIMATION | NO-ESTIMATION | SOLAR-V1 | SOLAR-V1
CHN | China | Jinneng Guojin power station |  | WRI1070596 | 700 | 37.3532 | 112.0027 | Coal |  |  |  | 2016.0 | Shanxi Guojin Power Co Ltd | GCPT | https://endcoal.org/global-coal-plant-tracker/ | GCPT | [14 empty] | 3410.88 | NO-ESTIMATION | NO-ESTIMATION | NO-ESTIMATION | NO-ESTIMATION | CAPACITY-FACTOR-V1
CHN | China | Weiqiao Huji power station |  | WRI1070045 | 2640 | 37.3588 | 117.7772 | Coal |  |  |  | 2015.0 | Weiqiao Huimin New Material Co Ltd | GCPT | https://endcoal.org/global-coal-plant-tracker/ | GCPT | [14 empty] | 12863.9 | WIND-V1 | WIND-V1 | WIND-V1 | WIND-V1 | WIND-V1
CHN | China | Shengli Dongying power station |  | WRI1070314 | 1700 | 37.4013 | 118.5243 | Coal |  |  |  | 2004.0 | Shengli Petrolium Administration | GCPT | https://endcoal.org/global-coal-plant-tracker/ | GCPT | 1028542 | [13 empty] | 8283.57 | NO-ESTIMATION | NO-ESTIMATION | NO-ESTIMATION | SOLAR-V1 | SOLAR-V1
CHN | China | Liulin Liansheng power station |  | WRI1070594 | 2000 | 37.4079 | 110.7761 | Coal |  |  |  | 2008.0 | Shanxi International Energy Co Ltd | GCPT | https://endcoal.org/global-coal-plant-tracker/ | GCPT | [14 empty] | 9745.38 | NO-ESTIMATION | NO-ESTIMATION | NO-ESTIMATION | NO-ESTIMATION | SOLAR-V1
CHN | China | Dongying Huatai Chemical power station |  | WRI1075598 | 200 | 37.4090 | 118.8752 | Coal |  |  |  | 2010.0 | Dongying Huatai Chemical Group | GCPT | https://endcoal.org/global-coal-plant-tracker/ | GCPT | [14 empty] | 974.53 | NO-ESTIMATION | NO-ESTIMATION | NO-ESTIMATION | NO-ESTIMATION | CAPACITY-FACTOR-V1
CHN | China | Liulin 1 Coal |  | WRI1070824 | 1400 | 37.4190 | 110.8243 | Coal |  |  |  | 1995.0 | Shanxi International Energy Co Ltd | Industry About | https://industryabout.com/country-territories-3/1705-china/fossil-fuels-energy/33559-liulin-1-coal-power-plant | Industry About | 1088629 | [13 empty] | 6821.76 | NO-ESTIMATION | NO-ESTIMATION | NO-ESTIMATION | NO-ESTIMATION | CAPACITY-FACTOR-V1
CHN | China | Dongying Coastal power station |  | WRI1070714 | 600 | 37.4288 | 118.8581 | Coal |  |  |  | 2012.0 | Dongying Coastal Heating Co Ltd | GCPT | https://endcoal.org/global-coal-plant-tracker/ | GCPT | 1088135 | [13 empty] | 2923.61 | WIND-V1 | WIND-V1 | WIND-V1 | WIND-V1 | WIND-V1
CHN | China | Huadian Laizhou power station |  | WRI1070341 | 2078 | 37.4323 | 120.0177 | Coal |  |  |  | 2012.0 | Huadian Power International Company Limited | GCPT | https://endcoal.org/global-coal-plant-tracker/ | GCPT | 1072758 | [13 empty] | 10125.45 | HYDRO-V1 | HYDRO-V1 | HYDRO-V1 | HYDRO-V1 | HYDRO-V1
CHN | China | Huaneng Dezhou power station |  | WRI1070715 | 2650 | 37.4493 | 116.2416 | Coal |  |  |  | 1998.0 | Huaneng Shandong Power Co Ltd | GCPT | https://endcoal.org/global-coal-plant-tracker/ | GCPT | 1028552 | [13 empty] | 12912.63 | NO-ESTIMATION | NO-ESTIMATION | NO-ESTIMATION | NO-ESTIMATION | CAPACITY-FACTOR-V1
CHN | China | Weihai power station |  | WRI1070567 | 1960 | 37.4499 | 122.2072 | Coal |  |  |  | 2005.0 | Huaneng Shandong Power Co Ltd | GCPT | https://endcoal.org/global-coal-plant-tracker/ | GCPT | 1028556 | [13 empty] | 9550.47 | NO-ESTIMATION | NO-ESTIMATION | NO-ESTIMATION | NO-ESTIMATION | CAPACITY-FACTOR-V1
CHN | China | Shandong Hualu Hengsheng power station |  | WRI1075711 | 174 | 37.4623 | 116.2430 | Coal |  |  |  | 2002.0 | Shandong Hualu Hengsheng Chemical Co | GCPT | https://endcoal.org/global-coal-plant-tracker/ | GCPT | [14 empty] | 847.84 | NO-ESTIMATION | NO-ESTIMATION | NO-ESTIMATION | NO-ESTIMATION | CAPACITY-FACTOR-V1
CHN | China | Datang Binzhou power station |  | WRI1070493 | 700 | 37.4674 | 118.0470 | Coal |  |  |  | 2015.0 | Datang Shandong Power Generation Co Ltd | GCPT | https://endcoal.org/global-coal-plant-tracker/ | GCPT | 1086264 | [13 empty] | 3410.88 | NO-ESTIMATION | NO-ESTIMATION | NO-ESTIMATION | NO-ESTIMATION | CAPACITY-FACTOR-V1
CHN | China | Ningxia Meili power station |  | WRI1075691 | 150 | 37.5124 | 105.2777 | Coal |  |  |  |  | MCC Meili Paper Industry Co | GCPT | https://endcoal.org/global-coal-plant-tracker/ | GCPT | [14 empty] | 730.9 | NO-ESTIMATION | NO-ESTIMATION | NO-ESTIMATION | NO-ESTIMATION | CAPACITY-FACTOR-V1
CHN | China | Weihai Cogen power station |  | WRI1075748 | 210 | 37.5125 | 122.0792 | Coal |  |  |  | 2005.0 | Weihai Cogen Power Group | GCPT | https://endcoal.org/global-coal-plant-tracker/ | GCPT | [14 empty] | 1023.26 | NO-ESTIMATION | NO-ESTIMATION | NO-ESTIMATION | NO-ESTIMATION | SOLAR-V1
CHN | China | Huaneng Yantai power station |  | WRI1070288 | 590 | 37.5326 | 121.3159 | Coal |  |  |  | 1999.0 | Huaneng Shandong Power Co Ltd | GCPT | https://endcoal.org/global-coal-plant-tracker/ | GCPT | 1028549 | [13 empty] | 2874.88 | NO-ESTIMATION | NO-ESTIMATION | NO-ESTIMATION | NO-ESTIMATION | CAPACITY-FACTOR-V1
CHN | China | Shanxi Guojin power station |  | WRI1070194 | 600 | 37.5476 | 112.2322 | Coal |  |  |  | 2015.0 | Shanxi International Electricity Group Co Ltd | GCPT | https://endcoal.org/global-coal-plant-tracker/ | GCPT | 1087581 | [13 empty] | 2923.61 | NO-ESTIMATION | NO-ESTIMATION | NO-ESTIMATION | NO-ESTIMATION | CAPACITY-FACTOR-V1
CHN | China | Weiqiao Yangxin power station |  | WRI1070571 | 1320 | 37.5765 | 117.5986 | Coal |  |  |  | 2015.0 | Weiqiao Aluminum Co Ltd | GCPT | https://endcoal.org/global-coal-plant-tracker/ | GCPT | [14 empty] | 6431.95 | NO-ESTIMATION | NO-ESTIMATION | NO-ESTIMATION | NO-ESTIMATION | CAPACITY-FACTOR-V1
CHN | China | Shandong Xingda Cogen power station |  | WRI1075714 | 360 | 37.5858 | 118.6441 | Coal |  |  |  | 2016.0 | Shandong Xingda New Energy Co Ltd | GCPT | https://endcoal.org/global-coal-plant-tracker/ | GCPT | [14 empty] | 1754.16 | NO-ESTIMATION | NO-ESTIMATION | NO-ESTIMATION | NO-ESTIMATION | CAPACITY-FACTOR-V1
CHN | China | Ningxia Zhongning-2 power station |  | WRI1070192 | 660 | 37.5900 | 105.7060 | Coal |  |  |  | 2006.0 | Ningxia Zhongning-1 Power Station | GCPT | https://endcoal.org/global-coal-plant-tracker/ | GCPT | 1055214 | [13 empty] | 3215.97 | NO-ESTIMATION | NO-ESTIMATION | NO-ESTIMATION | NO-ESTIMATION | CAPACITY-FACTOR-V1
CHN | China | Nanshan Thermal power station |  | WRI1075684 | 420 | 37.5931 | 120.4704 | Coal |  |  |  | 2008.0 | Shandong Nanshan Aluminum Co | GCPT | https://endcoal.org/global-coal-plant-tracker/ | GCPT | [14 empty] | 2046.53 | HYDRO-V1 | HYDRO-V1 | HYDRO-V1 | HYDRO-V1 | HYDRO-V1
CHN | China | CPI Zhongwei Cogen power station |  | WRI1070193 | 700 | 37.6230 | 105.2350 | Coal |  |  |  | 2016.0 |  | GCPT | https://endcoal.org/global-coal-plant-tracker/ | GCPT | 1087366 | [13 empty] | 3410.88 | NO-ESTIMATION | NO-ESTIMATION | NO-ESTIMATION | NO-ESTIMATION | CAPACITY-FACTOR-V1
CHN | China | Yuci power station |  | WRI1070123 | 660 | 37.6268 | 112.7478 | Coal |  |  |  | 2010.0 | Guodian Shanxi Branch Co Ltd | GCPT | https://endcoal.org/global-coal-plant-tracker/ | GCPT | [14 empty] | 3215.97 | NO-ESTIMATION | NO-ESTIMATION | NO-ESTIMATION | NO-ESTIMATION | CAPACITY-FACTOR-V1
CHN | China | Jinzhong Anping power station |  | WRI1070458 | 300 | 37.6430 | 113.6494 | Coal |  |  |  | 2007.0 | Xiyang Energy Co Ltd | GCPT | https://endcoal.org/global-coal-plant-tracker/ | GCPT | 1086261 | [13 empty] | 1461.8 | NO-ESTIMATION | NO-ESTIMATION | SOLAR-V1 | SOLAR-V1 | SOLAR-V1
CHN | China | Yulin Energy Chemical Industry captive power station |  | WRI1075781 | 100 | 37.6529 | 108.9343 | Coal |  |  |  | 2016.0 | China Coal Yulin Energy Chemical Industry Limited Company | GCPT | https://endcoal.org/global-coal-plant-tracker/ | GCPT | [14 empty] | 487.26 | NO-ESTIMATION | NO-ESTIMATION | NO-ESTIMATION | NO-ESTIMATION | CAPACITY-FACTOR-V1
CHN | China | Fangshan power station |  | WRI1075602 | 100 | 37.6707 | 111.1813 | Coal |  |  |  | 2007.0 | Huozhou Coal & Electricity Group | GCPT | https://endcoal.org/global-coal-plant-tracker/ | GCPT | [14 empty] | 487.26 | HYDRO-V1 | HYDRO-V1 | HYDRO-V1 | HYDRO-V1 | HYDRO-V1
CHN | China | Huadian Longkou power station |  | WRI1070334 | 880 | 37.6809 | 120.3132 | Coal |  |  |  | 1990.0 | Huadian Power International Company Limited | GCPT | https://endcoal.org/global-coal-plant-tracker/ | GCPT | 1028538 | [13 empty] | 4287.96 | NO-ESTIMATION | NO-ESTIMATION | NO-ESTIMATION | SOLAR-V1 | SOLAR-V1
CHN | China | Weihua Cogen power station |  | WRI1075749 | 100 | 37.7053 | 118.1563 | Coal |  |  |  | 2016.0 | Weihua Cogen Power Co | GCPT | https://endcoal.org/global-coal-plant-tracker/ | GCPT | [14 empty] | 487.26 | NO-ESTIMATION | NO-ESTIMATION | NO-ESTIMATION | NO-ESTIMATION | CAPACITY-FACTOR-V1
CHN | China | Yinxing power station |  | WRI1075777 | 1320 | 37.7274 | 106.7409 | Coal |  |  |  | 2017.0 | Ningxia Energy Group Co | GCPT | https://endcoal.org/global-coal-plant-tracker/ | GCPT | [14 empty] | 6431.95 | NO-ESTIMATION | NO-ESTIMATION | NO-ESTIMATION | NO-ESTIMATION | CAPACITY-FACTOR-V1
CHN | China | Nanshan Aluminum Donghai power station |  | WRI1070285 | 1730 | 37.7286 | 120.4433 | Coal |  |  |  | 2008.0 | Shandong Nanshan Aluminum Co Ltd | GCPT | https://endcoal.org/global-coal-plant-tracker/ | GCPT | 1066217 | [13 empty] | 8429.75 | NO-ESTIMATION | NO-ESTIMATION | NO-ESTIMATION | NO-ESTIMATION | CAPACITY-FACTOR-V1
CHN | China | Hengshui Hengxing power station |  | WRI1070832 | 660 | 37.7527 | 115.6010 | Coal |  |  |  | 2006.0 | Hebei Construction Energy Investment Co Ltd | GCPT | https://endcoal.org/global-coal-plant-tracker/ | GCPT | 1018295 | [13 empty] | 3215.97 | NO-ESTIMATION | NO-ESTIMATION | NO-ESTIMATION | NO-ESTIMATION | CAPACITY-FACTOR-V1
CHN | China | Hengfeng-2 power station |  | WRI1075622 | 660 | 37.7527 | 115.6012 | Coal |  |  |  | 1996.0 | Guodian Huabei Power | GCPT | https://endcoal.org/global-coal-plant-tracker/ | GCPT | [14 empty] | 3215.97 | WIND-V1 | WIND-V1 | WIND-V1 | WIND-V1 | WIND-V1
CHN | China | Guodian Penglai power station |  | WRI1070309 | 660 | 37.7553 | 120.5945 | Coal |  |  |  | 2006.0 | China Guodian Group Corporation | GCPT | https://endcoal.org/global-coal-plant-tracker/ | GCPT | [14 empty] | 3215.97 | NO-ESTIMATION | NO-ESTIMATION | NO-ESTIMATION | NO-ESTIMATION | CAPACITY-FACTOR-V1
CHN | China | Zhaofeng Aluminum captive power station |  | WRI1075792 | 405 | 37.7674 | 113.5808 | Coal |  |  |  | 2006.0 | Zhaofeng Aluminum | GCPT | https://endcoal.org/global-coal-plant-tracker/ | GCPT | [14 empty] | 1973.43 | NO-ESTIMATION | NO-ESTIMATION | NO-ESTIMATION | NO-ESTIMATION | CAPACITY-FACTOR-V1
CHN | China | Yangquan-2 power station |  | WRI1070346 | 1280 | 37.7745 | 113.6262 | Coal |  |  |  | 1998.0 | Shanxi International Electricity Group Co Ltd | GCPT | https://endcoal.org/global-coal-plant-tracker/ | GCPT | 1087579 | [13 empty] | 6237.04 | NO-ESTIMATION | NO-ESTIMATION | SOLAR-V1 | SOLAR-V1 | SOLAR-V1
CHN | China | Taiyuan 1 Coal |  | WRI1070128 | 1275 | 37.7808 | 112.4776 | Coal | [5 empty] | Industry About | https://industryabout.com/country-territories-3/1705-china/fossil-fuels-energy/33586-taiyuan-1-coal-power-plant | Industry About | 1024351 | [13 empty] | 6212.68 | SOLAR-V1 | SOLAR-V1 | SOLAR-V1 | SOLAR-V1 | SOLAR-V1
CHN | China | Shanxi Ruiguang power station |  | WRI1070593 | 660 | 37.7843 | 112.7200 | Coal |  |  |  | 2012.0 | Shanxi International Energy Co Ltd | GCPT | https://endcoal.org/global-coal-plant-tracker/ | GCPT | 1088631 | [13 empty] | 3215.97 | NO-ESTIMATION | NO-ESTIMATION | NO-ESTIMATION | NO-ESTIMATION | CAPACITY-FACTOR-V1
CHN | China | Longchuan power station |  | WRI1075672 | 270 | 37.7947 | 113.7041 | Coal |  |  |  | 2008.0 | Nanmei Group Yangquan Coal Group | GCPT | https://endcoal.org/global-coal-plant-tracker/ | GCPT | [14 empty] | 1315.62 | NO-ESTIMATION | NO-ESTIMATION | NO-ESTIMATION | NO-ESTIMATION | CAPACITY-FACTOR-V1
CHN | China | Xishan Cogen power station |  | WRI1075769 | 150 | 37.8294 | 112.4180 | Coal |  |  |  | 2006.0 | Xishan Coal and Eletricity Power Co. | GCPT | https://endcoal.org/global-coal-plant-tracker/ | GCPT | [14 empty] | 730.9 | NO-ESTIMATION | NO-ESTIMATION | NO-ESTIMATION | NO-ESTIMATION | CAPACITY-FACTOR-V1
CHN | China | Fangjiazhuang Coal |  | WRI1070810 | 660 | 37.8450 | 106.7872 | Coal |  |  |  | 2010.0 | Shenhua Guoneng Energy Group | Industry About | https://industryabout.com/country-territories-3/1705-china/fossil-fuels-energy/33410-fangjiazhuang-coal-power-plant | Industry About | [14 empty] | 3215.97 | NO-ESTIMATION | NO-ESTIMATION | NO-ESTIMATION | NO-ESTIMATION | NO-ESTIMATION
CHN | China | Hepo Coal |  | WRI1070818 | 300 | 37.8458 | 113.6163 | Coal |  |  |  | 1991.0 | Shanxi International Energy Co Ltd | Industry About | https://industryabout.com/country-territories-3/1705-china/fossil-fuels-energy/33551-hepo-coal-power-plant | Industry About | 1049303 | [13 empty] | 1461.8 | NO-ESTIMATION | NO-ESTIMATION | SOLAR-V1 | SOLAR-V1 | SOLAR-V1
CHN | China | Yangmei-3 power station |  | WRI1075771 | 130 | 37.8610 | 113.4423 | Coal |  |  |  | 1998.0 | Yangquan Coal Group Electricity Generation Branch | GCPT | https://endcoal.org/global-coal-plant-tracker/ | GCPT | [14 empty] | 633.44 | NO-ESTIMATION | NO-ESTIMATION | SOLAR-V1 | SOLAR-V1 | SOLAR-V1
CHN | China | Ningxia Jinyuyuan Chemical power station |  | WRI1075690 | 100 | 37.8828 | 106.0220 | Coal |  |  |  | 2006.0 | Ningxia Jinyuyuan Chemical Group Resin Works Co | GCPT | https://endcoal.org/global-coal-plant-tracker/ | GCPT | [14 empty] | 487.26 | NO-ESTIMATION | NO-ESTIMATION | NO-ESTIMATION | NO-ESTIMATION | CAPACITY-FACTOR-V1
CHN | China | Xishan Gujiao power station |  | WRI1070200 | 2460 | 37.8915 | 112.0886 | Coal |  |  |  | 2013.0 | Xishan Coal and Eletricity Power Co Ltd | GCPT | https://endcoal.org/global-coal-plant-tracker/ | GCPT | 1042254 | [13 empty] | 11986.81 | NO-ESTIMATION | NO-ESTIMATION | NO-ESTIMATION | NO-ESTIMATION | CAPACITY-FACTOR-V1
CHN | China | Wuwei Cogen power station |  | WRI1075755 | 700 | 37.9011 | 102.6859 | Coal |  |  |  | 2017.0 | Gansu Power Investment Co Ltd | GCPT | https://endcoal.org/global-coal-plant-tracker/ | GCPT | [14 empty] | 3410.88 | HYDRO-V1 | HYDRO-V1 | HYDRO-V1 | HYDRO-V1 | HYDRO-V1
CHN | China | Taiyuan Steel Mill power station |  | WRI1075734 | 600 | 37.9194 | 112.5378 | Coal |  |  |  | 2010.0 | Shanxi Taigang Stainless Steel Co.Ltd | GCPT | https://endcoal.org/global-coal-plant-tracker/ | GCPT | [14 empty] | 2923.61 | NO-ESTIMATION | NO-ESTIMATION | NO-ESTIMATION | NO-ESTIMATION | CAPACITY-FACTOR-V1
CHN | China | Qingtongxia Aluminum Works power station |  | WRI1075704 | 660 | 37.9238 | 105.9113 | Coal |  |  |  | 2010.0 | CPI Ningxia Energy Aluminum | GCPT | https://endcoal.org/global-coal-plant-tracker/ | GCPT | [14 empty] | 3215.97 | NO-ESTIMATION | NO-ESTIMATION | NO-ESTIMATION | NO-ESTIMATION | CAPACITY-FACTOR-V1
CHN | China | Shenery Wuzhong power station |  | WRI1070196 | 700 | 37.9374 | 106.1396 | Coal |  |  |  | 2016.0 |  | GCPT | https://endcoal.org/global-coal-plant-tracker/ | GCPT | 1082281 | [13 empty] | 3410.88 | NO-ESTIMATION | NO-ESTIMATION | NO-ESTIMATION | NO-ESTIMATION | CAPACITY-FACTOR-V1
CHN | China | Shijiazhuang - Luhua Coal |  | WRI1070703 | 660 | 37.9513 | 114.5131 | Coal |  |  |  | 2011.0 | Huadian Power International Company Limited | Industry About | https://industryabout.com/country-territories-3/1705-china/fossil-fuels-energy/33297-shijiazhuang-luhua-coal-power-plant | Industry About | 1078296 | [13 empty] | 3215.97 | NO-ESTIMATION | NO-ESTIMATION | NO-ESTIMATION | NO-ESTIMATION | CAPACITY-FACTOR-V1
CHN | China | Taiyuan-2 power station |  | WRI1070588 | 1260 | 37.9870 | 112.5190 | Coal |  |  |  | 2006.0 | Shanxi Datang International Power Generation Co Ltd | GCPT | https://endcoal.org/global-coal-plant-tracker/ | GCPT | 1078561 | [13 empty] | 6139.59 | NO-ESTIMATION | NO-ESTIMATION | NO-ESTIMATION | NO-ESTIMATION | CAPACITY-FACTOR-V1
CHN | China | Daba power station |  | WRI1070585 | 2520 | 37.9897 | 105.9258 | Coal |  |  |  | 2001.0 | Daba Power Station | GCPT | https://endcoal.org/global-coal-plant-tracker/ | GCPT | 1024466 | [13 empty] | 12279.18 | NO-ESTIMATION | NO-ESTIMATION | NO-ESTIMATION | NO-ESTIMATION | CAPACITY-FACTOR-V1
CHN | China | Shijiazhuang Liangcun power station |  | WRI1070837 | 660 | 38.0060 | 114.6934 | Coal |  |  |  | 2011.0 | CPI hebei Power | GCPT | https://endcoal.org/global-coal-plant-tracker/ | GCPT | 1078296 | [13 empty] | 3215.97 | NO-ESTIMATION | NO-ESTIMATION | NO-ESTIMATION | NO-ESTIMATION | CAPACITY-FACTOR-V1
CHN | China | Zhanhua Waste Coal power station |  | WRI1075791 | 240 | 38.0114 | 117.9783 | Coal |  |  |  | 2016.0 | Shandong Weiqiao Group | GCPT | https://endcoal.org/global-coal-plant-tracker/ | GCPT | [14 empty] | 1169.44 | NO-ESTIMATION | NO-ESTIMATION | NO-ESTIMATION | NO-ESTIMATION | CAPACITY-FACTOR-V1
CHN | China | Weiqiao Zhanhua power station |  | WRI1075752 | 700 | 38.0226 | 117.9712 | Coal |  |  |  | 2015.0 | Weiqiao Huihong New Material Co. | GCPT | https://endcoal.org/global-coal-plant-tracker/ | GCPT | [14 empty] | 3410.88 | NO-ESTIMATION | NO-ESTIMATION | NO-ESTIMATION | NO-ESTIMATION | NO-ESTIMATION
CHN | China | Beihai New Area Heating power station |  | WRI1070490 | 900 | 38.0229 | 117.9726 | Coal |  |  |  | 2014.0 | Shandong Weiqiao Aluminum Power Co Ltd | GCPT | https://endcoal.org/global-coal-plant-tracker/ | GCPT | [14 empty] | 4385.42 | HYDRO-V1 | HYDRO-V1 | HYDRO-V1 | HYDRO-V1 | HYDRO-V1
CHN | China | CPI Ningxia Zaoquan power station |  | WRI1075581 | 1320 | 38.0462 | 106.6058 | Coal |  |  |  | 2017.0 | China Power Investment and Ningxia Power Generation Co. | GCPT | https://endcoal.org/global-coal-plant-tracker/ | GCPT | [14 empty] | 6431.95 | NO-ESTIMATION | NO-ESTIMATION | NO-ESTIMATION | NO-ESTIMATION | CAPACITY-FACTOR-V1
CHN | China | Huadian Luhua power station |  | WRI1075629 | 660 | 38.0516 | 114.3177 | Coal |  |  |  | 2011.0 | Hebei Huadian Shijiazhuang TPC | GCPT | https://endcoal.org/global-coal-plant-tracker/ | GCPT | [14 empty] | 3215.97 | NO-ESTIMATION | NO-ESTIMATION | NO-ESTIMATION | NO-ESTIMATION | CAPACITY-FACTOR-V1
CHN | China | Shenhua Yuanyang Lake power station |  | WRI1070195 | 1320 | 38.0569 | 106.6910 | Coal |  |  |  | 2010.0 | Shenhua Guoneng Energy Group | GCPT | https://endcoal.org/global-coal-plant-tracker/ | GCPT | 1077980 | [13 empty] | 6431.95 | NO-ESTIMATION | NO-ESTIMATION | NO-ESTIMATION | NO-ESTIMATION | CAPACITY-FACTOR-V1
CHN | China | Huaneng Shangan power station |  | WRI1070839 | 2540 | 38.0570 | 114.1966 | Coal |  |  |  | 2001.0 | China Huaneng Group Corporation (CHNG) | GCPT | https://endcoal.org/global-coal-plant-tracker/ | GCPT | 1018915 | [13 empty] | 12376.63 | NO-ESTIMATION | NO-ESTIMATION | NO-ESTIMATION | NO-ESTIMATION | CAPACITY-FACTOR-V1
CHN | China | Lubei power station |  | WRI1075675 | 660 | 38.0824 | 117.7420 | Coal |  |  |  | 2009.0 | Datang Shandong Power Corporation | GCPT | https://endcoal.org/global-coal-plant-tracker/ | GCPT | [14 empty] | 3215.97 | NO-ESTIMATION | NO-ESTIMATION | NO-ESTIMATION | NO-ESTIMATION | CAPACITY-FACTOR-V1
CHN | China | Shijiazhuang Dongfang-2 Cogen power station |  | WRI1075726 | 100 | 38.0943 | 114.4851 | Coal |  |  |  |  | CPI Hebei Power | GCPT | https://endcoal.org/global-coal-plant-tracker/ | GCPT | [14 empty] | 487.26 | HYDRO-V1 | HYDRO-V1 | HYDRO-V1 | HYDRO-V1 | HYDRO-V1
CHN | China | Yulin Yuheng power station |  | WRI1070497 | 1200 | 38.1347 | 109.5370 | Coal |  |  |  | 2014.0 | Shaanxi Yulin Energy Group | GCPT | https://endcoal.org/global-coal-plant-tracker/ | GCPT | 1081798 | [13 empty] | 5847.22 | WIND-V1 | WIND-V1 | WIND-V1 | WIND-V1 | WIND-V1
CHN | China | Shenhua Lingzhou power station |  | WRI1070811 | 270 | 38.1419 | 106.5665 | Coal |  |  |  | 2006.0 | Shandong Luneng Group Co Ltd | GCPT | https://endcoal.org/global-coal-plant-tracker/ | GCPT | 1077983 | [13 empty] | 1315.62 | NO-ESTIMATION | NO-ESTIMATION | NO-ESTIMATION | NO-ESTIMATION | CAPACITY-FACTOR-V1
CHN | China | Huadian Ningxia Lingwu power station |  | WRI1070809 | 3320 | 38.1483 | 106.3463 | Coal |  |  |  | 2009.0 | Huadian Power International Company Limited | GCPT | https://endcoal.org/global-coal-plant-tracker/ | GCPT | 1055212 | [13 empty] | 16177.33 | NO-ESTIMATION | NO-ESTIMATION | NO-ESTIMATION | NO-ESTIMATION | NO-ESTIMATION
CHN | China | Ningdong Maliantai power station |  | WRI1070805 | 660 | 38.1734 | 106.5704 | Coal |  |  |  | 2006.0 | Ningxia Electric Power Group Co Ltd | GCPT | https://endcoal.org/global-coal-plant-tracker/ | GCPT | 1071424 | [13 empty] | 3215.97 | HYDRO-V1 | HYDRO-V1 | HYDRO-V1 | HYDRO-V1 | HYDRO-V1
CHN | China | Ningdong - Gangue Coal |  | WRI1070812 | 600 | 38.1825 | 106.5131 | Coal | [5 empty] | Industry About | https://industryabout.com/country-territories-3/1705-china/fossil-fuels-energy/33416-ningdong-gangue-coal-power-plant | Industry About | [14 empty] | 2923.61 | NO-ESTIMATION | NO-ESTIMATION | NO-ESTIMATION | NO-ESTIMATION | CAPACITY-FACTOR-V1
CHN | China | Ningdong Younglight power station |  | WRI1075689 | 660 | 38.1920 | 106.6813 | Coal |  |  |  | 2013.0 | Ningxia Yinglight Chemical Co. | GCPT | https://endcoal.org/global-coal-plant-tracker/ | GCPT | [14 empty] | 3215.97 | NO-ESTIMATION | NO-ESTIMATION | NO-ESTIMATION | NO-ESTIMATION | CAPACITY-FACTOR-V1
CHN | China | Shuidonggou power station |  | WRI1070804 | 1200 | 38.2143 | 106.5439 | Coal |  |  |  | 2011.0 | Beijing Energy Investment Holding Co Ltd | GCPT | https://endcoal.org/global-coal-plant-tracker/ | GCPT | [14 empty] | 5847.22 | NO-ESTIMATION | NO-ESTIMATION | NO-ESTIMATION | NO-ESTIMATION | CAPACITY-FACTOR-V1
CHN | China | Yulin Huitong Cogen power station |  | WRI1075782 | 100 | 38.2157 | 109.7284 | Coal |  |  |  |  | Yulin Huitong Power Generation Co. | GCPT | https://endcoal.org/global-coal-plant-tracker/ | GCPT | [14 empty] | 487.26 | NO-ESTIMATION | NO-ESTIMATION | NO-ESTIMATION | NO-ESTIMATION | CAPACITY-FACTOR-V1
CHN | China | Shaanxi Youser Yulin power station |  | WRI1075709 | 1650 | 38.2158 | 109.7282 | Coal |  |  |  | 2013.0 | Shaanxi Non-Ferrous Metals Holding Group Co. | GCPT | https://endcoal.org/global-coal-plant-tracker/ | GCPT | [14 empty] | 8039.93 | NO-ESTIMATION | NO-ESTIMATION | NO-ESTIMATION | NO-ESTIMATION | CAPACITY-FACTOR-V1
CHN | China | Weilai Energy & Chemical captive power station |  | WRI1075750 | 150 | 38.2334 | 109.4891 | Coal |  |  |  | 2016.0 | Weilai Energy & Chemical Co | GCPT | https://endcoal.org/global-coal-plant-tracker/ | GCPT | [14 empty] | 730.9 | NO-ESTIMATION | NO-ESTIMATION | NO-ESTIMATION | NO-ESTIMATION | CAPACITY-FACTOR-V1
CHN | China | Xibaipo power station |  | WRI1070843 | 2400 | 38.2451 | 114.2149 | Coal |  |  |  | 2001.0 | Hebei Construction Energy Investment Co Ltd | GCPT | https://endcoal.org/global-coal-plant-tracker/ | GCPT | 1024361 | [13 empty] | 11694.45 | NO-ESTIMATION | NO-ESTIMATION | NO-ESTIMATION | NO-ESTIMATION | NO-ESTIMATION
CHN | China | Yulin Beijiao power station |  | WRI1075780 | 700 | 38.2993 | 109.8108 | Coal |  |  |  | 2018.0 | Yushen Coal | GCPT | https://endcoal.org/global-coal-plant-tracker/ | GCPT | [14 empty] | 3410.88 | NO-ESTIMATION | NO-ESTIMATION | NO-ESTIMATION | NO-ESTIMATION | CAPACITY-FACTOR-V1
CHN | China | Huanghua Cangzhou power station |  | WRI1070482 | 2520 | 38.3094 | 117.8790 | Coal |  |  |  | 2007.0 | Shenhua Guohua Electric Power Corporation | GCPT | https://endcoal.org/global-coal-plant-tracker/ | GCPT | 1056905 | [13 empty] | 12279.18 | NO-ESTIMATION | NO-ESTIMATION | NO-ESTIMATION | NO-ESTIMATION | SOLAR-V1
CHN | China | Cangzhou Bohai power station |  | WRI1070736 | 700 | 38.3617 | 117.6248 | Coal |  |  |  | 2015.0 | China Resources Power Holdings Co Ltd | GCPT | https://endcoal.org/global-coal-plant-tracker/ | GCPT | 1099433 | [13 empty] | 3410.88 | NO-ESTIMATION | NO-ESTIMATION | NO-ESTIMATION | NO-ESTIMATION | CAPACITY-FACTOR-V1
CHN | China | Cangzhou power station |  | WRI1070735 | 660 | 38.3658 | 116.8168 | Coal |  |  |  | 2007.0 | China Resources Power Holdings Co Ltd | GCPT | https://endcoal.org/global-coal-plant-tracker/ | GCPT | 1068260 | [13 empty] | 3215.97 | NO-ESTIMATION | NO-ESTIMATION | NO-ESTIMATION | NO-ESTIMATION | CAPACITY-FACTOR-V1
CHN | China | GEPIC Jinchang power station |  | WRI1070583 | 1320 | 38.3784 | 102.0968 | Coal |  |  |  | 2006.0 | GEPIC Jinchang Power Station | GCPT | https://endcoal.org/global-coal-plant-tracker/ | GCPT | [14 empty] | 6431.95 | NO-ESTIMATION | NO-ESTIMATION | NO-ESTIMATION | NO-ESTIMATION | CAPACITY-FACTOR-V1
CHN | China | Yulin Yangguang power station |  | WRI1075784 | 60 | 38.4008 | 109.8646 | Coal |  |  |  | 2003.0 | Qianyuan Energy & Chemical Co | GCPT | https://endcoal.org/global-coal-plant-tracker/ | GCPT | [14 empty] | 292.36 | NO-ESTIMATION | NO-ESTIMATION | NO-ESTIMATION | NO-ESTIMATION | CAPACITY-FACTOR-V1
CHN | China | Yulin Shanghe power station |  | WRI1070495 | 280 | 38.4284 | 109.7414 | Coal |  |  |  | 2004.0 | Shaanxi Yinhe Yulin Power Generation | GCPT | https://endcoal.org/global-coal-plant-tracker/ | GCPT | 1077087 | [13 empty] | 1364.35 | NO-ESTIMATION | NO-ESTIMATION | NO-ESTIMATION | NO-ESTIMATION | CAPACITY-FACTOR-V1
CHN | China | Xixia Ningxia power station |  | WRI1070197 | 1100 | 38.4439 | 106.1258 | Coal |  |  |  | 2014.0 | Xixia Ningxia Power Station | GCPT | https://endcoal.org/global-coal-plant-tracker/ | GCPT | [14 empty] | 5359.95 | NO-ESTIMATION | NO-ESTIMATION | NO-ESTIMATION | NO-ESTIMATION | CAPACITY-FACTOR-V1
CHN | China | Huadian Xinzhou Guangyu power station |  | WRI1070350 | 970 | 38.4595 | 112.7516 | Coal |  |  |  | 2013.0 | Huadian Xinzhou Guangyu Power Station | GCPT | https://endcoal.org/global-coal-plant-tracker/ | GCPT | [14 empty] | 4726.5 | NO-ESTIMATION | NO-ESTIMATION | NO-ESTIMATION | NO-ESTIMATION | CAPACITY-FACTOR-V1
CHN | China | Yinchuan power station |  | WRI1075776 | 60 | 38.4677 | 106.2289 | Coal |  |  |  |  | Ningxia Electric Power Group Co | GCPT | https://endcoal.org/global-coal-plant-tracker/ | GCPT | [14 empty] | 292.36 | NO-ESTIMATION | NO-ESTIMATION | NO-ESTIMATION | NO-ESTIMATION | CAPACITY-FACTOR-V1
CHN | China | Jinchuan Works power station |  | WRI1070432 | 300 | 38.4910 | 102.1687 | Coal |  |  |  | 2008.0 | Jinchuan Works Power Station | GCPT | https://endcoal.org/global-coal-plant-tracker/ | GCPT | 1073064 | [13 empty] | 1461.8 | NO-ESTIMATION | NO-ESTIMATION | NO-ESTIMATION | NO-ESTIMATION | CAPACITY-FACTOR-V1
CHN | China | Jinchang - Gepic Coal |  | WRI1070140 | 660 | 38.5013 | 102.2715 | Coal |  |  |  | 2013.0 | Gepic Jinchang Power Co Ltd | Industry About | https://industryabout.com/country-territories-3/1705-china/fossil-fuels-energy/33389-jinchang-gepic-coal-power-plant | Industry About | [14 empty] | 3215.97 | NO-ESTIMATION | NO-ESTIMATION | NO-ESTIMATION | NO-ESTIMATION | CAPACITY-FACTOR-V1
CHN | China | Dingzhou power station |  | WRI1070478 | 2520 | 38.5122 | 114.8434 | Coal |  |  |  | 2007.0 | Shenhua Guohua Electric Power Corporation | GCPT | https://endcoal.org/global-coal-plant-tracker/ | GCPT | 1058737 | [13 empty] | 12279.18 | WIND-V1 | WIND-V1 | WIND-V1 | WIND-V1 | WIND-V1
CHN | China | Yulin Methanol power station |  | WRI1075783 | 300 | 38.5799 | 109.9338 | Coal |  |  |  | 2008.0 | Yulin Energy & Chemistry Co | GCPT | https://endcoal.org/global-coal-plant-tracker/ | GCPT | [14 empty] | 1461.8 | NO-ESTIMATION | NO-ESTIMATION | NO-ESTIMATION | NO-ESTIMATION | CAPACITY-FACTOR-V1
CHN | China | Shenhua Guohua Jinjie power station |  | WRI1070422 | 2400 | 38.7365 | 110.1661 | Coal |  |  |  | 2007.0 | Shenhua Guoneng Energy Group | GCPT | https://endcoal.org/global-coal-plant-tracker/ | GCPT | 1065821 | [13 empty] | 11694.45 | WIND-V1 | WIND-V1 | WIND-V1 | WIND-V1 | WIND-V1
CHN | China | Shaanxi Beiyuan power station |  | WRI1075708 | 500 | 38.7366 | 110.1665 | Coal |  |  |  | 2011.0 | Beiyuan Chemical Group | GCPT | https://endcoal.org/global-coal-plant-tracker/ | GCPT | [14 empty] | 2436.34 | WIND-V1 | WIND-V1 | WIND-V1 | WIND-V1 | WIND-V1
CHN | China | Renqiu power station |  | WRI1070842 | 700 | 38.7453 | 116.1533 | Coal |  |  |  | 2013.0 | Hebei Construction Energy Investment Co Ltd | GCPT | https://endcoal.org/global-coal-plant-tracker/ | GCPT | 1087780 | [13 empty] | 3410.88 | NO-ESTIMATION | NO-ESTIMATION | NO-ESTIMATION | NO-ESTIMATION | CAPACITY-FACTOR-V1
CHN | China | Tianjin Dagang power station |  | WRI1070825 | 1312 | 38.7765 | 117.4940 | Coal |  |  |  | 1998.0 | Shenhua Guoneng Energy Group | GCPT | https://endcoal.org/global-coal-plant-tracker/ | GCPT | 1024316 | [13 empty] | 6392.97 | WIND-V1 | WIND-V1 | WIND-V1 | WIND-V1 | WIND-V1
CHN | China | Datang Qingyuan power station |  | WRI1070836 | 600 | 38.7954 | 115.4810 | Coal |  |  |  | 2012.0 | Datang Qinqyuan Power Station | GCPT | https://endcoal.org/global-coal-plant-tracker/ | GCPT | 1093289 | [13 empty] | 2923.61 | NO-ESTIMATION | NO-ESTIMATION | NO-ESTIMATION | NO-ESTIMATION | CAPACITY-FACTOR-V1
CHN | China | Tianjin Petrolchemical captive power station |  | WRI1075740 | 300 | 38.8195 | 117.4209 | Coal |  |  |  | 2010.0 | Tianjin Petrolchemical | GCPT | https://endcoal.org/global-coal-plant-tracker/ | GCPT | [14 empty] | 1461.8 | NO-ESTIMATION | NO-ESTIMATION | NO-ESTIMATION | NO-ESTIMATION | CAPACITY-FACTOR-V1
CHN | China | Datang Baoding cogen power station |  | WRI1070737 | 650 | 38.8753 | 115.4332 | Coal |  |  |  | 1999.0 | Datang Baoding Power Station | GCPT | https://endcoal.org/global-coal-plant-tracker/ | GCPT | [14 empty] | 3167.24 | NO-ESTIMATION | NO-ESTIMATION | NO-ESTIMATION | NO-ESTIMATION | CAPACITY-FACTOR-V1
CHN | China | Dalian Taishan power station |  | WRI1075593 | 270 | 38.9081 | 121.5535 | Coal |  |  |  | 2006.0 | CPI Northeast Power Co. | GCPT | https://endcoal.org/global-coal-plant-tracker/ | GCPT | [14 empty] | 1315.62 | NO-ESTIMATION | NO-ESTIMATION | NO-ESTIMATION | NO-ESTIMATION | CAPACITY-FACTOR-V1
CHN | China | Tonghua Xuangang power station |  | WRI1070352 | 1320 | 38.9146 | 112.4774 | Coal |  |  |  | 2010.0 | Shanxi Zhangze Electric Power Co Ltd | GCPT | https://endcoal.org/global-coal-plant-tracker/ | GCPT | 1082374 | [13 empty] | 6431.95 | NO-ESTIMATION | NO-ESTIMATION | NO-ESTIMATION | NO-ESTIMATION | CAPACITY-FACTOR-V1
CHN | China | GreenGen power station |  | WRI1070533 | 250 | 38.9250 | 117.7271 | Coal |  |  |  | 2012.0 | GreenGen Co Ltd | GCPT | https://endcoal.org/global-coal-plant-tracker/ | GCPT | [14 empty] | 1218.17 | SOLAR-V1 | SOLAR-V1 | SOLAR-V1 | SOLAR-V1 | SOLAR-V1
CHN | China | Shendong Baode power station |  | WRI1075719 | 270 | 38.9443 | 111.1037 | Coal |  |  |  | 2006.0 | China Shenhua Energy Co Ltd | GCPT | https://endcoal.org/global-coal-plant-tracker/ | GCPT | [14 empty] | 1315.62 | NO-ESTIMATION | NO-ESTIMATION | NO-ESTIMATION | NO-ESTIMATION | CAPACITY-FACTOR-V1
CHN | China | Caofeidian Works power station |  | WRI1070480 | 600 | 38.9446 | 118.4927 | Coal |  |  |  | 2009.0 | Shougang Jingtang Iron & Steel United Co Ltd | GCPT | https://endcoal.org/global-coal-plant-tracker/ | GCPT | 1077185 | [13 empty] | 2923.61 | HYDRO-V1 | HYDRO-V1 | HYDRO-V1 | HYDRO-V1 | HYDRO-V1
CHN | China | Baoding Northwest Suberb power station |  | WRI1075572 | 350 | 38.9618 | 115.3672 | Coal |  |  |  | 2017.0 | Shenzhen Energy | GCPT | https://endcoal.org/global-coal-plant-tracker/ | GCPT | [14 empty] | 1705.44 | NO-ESTIMATION | NO-ESTIMATION | NO-ESTIMATION | NO-ESTIMATION | CAPACITY-FACTOR-V1
CHN | China | Shenmu 2 Coal |  | WRI1070415 | 210 | 38.9652 | 110.4583 | Coal |  |  |  | 2000.0 | Shenhua Guoneng Energy Group | Industry About | https://industryabout.com/country-territories-3/1705-china/fossil-fuels-energy/33097-shenmu-2-coal-power-plant | Industry About | 1050806 | [13 empty] | 1023.26 | NO-ESTIMATION | NO-ESTIMATION | NO-ESTIMATION | NO-ESTIMATION | CAPACITY-FACTOR-V1
CHN | China | Shenhua Shenmu power station |  | WRI1070430 | 1530 | 38.9662 | 110.4584 | Coal |  |  |  | 2013.0 | Shenhua Guoneng Energy Group | GCPT | https://endcoal.org/global-coal-plant-tracker/ | GCPT | 1050806 | [13 empty] | 7455.21 | HYDRO-V1 | HYDRO-V1 | HYDRO-V1 | HYDRO-V1 | HYDRO-V1
CHN | China | Dianta Coal |  | WRI1070179 | 1320 | 38.9728 | 110.4514 | Coal | [5 empty] | Industry About | https://industryabout.com/country-territories-3/1705-china/fossil-fuels-energy/33081-dianta-coal-power-plant | Industry About | [14 empty] | 6431.95 | NO-ESTIMATION | NO-ESTIMATION | NO-ESTIMATION | NO-ESTIMATION | CAPACITY-FACTOR-V1
CHN | China | Shenmu - CLP Coal |  | WRI1070684 | 220 | 38.9804 | 110.4498 | Coal |  |  |  | 1999.0 | CLP Guohua Shenmu Power Company Limited (Shenmu) | Industry About | https://industryabout.com/country-territories-3/1705-china/fossil-fuels-energy/33099-shenmu-clp-coal-power-plant | Industry About | 1050806 | [13 empty] | 1071.99 | NO-ESTIMATION | NO-ESTIMATION | NO-ESTIMATION | NO-ESTIMATION | CAPACITY-FACTOR-V1
CHN | China | China Resources Caofeidian power station |  | WRI1070483 | 600 | 38.9962 | 118.4877 | Coal |  |  |  | 2016.0 | China Resources Power Holdings Co Ltd | GCPT | https://endcoal.org/global-coal-plant-tracker/ | GCPT | 1077185 | [13 empty] | 2923.61 | NO-ESTIMATION | NO-ESTIMATION | NO-ESTIMATION | NO-ESTIMATION | CAPACITY-FACTOR-V1
CHN | China | Shenmu Jieneng power station |  | WRI1075724 | 200 | 39.0121 | 110.2378 | Coal |  |  |  | 2012.0 | Shenmu Energy Development Co | GCPT | https://endcoal.org/global-coal-plant-tracker/ | GCPT | [14 empty] | 974.53 | NO-ESTIMATION | NO-ESTIMATION | NO-ESTIMATION | NO-ESTIMATION | CAPACITY-FACTOR-V1
CHN | China | Huaneng Dalian power station |  | WRI1070270 | 1400 | 39.0148 | 121.7244 | Coal |  |  |  | 1994.0 | China Huaneng Group Corporation (CHNG) | GCPT | https://endcoal.org/global-coal-plant-tracker/ | GCPT | 1089459 | [13 empty] | 6821.76 | NO-ESTIMATION | NO-ESTIMATION | NO-ESTIMATION | NO-ESTIMATION | SOLAR-V1
CHN | China | Dalian Ganjingzi power station |  | WRI1070559 | 600 | 39.0262 | 121.5494 | Coal |  |  |  | 2010.0 | CPI Northeast Power Co Ltd | GCPT | https://endcoal.org/global-coal-plant-tracker/ | GCPT | [14 empty] | 2923.61 | NO-ESTIMATION | NO-ESTIMATION | NO-ESTIMATION | NO-ESTIMATION | CAPACITY-FACTOR-V1
CHN | China | Dalian ETDC power station |  | WRI1070269 | 700 | 39.0353 | 121.8157 | Coal |  |  |  | 2010.0 | China Guodian Group Corporation | GCPT | https://endcoal.org/global-coal-plant-tracker/ | GCPT | [14 empty] | 3410.88 | NO-ESTIMATION | NO-ESTIMATION | NO-ESTIMATION | NO-ESTIMATION | CAPACITY-FACTOR-V1
CHN | China | Guodian Dawukou power station |  | WRI1070574 | 660 | 39.0360 | 106.3846 | Coal |  |  |  | 2000.0 | Guodian Dawukau Power Station | GCPT | https://endcoal.org/global-coal-plant-tracker/ | GCPT | 1024467 | [13 empty] | 3215.97 | NO-ESTIMATION | NO-ESTIMATION | NO-ESTIMATION | NO-ESTIMATION | CAPACITY-FACTOR-V1
CHN | China | Junliangcheng power station |  | WRI1070831 | 700 | 39.0539 | 117.4131 | Coal |  |  |  | 1999.0 | Huadian Power International Company Limited | GCPT | https://endcoal.org/global-coal-plant-tracker/ | GCPT | 1024337 | [13 empty] | 3410.88 | HYDRO-V1 | HYDRO-V1 | HYDRO-V1 | HYDRO-V1 | HYDRO-V1
CHN | China | GEPIC Zhangye power station |  | WRI1070584 | 650 | 39.0709 | 100.4621 | Coal |  |  |  | 2006.0 | GEPIC Zhangye Co Ltd | GCPT | https://endcoal.org/global-coal-plant-tracker/ | GCPT | 1066178 | [13 empty] | 3167.24 | NO-ESTIMATION | NO-ESTIMATION | NO-ESTIMATION | NO-ESTIMATION | CAPACITY-FACTOR-V1
CHN | China | Zhongtian Hechuang Ordos power station |  | WRI1075795 | 300 | 39.0858 | 109.4739 | Coal |  |  |  | 2016.0 | Zhongtian Hechuang Energy Co | GCPT | https://endcoal.org/global-coal-plant-tracker/ | GCPT | [14 empty] | 1461.8 | NO-ESTIMATION | SOLAR-V1 | SOLAR-V1 | SOLAR-V1 | SOLAR-V1
CHN | China | Tianjin Guodian Beitang power station |  | WRI1070827 | 700 | 39.0964 | 117.6442 | Coal |  |  |  | 2014.0 | Tianjin Northeast Power Station | GCPT | https://endcoal.org/global-coal-plant-tracker/ | GCPT | [14 empty] | 3410.88 | NO-ESTIMATION | NO-ESTIMATION | NO-ESTIMATION | NO-ESTIMATION | CAPACITY-FACTOR-V1
CHN | China | Huaneng Yangliuqing power station |  | WRI1070829 | 1300 | 39.1512 | 117.0380 | Coal |  |  |  | 2002.0 | China Huaneng Group Corporation (CHNG) | GCPT | https://endcoal.org/global-coal-plant-tracker/ | GCPT | 1024364 | [13 empty] | 6334.49 | NO-ESTIMATION | NO-ESTIMATION | SOLAR-V1 | SOLAR-V1 | SOLAR-V1
CHN | China | Xinyuanjieneng Qingshuichuan power station |  | WRI1075768 | 600 | 39.1805 | 111.0845 | Coal |  |  |  | 2015.0 | Fugu Energy Development Fugu County Coal Electricity Smelter Chemistry Group | GCPT | https://endcoal.org/global-coal-plant-tracker/ | GCPT | [14 empty] | 2923.61 | NO-ESTIMATION | NO-ESTIMATION | NO-ESTIMATION | NO-ESTIMATION | CAPACITY-FACTOR-V1
CHN | China | Tangshan Wangtan power station |  | WRI1070806 | 1200 | 39.2002 | 118.9734 | Coal |  |  |  | 2005.0 | Datang Wangtan Power Station | GCPT | https://endcoal.org/global-coal-plant-tracker/ | GCPT | 1074491 | [13 empty] | 5847.22 | WIND-V1 | WIND-V1 | WIND-V1 | WIND-V1 | WIND-V1
CHN | China | Fugu Qingshuichuan power station |  | WRI1070174 | 600 | 39.2049 | 111.1190 | Coal |  |  |  | 2016.0 | Shaanxi Qingshuichuan Electric Co Ltd | GCPT | https://endcoal.org/global-coal-plant-tracker/ | GCPT | 1077092 | [13 empty] | 2923.61 | NO-ESTIMATION | NO-ESTIMATION | NO-ESTIMATION | NO-ESTIMATION | SOLAR-V1
CHN | China | Shenhua Fugu power station |  | WRI1070175 | 1200 | 39.2092 | 110.7858 | Coal |  |  |  | 2008.0 | Shenhua Guoneng Energy Group | GCPT | https://endcoal.org/global-coal-plant-tracker/ | GCPT | [14 empty] | 5847.22 | NO-ESTIMATION | NO-ESTIMATION | NO-ESTIMATION | WIND-V1 | WIND-V1
CHN | China | Tianjin Northeast power station |  | WRI1070830 | 660 | 39.2168 | 117.3544 | Coal |  |  |  | 2009.0 | Tianjin Northeast Power Station | GCPT | https://endcoal.org/global-coal-plant-tracker/ | GCPT | 1072393 | [13 empty] | 3215.97 | NO-ESTIMATION | NO-ESTIMATION | NO-ESTIMATION | WIND-V1 | WIND-V1
CHN | China | Tianjin Beijiang power station |  | WRI1070607 | 3000 | 39.2193 | 117.9293 | Coal |  |  |  | 2012.0 | SDIC Huajing Power Holdings Co Ltd | GCPT | https://endcoal.org/global-coal-plant-tracker/ | GCPT | 1067575 | [13 empty] | 14618.07 | NO-ESTIMATION | NO-ESTIMATION | NO-ESTIMATION | WIND-V1 | WIND-V1
CHN | China | Shenhua Fugu Guojiawan power station |  | WRI1075721 | 600 | 39.2226 | 110.4066 | Coal |  |  |  | 2010.0 | Shendong Power | GCPT | https://endcoal.org/global-coal-plant-tracker/ | GCPT | [14 empty] | 2923.61 | NO-ESTIMATION | NO-ESTIMATION | NO-ESTIMATION | NO-ESTIMATION | CAPACITY-FACTOR-V1
CHN | China | Aoweiqianyuan Captive power station |  | WRI1075569 | 100 | 39.2507 | 111.1430 | Coal |  |  |  |  | Shanxi Aoweiqianyuan Chemical Co. | GCPT | https://endcoal.org/global-coal-plant-tracker/ | GCPT | [14 empty] | 487.26 | NO-ESTIMATION | NO-ESTIMATION | NO-ESTIMATION | NO-ESTIMATION | SOLAR-V1
CHN | China | Tangshan Sanyou Cogen power station |  | WRI1075735 | 150 | 39.2619 | 118.1893 | Coal |  |  |  | 2008.0 | Tangshan Sanyou Chemical Industry Co Ltd. | GCPT | https://endcoal.org/global-coal-plant-tracker/ | GCPT | [14 empty] | 730.9 | NO-ESTIMATION | NO-ESTIMATION | NO-ESTIMATION | NO-ESTIMATION | CAPACITY-FACTOR-V1
CHN | China | Guodian Shizuishan-2 power station |  | WRI1070807 | 2020 | 39.2848 | 106.7880 | Coal |  |  |  | 2004.0 | GD Power Development Co Ltd | GCPT | https://endcoal.org/global-coal-plant-tracker/ | GCPT | 1059294 | [13 empty] | 9842.83 | NO-ESTIMATION | NO-ESTIMATION | NO-ESTIMATION | NO-ESTIMATION | CAPACITY-FACTOR-V1
CHN | China | Shangwan Cogen power station |  | WRI1075717 | 300 | 39.2885 | 110.1905 | Coal |  |  |  | 2009.0 | Shendong Power Shendong Thermal Power Company | GCPT | https://endcoal.org/global-coal-plant-tracker/ | GCPT | [14 empty] | 1461.8 | HYDRO-V1 | HYDRO-V1 | HYDRO-V1 | HYDRO-V1 | HYDRO-V1
CHN | China | Bulian power station |  | WRI1070035 | 1320 | 39.3012 | 109.9682 | Coal |  |  |  | 2013.0 | China Guodian Group Corporation | GCPT | https://endcoal.org/global-coal-plant-tracker/ | GCPT | 1083665 | [13 empty] | 6431.95 | NO-ESTIMATION | NO-ESTIMATION | NO-ESTIMATION | NO-ESTIMATION | SOLAR-V1
CHN | China | Huinong - Yinglite Coal |  | WRI1070813 | 660 | 39.3075 | 106.7298 | Coal |  |  |  | 2013.0 | Ningdong Younglight Power Station | Industry About | https://industryabout.com/country-territories-3/1705-china/fossil-fuels-energy/33415-huinong-yinglite-coal-power-plant | Industry About | [14 empty] | 3215.97 | NO-ESTIMATION | NO-ESTIMATION | NO-ESTIMATION | NO-ESTIMATION | CAPACITY-FACTOR-V1
CHN | China | Huaneng Wuhai Haibowan power station |  | WRI1070255 | 1060 | 39.3174 | 106.8650 | Coal |  |  |  | 2003.0 | North United Power Co Ltd | GCPT | https://endcoal.org/global-coal-plant-tracker/ | GCPT | [14 empty] | 5165.05 | NO-ESTIMATION | NO-ESTIMATION | NO-ESTIMATION | NO-ESTIMATION | SOLAR-V1
CHN | China | Ordos Shendong power station |  | WRI1075694 | 200 | 39.3293 | 110.1518 | Coal |  |  |  | 2007.0 | Shendong Power | GCPT | https://endcoal.org/global-coal-plant-tracker/ | GCPT | [14 empty] | 974.53 | NO-ESTIMATION | NO-ESTIMATION | NO-ESTIMATION | NO-ESTIMATION | CAPACITY-FACTOR-V1
CHN | China | Ordos Resources Qipanjing power station |  | WRI1075693 | 660 | 39.3503 | 107.0100 | Coal |  |  |  | 2015.0 | Ordos High-Tech & New Material Company | GCPT | https://endcoal.org/global-coal-plant-tracker/ | GCPT | [14 empty] | 3215.97 | NO-ESTIMATION | NO-ESTIMATION | NO-ESTIMATION | NO-ESTIMATION | CAPACITY-FACTOR-V1
CHN | China | Huadian Shuozhou power station |  | WRI1070589 | 700 | 39.3575 | 112.4830 | Coal |  |  |  | 2015.0 | Huadian Power International Company Limited | GCPT | https://endcoal.org/global-coal-plant-tracker/ | GCPT | 1111387 | [13 empty] | 3410.88 | SOLAR-V1 | SOLAR-V1 | SOLAR-V1 | SOLAR-V1 | SOLAR-V1
CHN | China | Datang Shentou power station |  | WRI1070591 | 2000 | 39.3648 | 112.5333 | Coal |  |  |  | 1998.0 | Shanxi Datang International Power Generation Co Ltd | GCPT | https://endcoal.org/global-coal-plant-tracker/ | GCPT | 1059650 | [13 empty] | 9745.38 | NO-ESTIMATION | NO-ESTIMATION | NO-ESTIMATION | NO-ESTIMATION | CAPACITY-FACTOR-V1
CHN | China | Shenhua Wuhai Xilaifeng power station |  | WRI1070144 | 400 | 39.3700 | 106.8927 | Coal |  |  |  | 2010.0 | Shenhua Guoneng Energy Group | GCPT | https://endcoal.org/global-coal-plant-tracker/ | GCPT | 1078122 | [13 empty] | 1949.07 | NO-ESTIMATION | NO-ESTIMATION | NO-ESTIMATION | NO-ESTIMATION | CAPACITY-FACTOR-V1
CHN | China | Shenhua Hequ power station |  | WRI1070816 | 2400 | 39.3829 | 111.1852 | Coal |  |  |  | 2008.0 | Shenhua Guoneng Energy Group | GCPT | https://endcoal.org/global-coal-plant-tracker/ | GCPT | 1055219 | [13 empty] | 11694.45 | NO-ESTIMATION | NO-ESTIMATION | NO-ESTIMATION | NO-ESTIMATION | CAPACITY-FACTOR-V1
CHN | China | Ordos Power Qipanjing power station |  | WRI1070664 | 1960 | 39.3857 | 106.9657 | Coal |  |  |  | 2009.0 | Ordos Share Holding Group | GCPT | https://endcoal.org/global-coal-plant-tracker/ | GCPT | [14 empty] | 9550.47 | SOLAR-V1 | SOLAR-V1 | SOLAR-V1 | SOLAR-V1 | SOLAR-V1
CHN | China | Shendong Hequ power station |  | WRI1070815 | 700 | 39.4125 | 111.2440 | Coal |  |  |  | 2015.0 | Shenhua Guoneng Energy Group | GCPT | https://endcoal.org/global-coal-plant-tracker/ | GCPT | 1098929 | [13 empty] | 3410.88 | NO-ESTIMATION | NO-ESTIMATION | NO-ESTIMATION | NO-ESTIMATION | CAPACITY-FACTOR-V1
CHN | China | Great Waste Coal power station |  | WRI1070590 | 270 | 39.4133 | 112.3900 | Coal |  |  |  | 2009.0 | China National Coal Group (ChinaCoal) | GCPT | https://endcoal.org/global-coal-plant-tracker/ | GCPT | [14 empty] | 1315.62 | NO-ESTIMATION | NO-ESTIMATION | NO-ESTIMATION | NO-ESTIMATION | CAPACITY-FACTOR-V1
CHN | China | Wusitai - Wuda Coal |  | WRI1070143 | 112 | 39.4316 | 106.6717 | Coal |  |  |  |  | City of Wuda | Industry About | https://industryabout.com/country-territories-3/1705-china/fossil-fuels-energy/33646-wusitai-wuda-coal-power-plant | Industry About | 1069831 | [13 empty] | 545.74 | NO-ESTIMATION | NO-ESTIMATION | NO-ESTIMATION | NO-ESTIMATION | CAPACITY-FACTOR-V1
CHN | China | Alashan Left Qi Wusitai power station |  | WRI1070145 | 600 | 39.4463 | 106.6676 | Coal |  |  |  | 2009.0 | China Guodian Group Corporation | GCPT | https://endcoal.org/global-coal-plant-tracker/ | GCPT | 1069831 | [13 empty] | 2923.61 | NO-ESTIMATION | NO-ESTIMATION | NO-ESTIMATION | NO-ESTIMATION | CAPACITY-FACTOR-V1
CHN | China | Junzheng Wuhai power station |  | WRI1070146 | 500 | 39.4643 | 106.7014 | Coal |  |  |  | 2009.0 | Junzheng Wuhai Power Station | GCPT | https://endcoal.org/global-coal-plant-tracker/ | GCPT | 1069831 | [13 empty] | 2436.34 | NO-ESTIMATION | NO-ESTIMATION | NO-ESTIMATION | NO-ESTIMATION | CAPACITY-FACTOR-V1
CHN | China | Pingshuo Gangue power station |  | WRI1070126 | 700 | 39.4726 | 112.3225 | Coal |  |  |  | 2008.0 |  | GCPT | https://endcoal.org/global-coal-plant-tracker/ | GCPT | 1096532 | [13 empty] | 3410.88 | NO-ESTIMATION | NO-ESTIMATION | NO-ESTIMATION | NO-ESTIMATION | CAPACITY-FACTOR-V1
CHN | China | Guodian Langfang power station |  | WRI1070700 | 700 | 39.4793 | 116.7695 | Coal |  |  |  | 2016.0 | Langfang Power Station | GCPT | https://endcoal.org/global-coal-plant-tracker/ | GCPT | 1100943 | [13 empty] | 3410.88 | NO-ESTIMATION | NO-ESTIMATION | NO-ESTIMATION | NO-ESTIMATION | CAPACITY-FACTOR-V1
CHN | China | Huadian Wuda power station |  | WRI1070150 | 300 | 39.4794 | 106.7344 | Coal |  |  |  | 2005.0 | China Huadian Group Corporation | GCPT | https://endcoal.org/global-coal-plant-tracker/ | GCPT | 1043591 | [13 empty] | 1461.8 | HYDRO-V1 | HYDRO-V1 | HYDRO-V1 | HYDRO-V1 | HYDRO-V1
CHN | China | Huadian Kashi power station |  | WRI1070110 | 900 | 39.4812 | 76.0498 | Coal |  |  |  | 2012.0 | Huadian Power International Company Limited | GCPT | https://endcoal.org/global-coal-plant-tracker/ | GCPT | 1055756 | [13 empty] | 4385.42 | NO-ESTIMATION | NO-ESTIMATION | NO-ESTIMATION | NO-ESTIMATION | NO-ESTIMATION
CHN | China | Dongyuan Tech power station |  | WRI1075599 | 200 | 39.4815 | 106.6882 | Coal |  |  |  | 2014.0 | Inner Mongolia Dongyuan Technology Co | GCPT | https://endcoal.org/global-coal-plant-tracker/ | GCPT | [14 empty] | 974.53 | SOLAR-V1 | SOLAR-V1 | SOLAR-V1 | SOLAR-V1 | SOLAR-V1
CHN | China | Luannan power station |  | WRI1070701 | 116 | 39.4993 | 118.6465 | Coal |  |  |  | 2000.0 | Peak Pacific Investment Co Ltd | GCPT | https://endcoal.org/global-coal-plant-tracker/ | GCPT | 1025162 | [13 empty] | 565.23 | NO-ESTIMATION | NO-ESTIMATION | NO-ESTIMATION | NO-ESTIMATION | CAPACITY-FACTOR-V1
CHN | China | CPI Shentou power station |  | WRI1070592 | 1320 | 39.5508 | 112.4887 | Coal |  |  |  | 1998.0 | China Power Investment Corporation (CPI) | GCPT | https://endcoal.org/global-coal-plant-tracker/ | GCPT | [14 empty] | 6431.95 | NO-ESTIMATION | NO-ESTIMATION | NO-ESTIMATION | NO-ESTIMATION | CAPACITY-FACTOR-V1
CHN | China | Jingneng Zhuozhou power station |  | WRI1075656 | 350 | 39.5633 | 115.9992 | Coal |  |  |  | 2017.0 | Jingneng Power | GCPT | https://endcoal.org/global-coal-plant-tracker/ | GCPT | [14 empty] | 1705.44 | NO-ESTIMATION | NO-ESTIMATION | NO-ESTIMATION | NO-ESTIMATION | CAPACITY-FACTOR-V1
CHN | China | Changxing Island Hengli Petrochemical power station |  | WRI1075584 | 720 | 39.5742 | 121.2547 | Coal |  |  |  | 2012.0 | Changxing Island Hengli Petrochemical (Dalian) Co. | GCPT | https://endcoal.org/global-coal-plant-tracker/ | GCPT | [14 empty] | 3508.33 | NO-ESTIMATION | NO-ESTIMATION | NO-ESTIMATION | NO-ESTIMATION | CAPACITY-FACTOR-V1
CHN | China | Kangbashi power station |  | WRI1070426 | 700 | 39.5978 | 109.9087 | Coal |  |  |  | 2014.0 | Kangbashi Power Station | GCPT | https://endcoal.org/global-coal-plant-tracker/ | GCPT | [14 empty] | 3410.88 | NO-ESTIMATION | NO-ESTIMATION | NO-ESTIMATION | NO-ESTIMATION | CAPACITY-FACTOR-V1
CHN | China | Yonghao Waste Coal power station |  | WRI1070348 | 100 | 39.6103 | 112.7999 | Coal |  |  |  | 2007.0 | China National Coal Group (ChinaCoal) | GCPT | https://endcoal.org/global-coal-plant-tracker/ | GCPT | [14 empty] | 487.26 | NO-ESTIMATION | NO-ESTIMATION | NO-ESTIMATION | NO-ESTIMATION | CAPACITY-FACTOR-V1
CHN | China | Shanxi Yuguang power station |  | WRI1070122 | 600 | 39.6166 | 112.7998 | Coal |  |  |  | 2015.0 | Shanxi Yuguang Power Station | GCPT | https://endcoal.org/global-coal-plant-tracker/ | GCPT | 1111868 | [13 empty] | 2923.61 | NO-ESTIMATION | NO-ESTIMATION | NO-ESTIMATION | NO-ESTIMATION | CAPACITY-FACTOR-V1
CHN | China | Jingmei Wuhai Jinghai Waste Coal power station |  | WRI1070147 | 660 | 39.6579 | 106.8622 | Coal |  |  |  | 2010.0 | Jingmei Wuhai Jinghai Power Station | GCPT | https://endcoal.org/global-coal-plant-tracker/ | GCPT | [14 empty] | 3215.97 | SOLAR-V1 | SOLAR-V1 | SOLAR-V1 | SOLAR-V1 | SOLAR-V1
CHN | China | Guodian Zhuanghe power station |  | WRI1070529 | 1200 | 39.6766 | 123.2059 | Coal |  |  |  | 2007.0 | China Guodian Group Corporation | GCPT | https://endcoal.org/global-coal-plant-tracker/ | GCPT | 1024414 | [13 empty] | 5847.22 | HYDRO-V1 | HYDRO-V1 | HYDRO-V1 | HYDRO-V1 | HYDRO-V1
CHN | China | Guodian Jiuquan power station |  | WRI1070363 | 660 | 39.6800 | 98.5065 | Coal |  |  |  | 2011.0 | China Guodian Group Corporation | GCPT | https://endcoal.org/global-coal-plant-tracker/ | GCPT | 1082243 | [13 empty] | 3215.97 | HYDRO-V1 | HYDRO-V1 | HYDRO-V1 | HYDRO-V1 | HYDRO-V1
CHN | China | Huaneng Wuhai Cogen power station |  | WRI1075637 | 400 | 39.7070 | 106.8297 | Coal |  |  |  | 2005.0 | North United Power Co Ltd | GCPT | https://endcoal.org/global-coal-plant-tracker/ | GCPT | [14 empty] | 1949.07 | NO-ESTIMATION | NO-ESTIMATION | NO-ESTIMATION | NO-ESTIMATION | CAPACITY-FACTOR-V1
CHN | China | Jingtai Zhungeer Suancigou power station |  | WRI1070386 | 600 | 39.7121 | 111.2012 | Coal |  |  |  | 2010.0 | Inner Mongolia Jingtai Electric Power Generation | GCPT | https://endcoal.org/global-coal-plant-tracker/ | GCPT | [14 empty] | 2923.61 | HYDRO-V1 | HYDRO-V1 | HYDRO-V1 | HYDRO-V1 | HYDRO-V1
CHN | China | Kailuan Guye power station |  | WRI1070477 | 600 | 39.7300 | 118.4582 | Coal |  |  |  | 2015.0 | Kailuan GCL Power Generation Co Ltd | GCPT | https://endcoal.org/global-coal-plant-tracker/ | GCPT | [14 empty] | 2923.61 | NO-ESTIMATION | NO-ESTIMATION | NO-ESTIMATION | NO-ESTIMATION | CAPACITY-FACTOR-V1
CHN | China | Wangping power station |  | WRI1070587 | 440 | 39.7637 | 112.9252 | Coal |  |  |  | 2011.0 | Shanxi Zhangze Electric Power Co Ltd | GCPT | https://endcoal.org/global-coal-plant-tracker/ | GCPT | 1087270 | [13 empty] | 2143.98 | NO-ESTIMATION | NO-ESTIMATION | NO-ESTIMATION | NO-ESTIMATION | CAPACITY-FACTOR-V1
CHN | China | Douhe power station |  | WRI1070479 | 1300 | 39.7730 | 118.2729 | Coal |  |  |  | 1981.0 | Datang Douhe Power Station | GCPT | https://endcoal.org/global-coal-plant-tracker/ | GCPT | 1024321 | [13 empty] | 6334.49 | HYDRO-V1 | HYDRO-V1 | HYDRO-V1 | HYDRO-V1 | HYDRO-V1
CHN | China | Zhunda power station |  | WRI1070383 | 600 | 39.7844 | 111.1595 | Coal |  |  |  | 2006.0 | Inner Mongolia Zhunda Power | GCPT | https://endcoal.org/global-coal-plant-tracker/ | GCPT | 1069833 | [13 empty] | 2923.61 | HYDRO-V1 | HYDRO-V1 | HYDRO-V1 | HYDRO-V1 | HYDRO-V1
CHN | China | Jisco-1 power station |  | WRI1070606 | 850 | 39.7938 | 98.3089 | Coal |  |  |  | 2004.0 | Jisco 1 Power Station | GCPT | https://endcoal.org/global-coal-plant-tracker/ | GCPT | [14 empty] | 4141.78 | HYDRO-V1 | HYDRO-V1 | HYDRO-V1 | HYDRO-V1 | HYDRO-V1
CHN | China | Jisco-2 power station |  | WRI1075660 | 700 | 39.7941 | 98.3060 | Coal |  |  |  | 2012.0 | Hongcheng Co Ltd | GCPT | https://endcoal.org/global-coal-plant-tracker/ | GCPT | [14 empty] | 3410.88 | NO-ESTIMATION | NO-ESTIMATION | NO-ESTIMATION | NO-ESTIMATION | CAPACITY-FACTOR-V1
CHN | China | Jiayuguan - Datang Coal |  | WRI1070605 | 1200 | 39.7951 | 98.3084 | Coal |  |  |  | 2004.0 | Datang Gansu Power Generation Co Ltd | Industry About | https://industryabout.com/country-territories-3/1705-china/fossil-fuels-energy/33388-jiayuguan-datang-coal-power-plant | Industry About | [14 empty] | 5847.22 | SOLAR-V1 | SOLAR-V1 | SOLAR-V1 | SOLAR-V1 | SOLAR-V1
CHN | China | Fengrun power station |  | WRI1070476 | 600 | 39.8061 | 118.0861 | Coal |  |  |  | 2008.0 | Datang Fengrun Power Station | GCPT | https://endcoal.org/global-coal-plant-tracker/ | GCPT | 1074593 | [13 empty] | 2923.61 | NO-ESTIMATION | NO-ESTIMATION | NO-ESTIMATION | NO-ESTIMATION | CAPACITY-FACTOR-V1
CHN | China | Guodian Dongsheng power station |  | WRI1070032 | 660 | 39.8228 | 110.0344 | Coal |  |  |  | 2008.0 | China Guodian Group Corporation | GCPT | https://endcoal.org/global-coal-plant-tracker/ | GCPT | 1081538 | [13 empty] | 3215.97 | HYDRO-V1 | HYDRO-V1 | HYDRO-V1 | HYDRO-V1 | HYDRO-V1
CHN | China | Shenhua Zhunneng power station |  | WRI1070387 | 960 | 39.8279 | 111.2679 | Coal |  |  |  | 2009.0 | Beijing Energy Investment Holding Co Ltd | GCPT | https://endcoal.org/global-coal-plant-tracker/ | GCPT | 1111313 | [13 empty] | 4677.78 | NO-ESTIMATION | NO-ESTIMATION | NO-ESTIMATION | NO-ESTIMATION | CAPACITY-FACTOR-V1
CHN | China | Huaneng Dandong power station |  | WRI1070745 | 700 | 39.8385 | 124.1457 | Coal |  |  |  | 1998.0 | China Huaneng Group Corporation (CHNG) | GCPT | https://endcoal.org/global-coal-plant-tracker/ | GCPT | 1018904 | [13 empty] | 3410.88 | NO-ESTIMATION | NO-ESTIMATION | NO-ESTIMATION | NO-ESTIMATION | CAPACITY-FACTOR-V1
CHN | China | Jiayuguan Aluminum power station |  | WRI1070151 | 1400 | 39.8461 | 98.2122 | Coal |  |  |  | 2014.0 | Jisco 1 Power Station | GCPT | https://endcoal.org/global-coal-plant-tracker/ | GCPT | [14 empty] | 6821.76 | NO-ESTIMATION | NO-ESTIMATION | NO-ESTIMATION | NO-ESTIMATION | CAPACITY-FACTOR-V1
CHN | China | Mengtai Beijiao power station |  | WRI1075680 | 660 | 39.8465 | 109.9844 | Coal |  |  |  | 2015.0 | Mengtai Coal Power Group | GCPT | https://endcoal.org/global-coal-plant-tracker/ | GCPT | [14 empty] | 3215.97 | HYDRO-V1 | HYDRO-V1 | HYDRO-V1 | HYDRO-V1 | HYDRO-V1
CHN | China | Zhungeer power station |  | WRI1070388 | 1320 | 39.8535 | 111.2563 | Coal |  |  |  | 2003.0 | Inner Mongolia Zhunneng TPC | GCPT | https://endcoal.org/global-coal-plant-tracker/ | GCPT | [14 empty] | 6431.95 | HYDRO-V1 | HYDRO-V1 | HYDRO-V1 | HYDRO-V1 | HYDRO-V1
CHN | China | Youyu power station |  | WRI1070354 | 660 | 39.8663 | 112.5117 | Coal |  |  |  | 2012.0 | Youyu Power Station | GCPT | https://endcoal.org/global-coal-plant-tracker/ | GCPT | [14 empty] | 3215.97 | HYDRO-V1 | HYDRO-V1 | HYDRO-V1 | HYDRO-V1 | HYDRO-V1
CHN | China | North United Power Mengxi power station |  | WRI1070665 | 600 | 39.8926 | 106.7661 | Coal |  |  |  | 2008.0 | North United Power Co Ltd | GCPT | https://endcoal.org/global-coal-plant-tracker/ | GCPT | 1088088 | [13 empty] | 2923.61 | HYDRO-V1 | HYDRO-V1 | HYDRO-V1 | HYDRO-V1 | HYDRO-V1
CHN | China | Ordos Junzheng power station |  | WRI1075692 | 660 | 39.9041 | 106.7679 | Coal |  |  |  | 2015.0 | Ordos Junzheng Energy & Chemistry Co | GCPT | https://endcoal.org/global-coal-plant-tracker/ | GCPT | [14 empty] | 3215.97 | HYDRO-V1 | HYDRO-V1 | HYDRO-V1 | HYDRO-V1 | HYDRO-V1
CHN | China | Inner Hangjin power station |  | WRI1075644 | 660 | 39.9200 | 109.1155 | Coal |  |  |  | 2016.0 | Inner Mongolia Energy Generation & Investment Group | GCPT | https://endcoal.org/global-coal-plant-tracker/ | GCPT | [14 empty] | 3215.97 | NO-ESTIMATION | NO-ESTIMATION | NO-ESTIMATION | NO-ESTIMATION | NO-ESTIMATION
CHN | China | Beijing - Shijingshan Coal |  | WRI1070135 | 880 | 39.9230 | 116.1375 | Coal |  |  |  | 1988.0 | Beijing Energy Investment Holding Co Ltd | Industry About | https://industryabout.com/country-territories-3/1705-china/fossil-fuels-energy/33243-beijing-shijingshan-coal-power-plant | Industry About | [14 empty] | 4287.96 | HYDRO-V1 | HYDRO-V1 | HYDRO-V1 | HYDRO-V1 | HYDRO-V1
CHN | China | Datong - Tashan Coal |  | WRI1070203 | 4520 | 39.9261 | 113.0843 | Coal |  |  |  | 2008.0 | Tongmei Tashan Power Station | Industry About | https://industryabout.com/country-territories-3/1705-china/fossil-fuels-energy/33540-datong-tashan-coal-power-plant | Industry About | 1066586 | [13 empty] | 22024.56 | HYDRO-V1 | HYDRO-V1 | HYDRO-V1 | HYDRO-V1 | HYDRO-V1
CHN | China | Qinhuangdao-2 power station |  | WRI1070704 | 1630 | 39.9456 | 119.6433 | Coal |  |  |  | 1999.0 | Hebei Construction Energy Investment Co Ltd | GCPT | https://endcoal.org/global-coal-plant-tracker/ | GCPT | 1059239 | [13 empty] | 7942.48 | HYDRO-V1 | HYDRO-V1 | HYDRO-V1 | HYDRO-V1 | HYDRO-V1
CHN | China | Datong - SDIC Coal |  | WRI1070450 | 270 | 39.9474 | 113.1053 | Coal |  |  |  | 2010.0 |  | Industry About | https://industryabout.com/country-territories-3/1705-china/fossil-fuels-energy/33539-datong-sdic-coal-power-plant | Industry About | 1024318 | [13 empty] | 1315.62 | NO-ESTIMATION | NO-ESTIMATION | NO-ESTIMATION | NO-ESTIMATION | CAPACITY-FACTOR-V1
CHN | China | Sanhe Yanjiao power station |  | WRI1070841 | 1300 | 39.9528 | 116.8487 | Coal |  |  |  | 2003.0 | CSEC Guohua International Power Co Ltd | GCPT | https://endcoal.org/global-coal-plant-tracker/ | GCPT | [14 empty] | 6334.49 | NO-ESTIMATION | NO-ESTIMATION | NO-ESTIMATION | NO-ESTIMATION | CAPACITY-FACTOR-V1
CHN | China | Tongmei Tashan power station |  | WRI1075743 | 2520 | 39.9792 | 113.1887 | Coal |  |  |  | 2012.0 | Zhangze Power | GCPT | https://endcoal.org/global-coal-plant-tracker/ | GCPT | [14 empty] | 12279.18 | NO-ESTIMATION | SOLAR-V1 | SOLAR-V1 | SOLAR-V1 | SOLAR-V1
CHN | China | Panshan power station |  | WRI1070828 | 2260 | 39.9793 | 117.4628 | Coal |  |  |  | 2000.0 | Panshan Power Station | GCPT | https://endcoal.org/global-coal-plant-tracker/ | GCPT | 1024336 | [13 empty] | 11012.28 | NO-ESTIMATION | SOLAR-V1 | SOLAR-V1 | SOLAR-V1 | SOLAR-V1
CHN | China | Tongmei Datang power station |  | WRI1070202 | 660 | 39.9796 | 113.1859 | Coal |  |  |  | 2014.0 | Shanxi Zhangze Electric Power Co Ltd | GCPT | https://endcoal.org/global-coal-plant-tracker/ | GCPT | [14 empty] | 3215.97 | HYDRO-V1 | HYDRO-V1 | HYDRO-V1 | HYDRO-V1 | HYDRO-V1
CHN | China | Datong power station |  | WRI1070449 | 3990 | 40.0279 | 113.2933 | Coal |  |  |  | 2001.0 | Guodian Shanxi Branch Co Ltd | GCPT | https://endcoal.org/global-coal-plant-tracker/ | GCPT | 1069780 | [13 empty] | 19442.03 | NO-ESTIMATION | NO-ESTIMATION | NO-ESTIMATION | NO-ESTIMATION | CAPACITY-FACTOR-V1
CHN | China | Datang Yungang power station |  | WRI1070198 | 1040 | 40.0610 | 113.2192 | Coal |  |  |  | 2006.0 | Shanxi Datang International Power Generation Co Ltd | GCPT | https://endcoal.org/global-coal-plant-tracker/ | GCPT | [14 empty] | 5067.59 | NO-ESTIMATION | NO-ESTIMATION | NO-ESTIMATION | NO-ESTIMATION | CAPACITY-FACTOR-V1
CHN | China | Suizhong power station |  | WRI1070527 | 3760 | 40.0793 | 120.0089 | Coal |  |  |  | 2005.0 | CSEC Guohua Intl Power Co Ltd | GCPT | https://endcoal.org/global-coal-plant-tracker/ | GCPT | 1009749 | [13 empty] | 18321.31 | NO-ESTIMATION | NO-ESTIMATION | NO-ESTIMATION | NO-ESTIMATION | CAPACITY-FACTOR-V1
CHN | China | Dandong Jinshan power station |  | WRI1070751 | 600 | 40.1055 | 124.3192 | Coal |  |  |  | 2012.0 | Huadian Power International Company Limited | GCPT | https://endcoal.org/global-coal-plant-tracker/ | GCPT | 1087932 | [13 empty] | 2923.61 | WIND-V1 | WIND-V1 | WIND-V1 | WIND-V1 | WIND-V1
CHN | China | Tuoketuo 9-10 Coal |  | WRI1070658 | 600 | 40.1892 | 111.3596 | Coal |  |  |  | 2007.0 | Tuoketuo Power Company | Industry About | https://industryabout.com/country-territories-3/1705-china/fossil-fuels-energy/33638-tuoketuo-9-10-coal-power-plant | Industry About | 1023040 | [13 empty] | 2923.61 | NO-ESTIMATION | NO-ESTIMATION | SOLAR-V1 | SOLAR-V1 | SOLAR-V1
CHN | China | Datang Tuoketuo power station |  | WRI1070659 | 6720 | 40.1947 | 111.3589 | Coal |  |  |  | 2007.0 | Tuoketuo Power Company | GCPT | https://endcoal.org/global-coal-plant-tracker/ | GCPT | 1023040 | [13 empty] | 32744.48 | NO-ESTIMATION | NO-ESTIMATION | NO-ESTIMATION | NO-ESTIMATION | CAPACITY-FACTOR-V1
CHN | China | Zunhua Coal |  | WRI1070618 | 600 | 40.2022 | 117.9211 | Coal |  |  |  | 2011.0 | Zunhua Xinli Energy Development Co Ltd | Industry About | https://industryabout.com/country-territories-3/1705-china/fossil-fuels-energy/33314-zunhua-coal-power-plant | Industry About | 1020753 | [13 empty] | 2923.61 | NO-ESTIMATION | NO-ESTIMATION | SOLAR-V1 | SOLAR-V1 | SOLAR-V1
CHN | China | Datang 803 power station |  | WRI1070612 | 600 | 40.2089 | 97.3590 | Coal |  |  |  | 2013.0 | Datang 803 Power Plant | GCPT | https://endcoal.org/global-coal-plant-tracker/ | GCPT | 1053870 | [13 empty] | 2923.61 | NO-ESTIMATION | NO-ESTIMATION | NO-ESTIMATION | NO-ESTIMATION | CAPACITY-FACTOR-V1
CHN | China | Huaneng Yingkou power station |  | WRI1070531 | 1840 | 40.3042 | 122.1054 | Coal |  |  |  | 2003.0 | China Huaneng Group Corporation (CHNG) | GCPT | https://endcoal.org/global-coal-plant-tracker/ | GCPT | 1018922 | [13 empty] | 8965.75 | SOLAR-V1 | SOLAR-V1 | SOLAR-V1 | SOLAR-V1 | SOLAR-V1
CHN | China | Shenhua Yili power station |  | WRI1070382 | 800 | 40.3614 | 109.9730 | Coal |  |  |  | 2008.0 | Shenhua Guoneng Energy Group | GCPT | https://endcoal.org/global-coal-plant-tracker/ | GCPT | 1066299 | [13 empty] | 3898.15 | NO-ESTIMATION | NO-ESTIMATION | NO-ESTIMATION | NO-ESTIMATION | CAPACITY-FACTOR-V1
CHN | China | Dalate power station |  | WRI1070038 | 3180 | 40.3670 | 109.9970 | Coal |  |  |  | 2002.0 | North United Power Co Ltd | GCPT | https://endcoal.org/global-coal-plant-tracker/ | GCPT | 1023032 | [13 empty] | 15495.15 | NO-ESTIMATION | NO-ESTIMATION | NO-ESTIMATION | SOLAR-V1 | SOLAR-V1
CHN | China | China Resources Dengkou power station |  | WRI1070031 | 660 | 40.3838 | 107.0040 | Coal |  |  |  | 2009.0 | China Resources Power Holdings Co Ltd | GCPT | https://endcoal.org/global-coal-plant-tracker/ | GCPT | 1079709 | [13 empty] | 3215.97 | NO-ESTIMATION | NO-ESTIMATION | NO-ESTIMATION | NO-ESTIMATION | CAPACITY-FACTOR-V1
CHN | China | Fengzhen - Jinlong Coal |  | WRI1070256 | 1200 | 40.4029 | 113.1550 | Coal |  |  |  | 2007.0 | Beijing Energy Investment Holding Co Ltd | Industry About | https://industryabout.com/country-territories-3/1705-china/fossil-fuels-energy/33614-fengzhen-jinlong-coal-power-plant | Industry About | 1065853 | [13 empty] | 5847.22 | NO-ESTIMATION | NO-ESTIMATION | SOLAR-V1 | SOLAR-V1 | SOLAR-V1
CHN | China | Fengzhen - Huaneng Coal |  | WRI1070262 | 800 | 40.4043 | 113.1446 | Coal |  |  |  | 1992.0 | North United Power Co Ltd | Industry About | https://industryabout.com/country-territories-3/1705-china/fossil-fuels-energy/33612-fengzhen-huaneng-coal-power-plant | Industry About | 1024323 | [13 empty] | 3898.15 | WIND-V1 | WIND-V1 | WIND-V1 | WIND-V1 | WIND-V1
CHN | China | Fengzhen Xinfeng power station |  | WRI1070261 | 600 | 40.4705 | 113.0873 | Coal |  |  |  | 2007.0 | Inner Mongolia Asset Management Bureau Co Ltd | GCPT | https://endcoal.org/global-coal-plant-tracker/ | GCPT | 1067025 | [13 empty] | 2923.61 | NO-ESTIMATION | NO-ESTIMATION | NO-ESTIMATION | NO-ESTIMATION | CAPACITY-FACTOR-V1
CHN | China | Xiahuayuan power station |  | WRI1070844 | 200 | 40.4890 | 115.2659 | Coal |  |  |  | 1985.0 | Datang Xiahuayuan Power Station | GCPT | https://endcoal.org/global-coal-plant-tracker/ | GCPT | 1043529 | [13 empty] | 974.53 | NO-ESTIMATION | NO-ESTIMATION | NO-ESTIMATION | NO-ESTIMATION | CAPACITY-FACTOR-V1
CHN | China | Daihai power station |  | WRI1070041 | 2430 | 40.5204 | 112.6674 | Coal |  |  |  | 2008.0 | Beijing Energy Investment Holding Co Ltd | GCPT | https://endcoal.org/global-coal-plant-tracker/ | GCPT | 1024317 | [13 empty] | 11840.63 | HYDRO-V1 | HYDRO-V1 | HYDRO-V1 | HYDRO-V1 | HYDRO-V1
CHN | China | Salaqi power station |  | WRI1070663 | 600 | 40.5334 | 110.5647 | Coal |  |  |  | 2011.0 | Shenhua Guoneng Energy Group | GCPT | https://endcoal.org/global-coal-plant-tracker/ | GCPT | 1075856 | [13 empty] | 2923.61 | NO-ESTIMATION | NO-ESTIMATION | NO-ESTIMATION | NO-ESTIMATION | CAPACITY-FACTOR-V1
CHN | China | Baotou Aluminum power station |  | WRI1075574 | 1360 | 40.5572 | 110.1484 | Coal |  |  |  | 2016.0 | Baotou Aluminum | GCPT | https://endcoal.org/global-coal-plant-tracker/ | GCPT | [14 empty] | 6626.85 | NO-ESTIMATION | NO-ESTIMATION | SOLAR-V1 | SOLAR-V1 | SOLAR-V1
CHN | China | Shengle Cogen power station |  | WRI1075720 | 700 | 40.5637 | 111.8639 | Coal |  |  |  | 2016.0 | Beijing Energy Investment Holding | GCPT | https://endcoal.org/global-coal-plant-tracker/ | GCPT | [14 empty] | 3410.88 | NO-ESTIMATION | NO-ESTIMATION | SOLAR-V1 | SOLAR-V1 | SOLAR-V1
CHN | China | Baotou Hexi power station |  | WRI1070720 | 1200 | 40.5694 | 109.7900 | Coal |  |  |  | 2006.0 | China Huadian Group Corporation | GCPT | https://endcoal.org/global-coal-plant-tracker/ | GCPT | 1081484 | [13 empty] | 5847.22 | NO-ESTIMATION | NO-ESTIMATION | NO-ESTIMATION | SOLAR-V1 | SOLAR-V1
CHN | China | Baotou Donghua power station |  | WRI1070721 | 600 | 40.5781 | 110.0738 | Coal |  |  |  | 2005.0 | China Huadian Group Corporation | GCPT | https://endcoal.org/global-coal-plant-tracker/ | GCPT | 1062651 | [13 empty] | 2923.61 | NO-ESTIMATION | NO-ESTIMATION | NO-ESTIMATION | NO-ESTIMATION | CAPACITY-FACTOR-V1
CHN | China | Xuanhua power station |  | WRI1070621 | 600 | 40.5799 | 115.0733 | Coal |  |  |  | 2010.0 | Hebei Construction Energy Investment Co Ltd | GCPT | https://endcoal.org/global-coal-plant-tracker/ | GCPT | 1087277 | [13 empty] | 2923.61 | HYDRO-V1 | HYDRO-V1 | HYDRO-V1 | HYDRO-V1 | HYDRO-V1
CHN | China | Huaneng Yingkou Coastal power station |  | WRI1070528 | 700 | 40.5815 | 122.1921 | Coal |  |  |  | 2009.0 | China Huaneng Group Corporation (CHNG) | GCPT | https://endcoal.org/global-coal-plant-tracker/ | GCPT | 1089459 | [13 empty] | 3410.88 | NO-ESTIMATION | NO-ESTIMATION | NO-ESTIMATION | NO-ESTIMATION | CAPACITY-FACTOR-V1
CHN | China | Huadian Baotou Tuyou power station |  | WRI1070037 | 1320 | 40.5836 | 110.6228 | Coal |  |  |  | 2016.0 | China Huadian Group Corporation | GCPT | https://endcoal.org/global-coal-plant-tracker/ | GCPT | 1111263 | [13 empty] | 6431.95 | HYDRO-V1 | HYDRO-V1 | HYDRO-V1 | HYDRO-V1 | HYDRO-V1
CHN | China | Aral Xinhu Cogen power station |  | WRI1070220 | 800 | 40.5897 | 81.1955 | Coal |  |  |  | 2013.0 | Nongyishi Electric Power Company | GCPT | https://endcoal.org/global-coal-plant-tracker/ | GCPT | 1094642 | [13 empty] | 3898.15 | NO-ESTIMATION | NO-ESTIMATION | NO-ESTIMATION | NO-ESTIMATION | CAPACITY-FACTOR-V1
CHN | China | Baotou East Hope power station |  | WRI1070043 | 1320 | 40.5956 | 109.7828 | Coal |  |  |  | 2003.0 | Baotou Rare Earth & Aluminum Co Ltd | GCPT | https://endcoal.org/global-coal-plant-tracker/ | GCPT | 1063784 | [13 empty] | 6431.95 | HYDRO-V1 | HYDRO-V1 | HYDRO-V1 | HYDRO-V1 | HYDRO-V1
CHN | China | Baotou Olefins power station |  | WRI1075575 | 600 | 40.6081 | 109.6368 | Coal |  |  |  | 2009.0 | China Shenhua Energy Co Ltd | GCPT | https://endcoal.org/global-coal-plant-tracker/ | GCPT | [14 empty] | 2923.61 | HYDRO-V1 | HYDRO-V1 | HYDRO-V1 | HYDRO-V1 | HYDRO-V1
CHN | China | Huaneng Baotou-3 power station |  | WRI1070724 | 600 | 40.6246 | 110.0028 | Coal |  |  |  | 2007.0 | North United Power Co Ltd | GCPT | https://endcoal.org/global-coal-plant-tracker/ | GCPT | 1024313 | [13 empty] | 2923.61 | WIND-V1 | WIND-V1 | WIND-V1 | WIND-V1 | WIND-V1
CHN | China | Huai'an (Hebei) Coal |  | WRI1070753 | 660 | 40.6458 | 114.4050 | Coal |  |  |  | 2007.0 | Huai'an Power Station | Industry About | https://industryabout.com/country-territories-3/1705-china/fossil-fuels-energy/33291-huai-an-hebei-coal-power-plant | Industry About | [14 empty] | 3215.97 | HYDRO-V1 | HYDRO-V1 | HYDRO-V1 | HYDRO-V1 | HYDRO-V1
CHN | China | Huaneng Wulashan power station |  | WRI1070148 | 600 | 40.6512 | 108.7674 | Coal |  |  |  | 1998.0 | North United Power Co Ltd | GCPT | https://endcoal.org/global-coal-plant-tracker/ | GCPT | 1024358 | [13 empty] | 2923.61 | HYDRO-V1 | HYDRO-V1 | HYDRO-V1 | HYDRO-V1 | HYDRO-V1
CHN | China | Huaneng Baotou-1 power station |  | WRI1070725 | 950 | 40.6567 | 109.6583 | Coal |  |  |  | 2002.0 | North United Power Co Ltd | GCPT | https://endcoal.org/global-coal-plant-tracker/ | GCPT | 1063784 | [13 empty] | 4629.05 | NO-ESTIMATION | NO-ESTIMATION | NO-ESTIMATION | NO-ESTIMATION | CAPACITY-FACTOR-V1
CHN | China | Zhangjiakou power station |  | WRI1070623 | 2560 | 40.6597 | 114.9439 | Coal |  |  |  | 1996.0 | Datang Zhangjiakou Power Station | GCPT | https://endcoal.org/global-coal-plant-tracker/ | GCPT | 1024370 | [13 empty] | 12474.08 | NO-ESTIMATION | NO-ESTIMATION | SOLAR-V1 | SOLAR-V1 | SOLAR-V1
CHN | China | Baotou Works power station |  | WRI1070036 | 200 | 40.6601 | 109.7585 | Coal |  |  |  | 2001.0 | Baotou Iron & Steel Co Ltd | GCPT | https://endcoal.org/global-coal-plant-tracker/ | GCPT | [14 empty] | 974.53 | NO-ESTIMATION | NO-ESTIMATION | SOLAR-V1 | SOLAR-V1 | SOLAR-V1
CHN | China | Huaneng Baotou-2 power station |  | WRI1070723 | 1000 | 40.6778 | 109.8913 | Coal |  |  |  | 1998.0 | North United Power Co Ltd | GCPT | https://endcoal.org/global-coal-plant-tracker/ | GCPT | 1063783 | [13 empty] | 4872.69 | WIND-V1 | WIND-V1 | WIND-V1 | WIND-V1 | WIND-V1
CHN | China | Hohhot Jinshan power station |  | WRI1070427 | 600 | 40.7069 | 111.4576 | Coal |  |  |  | 2010.0 | North United Power Co Ltd | GCPT | https://endcoal.org/global-coal-plant-tracker/ | GCPT | 1072864 | [13 empty] | 2923.61 | SOLAR-V1 | SOLAR-V1 | SOLAR-V1 | SOLAR-V1 | SOLAR-V1
CHN | China | Hohhot Jinqiao power station |  | WRI1070267 | 600 | 40.7085 | 111.7399 | Coal |  |  |  | 2007.0 | North United Power Co Ltd | GCPT | https://endcoal.org/global-coal-plant-tracker/ | GCPT | 1071657 | [13 empty] | 2923.61 | HYDRO-V1 | HYDRO-V1 | HYDRO-V1 | HYDRO-V1 | HYDRO-V1
CHN | China | PetroChina Jinxi Refinery power station |  | WRI1075697 | 100 | 40.7470 | 120.8084 | Coal |  |  |  | 2002.0 | Jinxi Refinery Plant | GCPT | https://endcoal.org/global-coal-plant-tracker/ | GCPT | [14 empty] | 487.26 | NO-ESTIMATION | NO-ESTIMATION | NO-ESTIMATION | NO-ESTIMATION | CAPACITY-FACTOR-V1
CHN | China | Zhangjiakou ZTP power station |  | WRI1070622 | 600 | 40.7471 | 114.8122 | Coal |  |  |  | 2010.0 | Hebei Datang International Thermal Power Co Ltd | GCPT | https://endcoal.org/global-coal-plant-tracker/ | GCPT | 1074407 | [13 empty] | 2923.61 | HYDRO-V1 | HYDRO-V1 | HYDRO-V1 | HYDRO-V1 | HYDRO-V1
CHN | China | Huaneng Linhe power station |  | WRI1070034 | 600 | 40.7826 | 107.4909 | Coal |  |  |  | 2007.0 | North United Power Co Ltd | GCPT | https://endcoal.org/global-coal-plant-tracker/ | GCPT | 1073052 | [13 empty] | 2923.61 | NO-ESTIMATION | NO-ESTIMATION | NO-ESTIMATION | NO-ESTIMATION | CAPACITY-FACTOR-V1
CHN | China | Huaneng Hohhot power station |  | WRI1070257 | 1100 | 40.7934 | 111.5977 | Coal |  |  |  | 2006.0 | North United Power Co Ltd | GCPT | https://endcoal.org/global-coal-plant-tracker/ | GCPT | 1023035 | [13 empty] | 5359.95 | NO-ESTIMATION | NO-ESTIMATION | NO-ESTIMATION | NO-ESTIMATION | CAPACITY-FACTOR-V1
CHN | China | United Laboratories Linhe power station |  | WRI1075744 | 600 | 40.8137 | 107.5092 | Coal |  |  |  |  | United Laboratories Inner Mongolia Co | GCPT | https://endcoal.org/global-coal-plant-tracker/ | GCPT | [14 empty] | 2923.61 | NO-ESTIMATION | NO-ESTIMATION | NO-ESTIMATION | NO-ESTIMATION | CAPACITY-FACTOR-V1
CHN | China | Huadian Zhuozi power station |  | WRI1070380 | 800 | 40.9221 | 112.6397 | Coal |  |  |  | 2006.0 | China Huadian Group Corporation | GCPT | https://endcoal.org/global-coal-plant-tracker/ | GCPT | 1079711 | [13 empty] | 3898.15 | NO-ESTIMATION | NO-ESTIMATION | NO-ESTIMATION | SOLAR-V1 | SOLAR-V1
CHN | China | Luanhe power station |  | WRI1070702 | 990 | 40.9401 | 117.7610 | Coal |  |  |  | 2005.0 | Luanhe Power Station | GCPT | https://endcoal.org/global-coal-plant-tracker/ | GCPT | 1024338 | [13 empty] | 4823.96 | WIND-V1 | WIND-V1 | WIND-V1 | WIND-V1 | WIND-V1
CHN | China | Jingneng Energy Huaning Cogen power station |  | WRI1070425 | 300 | 41.0193 | 113.1600 | Coal |  |  |  | 2007.0 | Jingneng Energy Huaning Cogen Power Station | GCPT | https://endcoal.org/global-coal-plant-tracker/ | GCPT | [14 empty] | 1461.8 | NO-ESTIMATION | NO-ESTIMATION | NO-ESTIMATION | NO-ESTIMATION | CAPACITY-FACTOR-V1
CHN | China | Jingneng Energy Jining power station |  | WRI1075655 | 700 | 41.0533 | 113.1533 | Coal |  |  |  | 2016.0 | Beijing Energy Group | GCPT | https://endcoal.org/global-coal-plant-tracker/ | GCPT | [14 empty] | 3410.88 | WIND-V1 | WIND-V1 | WIND-V1 | WIND-V1 | WIND-V1
CHN | China | Aksu Xuzhou power station |  | WRI1070222 | 400 | 41.0791 | 80.1685 | Coal |  |  |  | 2011.0 | Xuzhou Coal Mining Group Company | GCPT | https://endcoal.org/global-coal-plant-tracker/ | GCPT | 1082541 | [13 empty] | 1949.07 | WIND-V1 | WIND-V1 | WIND-V1 | WIND-V1 | WIND-V1
CHN | China | Liaoning Nanpiao power station |  | WRI1070598 | 500 | 41.1257 | 120.6967 | Coal |  |  |  | 2008.0 | Liaoning Nanpiao Inferior Coal | GCPT | https://endcoal.org/global-coal-plant-tracker/ | GCPT | [14 empty] | 2436.34 | NO-ESTIMATION | NO-ESTIMATION | NO-ESTIMATION | NO-ESTIMATION | CAPACITY-FACTOR-V1
CHN | China | Anshan Steel Company No 2 power station |  | WRI1070473 | 345 | 41.1330 | 122.9649 | Coal |  |  |  | 1973.0 | Anshan Iron and Steel Group Corporation (Ansteel) | GCPT | https://endcoal.org/global-coal-plant-tracker/ | GCPT | 1061481 | [13 empty] | 1681.07 | HYDRO-V1 | HYDRO-V1 | HYDRO-V1 | HYDRO-V1 | HYDRO-V1
CHN | China | Panjin Xinli power station |  | WRI1070739 | 700 | 41.1366 | 122.1361 | Coal |  |  |  | 2014.0 | China Resources Power Holdings Co Ltd | GCPT | https://endcoal.org/global-coal-plant-tracker/ | GCPT | 1096625 | [13 empty] | 3410.88 | WIND-V1 | WIND-V1 | WIND-V1 | WIND-V1 | WIND-V1
CHN | China | Jinzhou Datang power station |  | WRI1070521 | 600 | 41.1389 | 121.2154 | Coal |  |  |  | 2009.0 | Jinzhou Datang Power Station | GCPT | https://endcoal.org/global-coal-plant-tracker/ | GCPT | 1024400 | [13 empty] | 2923.61 | HYDRO-V1 | HYDRO-V1 | HYDRO-V1 | HYDRO-V1 | HYDRO-V1
CHN | China | Aksu Cogen power station |  | WRI1075567 | 700 | 41.1542 | 80.3997 | Coal |  |  |  | 2016.0 | Zhejiang Zheneng Elec Pow Co | GCPT | https://endcoal.org/global-coal-plant-tracker/ | GCPT | [14 empty] | 3410.88 | SOLAR-V1 | SOLAR-V1 | SOLAR-V1 | SOLAR-V1 | SOLAR-V1
CHN | China | Panjin Liaohe Fortum power station |  | WRI1075695 | 60 | 41.2000 | 122.0058 | Coal |  |  |  | 2008.0 | Liaoning Huajin Chemical Industry ï¼ˆGroupï¼‰ Co. Ltd. | GCPT | https://endcoal.org/global-coal-plant-tracker/ | GCPT | [14 empty] | 292.36 | HYDRO-V1 | HYDRO-V1 | HYDRO-V1 | HYDRO-V1 | HYDRO-V1
CHN | China | Liaoyang Chemical power station |  | WRI1075667 | 200 | 41.2037 | 123.2373 | Coal |  |  |  | 1996.0 | Liaoyang Chemical Fiber Co Ltd | GCPT | https://endcoal.org/global-coal-plant-tracker/ | GCPT | [14 empty] | 974.53 | NO-ESTIMATION | NO-ESTIMATION | NO-ESTIMATION | NO-ESTIMATION | CAPACITY-FACTOR-V1
CHN | China | Liaoyang Guocheng power station |  | WRI1075668 | 50 | 41.2068 | 123.2357 | Coal |  |  |  | 2015.0 | Beifang Yatai Energy Co | GCPT | https://endcoal.org/global-coal-plant-tracker/ | GCPT | [14 empty] | 243.63 | NO-ESTIMATION | NO-ESTIMATION | NO-ESTIMATION | NO-ESTIMATION | WIND-V1
CHN | China | Hongyang Nengyuan power station |  | WRI1070734 | 600 | 41.3570 | 123.2217 | Coal |  |  |  | 2010.0 | Liaoning Hongyang Energy Res | GCPT | https://endcoal.org/global-coal-plant-tracker/ | GCPT | 1088485 | [13 empty] | 2923.61 | NO-ESTIMATION | NO-ESTIMATION | NO-ESTIMATION | SOLAR-V1 | SOLAR-V1
CHN | China | Chaoyang Yanshanhu power station |  | WRI1070526 | 1200 | 41.5065 | 120.3194 | Coal |  |  |  | 2012.0 | CPI Northeast Power Co Ltd | GCPT | https://endcoal.org/global-coal-plant-tracker/ | GCPT | 1078033 | [13 empty] | 5847.22 | NO-ESTIMATION | NO-ESTIMATION | NO-ESTIMATION | NO-ESTIMATION | CAPACITY-FACTOR-V1
CHN | China | Shenneng Korla power station |  | WRI1075725 | 700 | 41.6642 | 86.2632 | Coal |  |  |  | 2017.0 | Shenneng Korla Power Co. | GCPT | https://endcoal.org/global-coal-plant-tracker/ | GCPT | [14 empty] | 3410.88 | WIND-V1 | WIND-V1 | WIND-V1 | WIND-V1 | WIND-V1
CHN | China | Sujiatun Jinshan power station |  | WRI1070602 | 440 | 41.6814 | 123.3307 | Coal |  |  |  | 2010.0 | Jinshan Energy Stock Co Ltd | GCPT | https://endcoal.org/global-coal-plant-tracker/ | GCPT | [14 empty] | 2143.98 | NO-ESTIMATION | SOLAR-V1 | SOLAR-V1 | SOLAR-V1 | SOLAR-V1
CHN | China | Guodian Shenyang power station |  | WRI1070524 | 660 | 41.7251 | 123.1886 | Coal |  |  |  | 2012.0 | China Guodian Group Corporation | GCPT | https://endcoal.org/global-coal-plant-tracker/ | GCPT | [14 empty] | 3215.97 | NO-ESTIMATION | NO-ESTIMATION | NO-ESTIMATION | NO-ESTIMATION | CAPACITY-FACTOR-V1
CHN | China | Guodian Kuqa power station |  | WRI1070104 | 870 | 41.7381 | 82.8874 | Coal |  |  |  | 2010.0 | China Guodian Group Corporation | GCPT | https://endcoal.org/global-coal-plant-tracker/ | GCPT | 1056295 | [13 empty] | 4239.24 | NO-ESTIMATION | NO-ESTIMATION | NO-ESTIMATION | NO-ESTIMATION | CAPACITY-FACTOR-V1
CHN | China | Dangtang Shendong power station |  | WRI1075594 | 700 | 41.7566 | 123.6365 | Coal |  |  |  | 2018.0 | Datang Liaoning | GCPT | https://endcoal.org/global-coal-plant-tracker/ | GCPT | [14 empty] | 3410.88 | NO-ESTIMATION | NO-ESTIMATION | NO-ESTIMATION | NO-ESTIMATION | CAPACITY-FACTOR-V1
CHN | China | Erdaojiang power station |  | WRI1070364 | 600 | 41.7797 | 126.0148 | Coal |  |  |  | 2004.0 | China Power Investment Corporation (CPI) | GCPT | https://endcoal.org/global-coal-plant-tracker/ | GCPT | 1052745 | [13 empty] | 2923.61 | NO-ESTIMATION | NO-ESTIMATION | NO-ESTIMATION | NO-ESTIMATION | CAPACITY-FACTOR-V1
CHN | China | Fuxin Jinshan Power Station |  | WRI1070264 | 600 | 41.7848 | 121.4302 | Coal |  |  |  | 2007.0 | Fuxin Shenyang Jinshan Power Station | GCPT | https://endcoal.org/global-coal-plant-tracker/ | GCPT | 1077197 | [13 empty] | 2923.61 | NO-ESTIMATION | NO-ESTIMATION | NO-ESTIMATION | NO-ESTIMATION | CAPACITY-FACTOR-V1
CHN | China | Tashdian power station |  | WRI1070577 | 250 | 41.8038 | 86.3388 | Coal |  |  |  | 2012.0 | Huaneng Xinjiang Energy Dev Co Ltd | GCPT | https://endcoal.org/global-coal-plant-tracker/ | GCPT | [14 empty] | 1218.17 | NO-ESTIMATION | NO-ESTIMATION | NO-ESTIMATION | NO-ESTIMATION | CAPACITY-FACTOR-V1
CHN | China | Shenhai power station |  | WRI1070601 | 600 | 41.8158 | 123.4939 | Coal |  |  |  | 1991.0 | China Resources Power Holdings Co Ltd | GCPT | https://endcoal.org/global-coal-plant-tracker/ | GCPT | 1058740 | [13 empty] | 2923.61 | NO-ESTIMATION | NO-ESTIMATION | NO-ESTIMATION | NO-ESTIMATION | CAPACITY-FACTOR-V1
CHN | China | Huaneng Luntai power station |  | WRI1075633 | 700 | 41.8215 | 84.0036 | Coal |  |  |  | 2016.0 | Huaneng Xinjiang Energy Dev Co | GCPT | https://endcoal.org/global-coal-plant-tracker/ | GCPT | [14 empty] | 3410.88 | NO-ESTIMATION | NO-ESTIMATION | NO-ESTIMATION | NO-ESTIMATION | CAPACITY-FACTOR-V1
CHN | China | CNPC Fushun Petrochemical power station |  | WRI1075579 | 280 | 41.8275 | 124.0455 | Coal |  |  |  | 2009.0 | Fushun Petrochemical Company | GCPT | https://endcoal.org/global-coal-plant-tracker/ | GCPT | [14 empty] | 1364.35 | NO-ESTIMATION | NO-ESTIMATION | NO-ESTIMATION | NO-ESTIMATION | CAPACITY-FACTOR-V1
CHN | China | Fushun CPI power station |  | WRI1070266 | 600 | 41.8897 | 123.9342 | Coal |  |  |  | 2004.0 | CPI Northeast Power Co Ltd | GCPT | https://endcoal.org/global-coal-plant-tracker/ | GCPT | 1065822 | [13 empty] | 2923.61 | NO-ESTIMATION | NO-ESTIMATION | NO-ESTIMATION | NO-ESTIMATION | SOLAR-V1
CHN | China | Liaoning-3 power station |  | WRI1070599 | 700 | 41.9222 | 124.0924 | Coal |  |  |  | 2005.0 | CPI Northeast Power Co Ltd | GCPT | https://endcoal.org/global-coal-plant-tracker/ | GCPT | 1017354 | [13 empty] | 3410.88 | HYDRO-V1 | HYDRO-V1 | HYDRO-V1 | HYDRO-V1 | HYDRO-V1
CHN | China | Liaoning-2 power station |  | WRI1070600 | 400 | 41.9234 | 124.0902 | Coal |  |  |  | 1991.0 | CPI Northeast Power Co Ltd | GCPT | https://endcoal.org/global-coal-plant-tracker/ | GCPT | 1059287 | [13 empty] | 1949.07 | NO-ESTIMATION | NO-ESTIMATION | NO-ESTIMATION | NO-ESTIMATION | CAPACITY-FACTOR-V1
CHN | China | Hunjiang power station |  | WRI1070356 | 815 | 41.9655 | 126.4524 | Coal |  |  |  | 1998.0 | China Power Investment Corporation (CPI) | GCPT | https://endcoal.org/global-coal-plant-tracker/ | GCPT | 1060624 | [13 empty] | 3971.24 | NO-ESTIMATION | NO-ESTIMATION | NO-ESTIMATION | NO-ESTIMATION | SOLAR-V1
CHN | China | Baishan - Hunjiang 2 Coal |  | WRI1070355 | 600 | 41.9700 | 126.4730 | Coal |  |  |  | 2007.0 | China Power Investment Corporation (CPI) | Industry About | https://industryabout.com/country-territories-3/1705-china/fossil-fuels-energy/33255-baishan-hunjiang-2-coal-power-plant | Industry About | 1060624 | [13 empty] | 2923.61 | WIND-V1 | WIND-V1 | WIND-V1 | WIND-V1 | WIND-V1
CHN | China | Fuxin power station |  | WRI1070263 | 1100 | 41.9976 | 121.6635 | Coal |  |  |  | 2000.0 | CPI Northeast Power Co Ltd | GCPT | https://endcoal.org/global-coal-plant-tracker/ | GCPT | 1059843 | [13 empty] | 5359.95 | WIND-V1 | WIND-V1 | WIND-V1 | WIND-V1 | WIND-V1
CHN | China | Huaneng Baishan power station |  | WRI1070361 | 660 | 42.0319 | 126.5795 | Coal |  |  |  | 2011.0 | Huaneng Jilin Power Gen Co Ltd | GCPT | https://endcoal.org/global-coal-plant-tracker/ | GCPT | 1087778 | [13 empty] | 3215.97 | NO-ESTIMATION | NO-ESTIMATION | NO-ESTIMATION | NO-ESTIMATION | CAPACITY-FACTOR-V1
CHN | China | Jinchuan power station |  | WRI1075654 | 270 | 42.1472 | 86.5134 | Coal |  |  |  | 2016.0 | Xinjiang Jinchuan Energy Investment Co | GCPT | https://endcoal.org/global-coal-plant-tracker/ | GCPT | [14 empty] | 1315.62 | NO-ESTIMATION | NO-ESTIMATION | NO-ESTIMATION | NO-ESTIMATION | CAPACITY-FACTOR-V1
CHN | China | Duolun Coal Chemical power station |  | WRI1070260 | 280 | 42.2123 | 116.5770 | Coal |  |  |  | 2010.0 | Datang International Power Generation Co Ltd | GCPT | https://endcoal.org/global-coal-plant-tracker/ | GCPT | [14 empty] | 1364.35 | HYDRO-V1 | HYDRO-V1 | HYDRO-V1 | HYDRO-V1 | HYDRO-V1
CHN | China | Huaneng Shangdu power station |  | WRI1070661 | 3720 | 42.2237 | 116.0293 | Coal |  |  |  | 2008.0 | North United Power Co Ltd | GCPT | https://endcoal.org/global-coal-plant-tracker/ | GCPT | 1057691 | [13 empty] | 18126.4 | NO-ESTIMATION | NO-ESTIMATION | NO-ESTIMATION | NO-ESTIMATION | CAPACITY-FACTOR-V1
CHN | China | Jingneng Chifeng Waste Coal power station |  | WRI1070666 | 270 | 42.2890 | 119.0537 | Coal |  |  |  | 2008.0 | China Power Investment Corporation (CPI) | GCPT | https://endcoal.org/global-coal-plant-tracker/ | GCPT | 1060924 | [13 empty] | 1315.62 | NO-ESTIMATION | NO-ESTIMATION | NO-ESTIMATION | NO-ESTIMATION | CAPACITY-FACTOR-V1
CHN | China | CPI Chifeng New City Region power station |  | WRI1075580 | 600 | 42.2934 | 118.9133 | Coal |  |  |  | 2017.0 | Mengdong Energy Group | GCPT | https://endcoal.org/global-coal-plant-tracker/ | GCPT | [14 empty] | 2923.61 | NO-ESTIMATION | NO-ESTIMATION | NO-ESTIMATION | NO-ESTIMATION | CAPACITY-FACTOR-V1
CHN | China | Chifeng Yuanbaoshan power station |  | WRI1070384 | 1800 | 42.3033 | 119.3250 | Coal |  |  |  | 1994.0 | Yuanbaoshan Power Generation Co Ltd | GCPT | https://endcoal.org/global-coal-plant-tracker/ | GCPT | 1023042 | [13 empty] | 8770.84 | NO-ESTIMATION | SOLAR-V1 | SOLAR-V1 | SOLAR-V1 | SOLAR-V1
CHN | China | SDIC Dananhu power station |  | WRI1070226 | 1320 | 42.3055 | 93.3519 | Coal |  |  |  | 2014.0 | SDIC Hami Energy Co Ltd | GCPT | https://endcoal.org/global-coal-plant-tracker/ | GCPT | [14 empty] | 6431.95 | NO-ESTIMATION | NO-ESTIMATION | NO-ESTIMATION | WIND-V1 | WIND-V1
CHN | China | Guodian Dananhu power station |  | WRI1070225 | 1320 | 42.3202 | 93.1914 | Coal |  |  |  | 2016.0 | China Guodian Group Corporation | GCPT | https://endcoal.org/global-coal-plant-tracker/ | GCPT | 1091568 | [13 empty] | 6431.95 | NO-ESTIMATION | NO-ESTIMATION | NO-ESTIMATION | NO-ESTIMATION | CAPACITY-FACTOR-V1
CHN | China | Tieling power station |  | WRI1070603 | 2520 | 42.3450 | 123.8030 | Coal |  |  |  | 2002.0 | Jinshan Energy Stock Co Ltd | GCPT | https://endcoal.org/global-coal-plant-tracker/ | GCPT | 1018924 | [13 empty] | 12279.18 | NO-ESTIMATION | NO-ESTIMATION | NO-ESTIMATION | NO-ESTIMATION | CAPACITY-FACTOR-V1
CHN | China | Shenhua Guoneng Hami power station |  | WRI1075722 | 2640 | 42.4112 | 93.0092 | Coal |  |  |  | 2015.0 | Shenhua Guoneng Energy Group | GCPT | https://endcoal.org/global-coal-plant-tracker/ | GCPT | [14 empty] | 12863.9 | NO-ESTIMATION | NO-ESTIMATION | NO-ESTIMATION | NO-ESTIMATION | CAPACITY-FACTOR-V1
CHN | China | Diaobingshan power station |  | WRI1070265 | 600 | 42.4940 | 123.5656 | Coal |  |  |  | 2010.0 | Diaobingshan Power Station | GCPT | https://endcoal.org/global-coal-plant-tracker/ | GCPT | 1086265 | [13 empty] | 2923.61 | NO-ESTIMATION | NO-ESTIMATION | SOLAR-V1 | SOLAR-V1 | SOLAR-V1
CHN | China | CPI Qinghe power station |  | WRI1070525 | 1600 | 42.5299 | 124.1403 | Coal |  |  |  | 1995.0 | CPI Northeast Power Co Ltd | GCPT | https://endcoal.org/global-coal-plant-tracker/ | GCPT | 1024405 | [13 empty] | 7796.3 | NO-ESTIMATION | NO-ESTIMATION | NO-ESTIMATION | NO-ESTIMATION | SOLAR-V1
CHN | China | Kangping power station |  | WRI1070520 | 1200 | 42.7009 | 123.3658 | Coal |  |  |  | 2008.0 | China Guodian Group Corporation | GCPT | https://endcoal.org/global-coal-plant-tracker/ | GCPT | 1070476 | [13 empty] | 5847.22 | NO-ESTIMATION | NO-ESTIMATION | SOLAR-V1 | SOLAR-V1 | SOLAR-V1
CHN | China | Huadian Turpan power station |  | WRI1070580 | 270 | 42.7312 | 88.6173 | Coal |  |  |  | 2006.0 | Huadian Power International Company Limited | GCPT | https://endcoal.org/global-coal-plant-tracker/ | GCPT | [14 empty] | 1315.62 | SOLAR-V1 | SOLAR-V1 | SOLAR-V1 | SOLAR-V1 | SOLAR-V1
CHN | China | Zhongtai Toksun power station |  | WRI1070579 | 600 | 42.7372 | 88.6450 | Coal |  |  |  | 2015.0 | Zhongtai Toksun Power Station | GCPT | https://endcoal.org/global-coal-plant-tracker/ | GCPT | [14 empty] | 2923.61 | HYDRO-V1 | HYDRO-V1 | HYDRO-V1 | HYDRO-V1 | HYDRO-V1
CHN | China | Shenhua Guoneng Dananhu Power Plant |  | WRI1070223 | 600 | 42.7409 | 93.4452 | Coal |  |  |  | 2011.0 | Shenhua Guoneng Energy Group | GCPT | https://endcoal.org/global-coal-plant-tracker/ | GCPT | [14 empty] | 2923.61 | NO-ESTIMATION | NO-ESTIMATION | NO-ESTIMATION | NO-ESTIMATION | CAPACITY-FACTOR-V1
CHN | China | Toksun Mahatma power station |  | WRI1075742 | 600 | 42.8187 | 87.9606 | Coal |  |  |  | 2012.0 | Xinjiang Mahatma Energy Co Ltd | GCPT | https://endcoal.org/global-coal-plant-tracker/ | GCPT | [14 empty] | 2923.61 | NO-ESTIMATION | NO-ESTIMATION | NO-ESTIMATION | SOLAR-V1 | SOLAR-V1
CHN | China | Liaoyuan Datang power station |  | WRI1070504 | 660 | 42.8720 | 125.1607 | Coal |  |  |  | 2007.0 | Datang Jilin Power Generation | GCPT | https://endcoal.org/global-coal-plant-tracker/ | GCPT | 1055240 | [13 empty] | 3215.97 | WIND-V1 | WIND-V1 | WIND-V1 | WIND-V1 | WIND-V1
CHN | China | Hami 1-4 Coal |  | WRI1070108 | 25 | 42.8936 | 93.4435 | Coal |  |  |  | 1987.0 | Huadian Power International Company Limited | Industry About | https://industryabout.com/country-territories-3/1705-china/fossil-fuels-energy/33341-hami-1-4-coal-power-plant | Industry About | [14 empty] | 121.81 | NO-ESTIMATION | NO-ESTIMATION | NO-ESTIMATION | NO-ESTIMATION | NO-ESTIMATION
CHN | China | Huadian Hami power station |  | WRI1070107 | 270 | 42.8941 | 93.4415 | Coal |  |  |  | 2003.0 | Huadian Power International Company Limited | GCPT | https://endcoal.org/global-coal-plant-tracker/ | GCPT | [14 empty] | 1315.62 | HYDRO-V1 | HYDRO-V1 | HYDRO-V1 | HYDRO-V1 | HYDRO-V1
CHN | China | Datang Hunchun power station |  | WRI1070508 | 660 | 42.8953 | 130.2891 | Coal |  |  |  | 2002.0 | Datang Jilin Power Generation | GCPT | https://endcoal.org/global-coal-plant-tracker/ | GCPT | [14 empty] | 3215.97 | NO-ESTIMATION | NO-ESTIMATION | NO-ESTIMATION | NO-ESTIMATION | CAPACITY-FACTOR-V1
CHN | China | Longhua Yanji power station |  | WRI1070740 | 400 | 42.9123 | 129.5705 | Coal |  |  |  | 2010.0 | Guodian Longhua Power Co Ltd | GCPT | https://endcoal.org/global-coal-plant-tracker/ | GCPT | [14 empty] | 1949.07 | NO-ESTIMATION | NO-ESTIMATION | NO-ESTIMATION | NO-ESTIMATION | CAPACITY-FACTOR-V1
CHN | China | Siping power station |  | WRI1070499 | 550 | 43.1530 | 124.4025 | Coal |  |  |  | 2007.0 | CPI Jilin Power Share Co Ltd | GCPT | https://endcoal.org/global-coal-plant-tracker/ | GCPT | 1088438 | [13 empty] | 2679.97 | HYDRO-V1 | HYDRO-V1 | HYDRO-V1 | HYDRO-V1 | HYDRO-V1
CHN | China | Urumuqi Huanpeng power station |  | WRI1075746 | 60 | 43.2728 | 87.1708 | Coal |  |  |  | 2009.0 | Urumuqi Huanpeng Co Ltd. | GCPT | https://endcoal.org/global-coal-plant-tracker/ | GCPT | [14 empty] | 292.36 | NO-ESTIMATION | NO-ESTIMATION | NO-ESTIMATION | NO-ESTIMATION | CAPACITY-FACTOR-V1
CHN | China | Longsheng Cogen power station |  | WRI1075674 | 60 | 43.5175 | 124.8600 | Coal |  |  |  | 2017.0 | Gongzhuling Shenglong Cogen Power Company | GCPT | https://endcoal.org/global-coal-plant-tracker/ | GCPT | [14 empty] | 292.36 | NO-ESTIMATION | NO-ESTIMATION | NO-ESTIMATION | NO-ESTIMATION | CAPACITY-FACTOR-V1
CHN | China | Shuangliao West power station |  | WRI1070498 | 2060 | 43.5282 | 123.4630 | Coal |  |  |  | 2003.0 | Guodian Longhua Power Co Ltd | GCPT | https://endcoal.org/global-coal-plant-tracker/ | GCPT | 1024408 | [13 empty] | 10037.74 | NO-ESTIMATION | NO-ESTIMATION | NO-ESTIMATION | NO-ESTIMATION | CAPACITY-FACTOR-V1
CHN | China | CPI Chifeng Daban power station |  | WRI1070040 | 1200 | 43.5893 | 118.7119 | Coal |  |  |  | 2013.0 | Mengdong Energy Group Co Ltd | GCPT | https://endcoal.org/global-coal-plant-tracker/ | GCPT | 1087934 | [13 empty] | 5847.22 | NO-ESTIMATION | NO-ESTIMATION | NO-ESTIMATION | NO-ESTIMATION | CAPACITY-FACTOR-V1
CHN | China | Changchun Southeast power station |  | WRI1075583 | 700 | 43.6510 | 125.5693 | Coal |  |  |  | 2018.0 | CPI Jilin Power Share Co Ltd | GCPT | https://endcoal.org/global-coal-plant-tracker/ | GCPT | [14 empty] | 3410.88 | NO-ESTIMATION | NO-ESTIMATION | NO-ESTIMATION | NO-ESTIMATION | CAPACITY-FACTOR-V1
CHN | China | Tongliao power station |  | WRI1070660 | 1670 | 43.6704 | 122.1543 | Coal |  |  |  | 1997.0 | Mengdong Energy Group | GCPT | https://endcoal.org/global-coal-plant-tracker/ | GCPT | 1023039 | [13 empty] | 8137.39 | HYDRO-V1 | HYDRO-V1 | HYDRO-V1 | HYDRO-V1 | HYDRO-V1
CHN | China | Xinjiang Guanghui power station |  | WRI1075761 | 270 | 43.7064 | 94.9858 | Coal |  |  |  | 2011.0 | Xinjiang Guanghui Indust Inv | GCPT | https://endcoal.org/global-coal-plant-tracker/ | GCPT | [14 empty] | 1315.62 | NO-ESTIMATION | NO-ESTIMATION | NO-ESTIMATION | NO-ESTIMATION | CAPACITY-FACTOR-V1
CHN | China | Hongyanchi-1 power station |  | WRI1070582 | 660 | 43.7280 | 87.6292 | Coal |  |  |  | 2005.0 | China Guodian Group Corporation | GCPT | https://endcoal.org/global-coal-plant-tracker/ | GCPT | 1033538 | [13 empty] | 3215.97 | NO-ESTIMATION | NO-ESTIMATION | NO-ESTIMATION | NO-ESTIMATION | CAPACITY-FACTOR-V1
CHN | China | Hongyanchi-2 power station |  | WRI1070581 | 800 | 43.7436 | 87.6576 | Coal |  |  |  | 2002.0 | Huadian Power International Company Limited | GCPT | https://endcoal.org/global-coal-plant-tracker/ | GCPT | 1033538 | [13 empty] | 3898.15 | NO-ESTIMATION | NO-ESTIMATION | SOLAR-V1 | SOLAR-V1 | SOLAR-V1
CHN | China | Changchun-3 power station |  | WRI1070357 | 600 | 43.7778 | 125.1429 | Coal |  |  |  | 2009.0 | Datang Jilin Power Generation | GCPT | https://endcoal.org/global-coal-plant-tracker/ | GCPT | 1098962 | [13 empty] | 2923.61 | NO-ESTIMATION | NO-ESTIMATION | NO-ESTIMATION | NO-ESTIMATION | CAPACITY-FACTOR-V1
CHN | China | Guodian Jiangnan power station |  | WRI1070502 | 660 | 43.7942 | 126.5902 | Coal |  |  |  | 2010.0 | Guodian Longhua Power Co Ltd | GCPT | https://endcoal.org/global-coal-plant-tracker/ | GCPT | 1082348 | [13 empty] | 3215.97 | NO-ESTIMATION | NO-ESTIMATION | NO-ESTIMATION | NO-ESTIMATION | CAPACITY-FACTOR-V1
CHN | China | Changchun-2 power station |  | WRI1070358 | 1220 | 43.8835 | 125.3942 | Coal |  |  |  | 2001.0 | Datang Jilin Power Generation | GCPT | https://endcoal.org/global-coal-plant-tracker/ | GCPT | 1088027 | [13 empty] | 5944.68 | WIND-V1 | WIND-V1 | WIND-V1 | WIND-V1 | WIND-V1
CHN | China | Huadian Urumqi power station |  | WRI1070335 | 660 | 43.9007 | 87.6975 | Coal |  |  |  | 2009.0 | Shenhua Guoneng Energy Group | GCPT | https://endcoal.org/global-coal-plant-tracker/ | GCPT | [14 empty] | 3215.97 | NO-ESTIMATION | NO-ESTIMATION | NO-ESTIMATION | NO-ESTIMATION | CAPACITY-FACTOR-V1
CHN | China | Jilin City Works power station |  | WRI1075653 | 100 | 43.9039 | 126.5978 | Coal |  |  |  | 1989.0 | Jilin Petrochemical Co Ltd | GCPT | https://endcoal.org/global-coal-plant-tracker/ | GCPT | [14 empty] | 487.26 | HYDRO-V1 | HYDRO-V1 | HYDRO-V1 | HYDRO-V1 | HYDRO-V1
CHN | China | Songhuajiang power station |  | WRI1075731 | 730 | 43.9085 | 126.5038 | Coal |  |  |  | 2009.0 | CPI Jilin Power Share Co Ltd | GCPT | https://endcoal.org/global-coal-plant-tracker/ | GCPT | [14 empty] | 3557.06 | HYDRO-V1 | HYDRO-V1 | HYDRO-V1 | HYDRO-V1 | HYDRO-V1
CHN | China | SDIC Yili Yining Cogen power station |  | WRI1070329 | 660 | 43.9263 | 81.2211 | Coal |  |  |  | 2012.0 | SDIC Hami Energy Co Ltd | GCPT | https://endcoal.org/global-coal-plant-tracker/ | GCPT | 1066299 | [13 empty] | 3215.97 | NO-ESTIMATION | NO-ESTIMATION | NO-ESTIMATION | NO-ESTIMATION | CAPACITY-FACTOR-V1
CHN | China | Xinjiang Zhongtai Huatai power station |  | WRI1075766 | 300 | 43.9429 | 87.6641 | Coal |  |  |  | 2010.0 | Xinjiang Zhongtai Chemical Co | GCPT | https://endcoal.org/global-coal-plant-tracker/ | GCPT | [14 empty] | 1461.8 | NO-ESTIMATION | WIND-V1 | WIND-V1 | WIND-V1 | WIND-V1
CHN | China | Yining Coal |  | WRI1070330 | 700 | 43.9492 | 81.4757 | Coal |  |  |  | 2015.0 | Shenhua Guoneng Energy Group | Industry About | https://industryabout.com/country-territories-3/1705-china/fossil-fuels-energy/33377-yining-coal-power-plant | Industry About | 1081066 | [13 empty] | 3410.88 | HYDRO-V1 | HYDRO-V1 | HYDRO-V1 | HYDRO-V1 | HYDRO-V1
CHN | China | Urumqi Petrochemical power station |  | WRI1075745 | 150 | 43.9702 | 87.7219 | Coal |  |  |  | 2001.0 | PetroChina Co Ltd | GCPT | https://endcoal.org/global-coal-plant-tracker/ | GCPT | [14 empty] | 730.9 | NO-ESTIMATION | NO-ESTIMATION | NO-ESTIMATION | NO-ESTIMATION | CAPACITY-FACTOR-V1
CHN | China | Inner Mongolia Xilin power station |  | WRI1070141 | 600 | 43.9839 | 116.1314 | Coal |  |  |  | 2011.0 | Inner Mongolia Energy Generation & Investment Group | GCPT | https://endcoal.org/global-coal-plant-tracker/ | GCPT | 1088138 | [13 empty] | 2923.61 | HYDRO-V1 | HYDRO-V1 | HYDRO-V1 | HYDRO-V1 | HYDRO-V1
CHN | China | Changji Coal |  | WRI1070221 | 250 | 43.9914 | 87.3125 | Coal |  |  |  | 2006.0 | Huadian Power International Company Limited | Industry About | https://industryabout.com/country-territories-3/1705-china/fossil-fuels-energy/33333-changji-coal-power-plant | Industry About | 1089800 | [13 empty] | 1218.17 | NO-ESTIMATION | NO-ESTIMATION | NO-ESTIMATION | NO-ESTIMATION | CAPACITY-FACTOR-V1
CHN | China | Tianchi Changji Cogen power station |  | WRI1075736 | 700 | 44.0044 | 87.1720 | Coal |  |  |  | 2017.0 | Xinjiang Tianchi Energy Sources & Datang Xinjiang | GCPT | https://endcoal.org/global-coal-plant-tracker/ | GCPT | [14 empty] | 3410.88 | HYDRO-V1 | HYDRO-V1 | HYDRO-V1 | HYDRO-V1 | HYDRO-V1
CHN | China | Jilin - Guodian Coal |  | WRI1070509 | 650 | 44.0084 | 126.5367 | Coal |  |  |  | 1955.0 | Guodian Longhua Power Co Ltd | Industry About | https://industryabout.com/country-territories-3/1705-china/fossil-fuels-energy/33263-jilin-guodian-coal-power-plant | Industry About | [14 empty] | 3167.24 | NO-ESTIMATION | NO-ESTIMATION | NO-ESTIMATION | NO-ESTIMATION | CAPACITY-FACTOR-V1
CHN | China | Huaneng Changchun power station |  | WRI1070434 | 700 | 44.0400 | 125.2201 | Coal |  |  |  | 2010.0 | Guodian Longhua Power Co Ltd | GCPT | https://endcoal.org/global-coal-plant-tracker/ | GCPT | 1098962 | [13 empty] | 3410.88 | NO-ESTIMATION | NO-ESTIMATION | NO-ESTIMATION | NO-ESTIMATION | CAPACITY-FACTOR-V1
CHN | China | Tianshan Qitai power station |  | WRI1075741 | 700 | 44.0516 | 89.6509 | Coal |  |  |  | 2016.0 | Xinjiang Tianshan Power Qitai Energy Co | GCPT | https://endcoal.org/global-coal-plant-tracker/ | GCPT | [14 empty] | 3410.88 | WIND-V1 | WIND-V1 | WIND-V1 | WIND-V1 | WIND-V1
CHN | China | Ili Xintian Chemical power station |  | WRI1075643 | 200 | 44.0620 | 81.1886 | Coal |  |  |  | 2016.0 | Ili Xintian Coal-chemical Co. | GCPT | https://endcoal.org/global-coal-plant-tracker/ | GCPT | [14 empty] | 974.53 | NO-ESTIMATION | NO-ESTIMATION | NO-ESTIMATION | NO-ESTIMATION | CAPACITY-FACTOR-V1
CHN | China | Shenhuo Zhundong power station |  | WRI1070343 | 1400 | 44.0810 | 88.5887 | Coal |  |  |  | 2013.0 | Shenhua Guoneng Energy Group | GCPT | https://endcoal.org/global-coal-plant-tracker/ | GCPT | 1087419 | [13 empty] | 6821.76 | HYDRO-V1 | HYDRO-V1 | HYDRO-V1 | HYDRO-V1 | HYDRO-V1
CHN | China | Xinjiang Zhongtai Fukang Metallurgy Power Station |  | WRI1075765 | 600 | 44.0810 | 88.5889 | Coal |  |  |  | 2012.0 | Xinjiang Zhongtai Chemical Co | GCPT | https://endcoal.org/global-coal-plant-tracker/ | GCPT | [14 empty] | 2923.61 | SOLAR-V1 | SOLAR-V1 | SOLAR-V1 | SOLAR-V1 | SOLAR-V1
CHN | China | Tianlong Mining Fukang Smelting power station |  | WRI1070109 | 400 | 44.0992 | 88.3733 | Coal |  |  |  | 2013.0 | Tianlong Mining Fukang Smelting Power Station | GCPT | https://endcoal.org/global-coal-plant-tracker/ | GCPT | [14 empty] | 1949.07 | NO-ESTIMATION | NO-ESTIMATION | NO-ESTIMATION | NO-ESTIMATION | CAPACITY-FACTOR-V1
CHN | China | Huaneng Jiutai power station |  | WRI1075632 | 1340 | 44.1071 | 125.9280 | Coal |  |  |  | 2009.0 | Huaneng Jilin Power Generation Co Ltd | GCPT | https://endcoal.org/global-coal-plant-tracker/ | GCPT | [14 empty] | 6529.4 | NO-ESTIMATION | NO-ESTIMATION | NO-ESTIMATION | NO-ESTIMATION | CAPACITY-FACTOR-V1
CHN | China | Ganquanbao TBEA power station |  | WRI1075604 | 700 | 44.1247 | 87.7707 | Coal |  |  |  | 2013.0 | Tbea Xinjiang Silicon Indust | GCPT | https://endcoal.org/global-coal-plant-tracker/ | GCPT | [14 empty] | 3410.88 | NO-ESTIMATION | NO-ESTIMATION | NO-ESTIMATION | NO-ESTIMATION | CAPACITY-FACTOR-V1
CHN | China | Xinjiang Joinworld power station |  | WRI1075762 | 300 | 44.1268 | 88.0628 | Coal |  |  |  | 2012.0 | Xinjiang Joinworld Co. Ltd. | GCPT | https://endcoal.org/global-coal-plant-tracker/ | GCPT | [14 empty] | 1461.8 | NO-ESTIMATION | NO-ESTIMATION | NO-ESTIMATION | NO-ESTIMATION | CAPACITY-FACTOR-V1
CHN | China | Xinjiang Zhongtai Fukang Energy power station |  | WRI1075764 | 300 | 44.1269 | 87.7725 | Coal |  |  |  | 2012.0 | Xinjiang Zhongtai Chemical Co | GCPT | https://endcoal.org/global-coal-plant-tracker/ | GCPT | [14 empty] | 1461.8 | NO-ESTIMATION | NO-ESTIMATION | NO-ESTIMATION | NO-ESTIMATION | CAPACITY-FACTOR-V1
CHN | China | Shenhua Guoneng Fukang power station |  | WRI1070228 | 300 | 44.1339 | 87.8344 | Coal |  |  |  | 2008.0 | Shenhua Guoneng Energy Group | GCPT | https://endcoal.org/global-coal-plant-tracker/ | Industry About | [14 empty] | 1461.8 | NO-ESTIMATION | NO-ESTIMATION | NO-ESTIMATION | NO-ESTIMATION | CAPACITY-FACTOR-V1
CHN | China | Changji Fukang power station |  | WRI1070227 | 270 | 44.1419 | 88.0170 | Coal |  |  |  | 2010.0 | Huaneng Xinjiang Energy Dev Co Ltd | GCPT | https://endcoal.org/global-coal-plant-tracker/ | GCPT | 1081701 | [13 empty] | 1315.62 | NO-ESTIMATION | NO-ESTIMATION | NO-ESTIMATION | NO-ESTIMATION | CAPACITY-FACTOR-V1
CHN | China | Ili Nangang Khorgas Cogen power station |  | WRI1075642 | 100 | 44.1485 | 80.4372 | Coal |  |  |  | 2011.0 | Xinjiang Ili Nangang Cogen Power Co. Ltd. | GCPT | https://endcoal.org/global-coal-plant-tracker/ | GCPT | [14 empty] | 487.26 | NO-ESTIMATION | NO-ESTIMATION | NO-ESTIMATION | NO-ESTIMATION | CAPACITY-FACTOR-V1
CHN | China | Datang Hutubi power station |  | WRI1070113 | 600 | 44.1508 | 86.8229 | Coal |  |  |  | 2013.0 | Datang Xinjiang Power Generation Co Ltd | GCPT | https://endcoal.org/global-coal-plant-tracker/ | GCPT | 1084224 | [13 empty] | 2923.61 | NO-ESTIMATION | NO-ESTIMATION | NO-ESTIMATION | NO-ESTIMATION | CAPACITY-FACTOR-V1
CHN | China | Tianfu South power station |  | WRI1070710 | 910 | 44.2593 | 86.1080 | Coal |  |  |  | 2012.0 | Tianfu South Power Station | GCPT | https://endcoal.org/global-coal-plant-tracker/ | GCPT | 1086593 | [13 empty] | 4434.14 | NO-ESTIMATION | NO-ESTIMATION | SOLAR-V1 | SOLAR-V1 | SOLAR-V1
CHN | China | Wujiaqu power station |  | WRI1070286 | 3640 | 44.2686 | 87.6881 | Coal |  |  |  | 2013.0 | Xinjiang Nongliushi Coal & Electricity Company | GCPT | https://endcoal.org/global-coal-plant-tracker/ | GCPT | 1087420 | [13 empty] | 17736.59 | NO-ESTIMATION | NO-ESTIMATION | SOLAR-V1 | SOLAR-V1 | SOLAR-V1
CHN | China | Tianfu East power station |  | WRI1075737 | 405 | 44.3073 | 86.1050 | Coal |  |  |  | 2011.0 | Xinjiang Tianfu Thermoelectric | GCPT | https://endcoal.org/global-coal-plant-tracker/ | GCPT | [14 empty] | 1973.43 | NO-ESTIMATION | NO-ESTIMATION | SOLAR-V1 | SOLAR-V1 | SOLAR-V1
CHN | China | Manas power station |  | WRI1070706 | 1020 | 44.3180 | 86.1689 | Coal |  |  |  | 2000.0 | Xinjiang Tianshan Power Co Ltd | GCPT | https://endcoal.org/global-coal-plant-tracker/ | GCPT | 1033542 | [13 empty] | 4970.14 | NO-ESTIMATION | NO-ESTIMATION | SOLAR-V1 | SOLAR-V1 | SOLAR-V1
CHN | China | Tianye power station |  | WRI1070042 | 1800 | 44.3562 | 86.0475 | Coal |  |  |  | 2011.0 | Tianye Power Station | GCPT | https://endcoal.org/global-coal-plant-tracker/ | Industry About | 1086596 | [13 empty] | 8770.84 | NO-ESTIMATION | NO-ESTIMATION | SOLAR-V1 | SOLAR-V1 | SOLAR-V1
CHN | China | Tianfu West power station |  | WRI1075739 | 505 | 44.3586 | 86.0449 | Coal |  |  |  | 2011.0 | Xinjiang Tianfu Thermoelectric Co Ltd | GCPT | https://endcoal.org/global-coal-plant-tracker/ | GCPT | [14 empty] | 2460.7 | NO-ESTIMATION | NO-ESTIMATION | NO-ESTIMATION | NO-ESTIMATION | CAPACITY-FACTOR-V1
CHN | China | Dushanzi Ethene power station |  | WRI1070224 | 475 | 44.3791 | 84.8671 | Coal |  |  |  | 2007.0 | Xinjiang Dushanzi Petrochemical Co Ltd | GCPT | https://endcoal.org/global-coal-plant-tracker/ | GCPT | 1073074 | [13 empty] | 2314.52 | SOLAR-V1 | SOLAR-V1 | SOLAR-V1 | SOLAR-V1 | SOLAR-V1
CHN | China | Kuitun-2 power station |  | WRI1070705 | 100 | 44.4061 | 84.9285 | Coal |  |  |  | 2002.0 |  | GCPT | https://endcoal.org/global-coal-plant-tracker/ | GCPT | [14 empty] | 487.26 | SOLAR-V1 | SOLAR-V1 | SOLAR-V1 | SOLAR-V1 | SOLAR-V1
CHN | China | Hongyuan Waste Coal Cogen power station |  | WRI1075626 | 60 | 44.4196 | 126.9663 | Coal |  |  |  | 2017.0 | Shulan Hongyuan Waste Coal Cogen Power Company | GCPT | https://endcoal.org/global-coal-plant-tracker/ | GCPT | [14 empty] | 292.36 | NO-ESTIMATION | NO-ESTIMATION | NO-ESTIMATION | NO-ESTIMATION | CAPACITY-FACTOR-V1
CHN | China | XPCC Shihezi Cogen power station |  | WRI1070575 | 2120 | 44.4281 | 86.0936 | Coal |  |  |  | 2015.0 | XPCC Shihezi Cogen Power Station | GCPT | https://endcoal.org/global-coal-plant-tracker/ | GCPT | [14 empty] | 10330.1 | NO-ESTIMATION | NO-ESTIMATION | NO-ESTIMATION | NO-ESTIMATION | CAPACITY-FACTOR-V1
CHN | China | CPI Wusu power station |  | WRI1070332 | 600 | 44.4364 | 84.7608 | Coal |  |  |  | 2011.0 | CPI Xinjiang Energy Chemistry Group Co Ltd | GCPT | https://endcoal.org/global-coal-plant-tracker/ | GCPT | 1067233 | [13 empty] | 2923.61 | NO-ESTIMATION | NO-ESTIMATION | NO-ESTIMATION | NO-ESTIMATION | CAPACITY-FACTOR-V1
CHN | China | Tianfu North power station |  | WRI1070709 | 1320 | 44.4404 | 86.0940 | Coal |  |  |  | 2017.0 | Tianfu North Power Station | GCPT | https://endcoal.org/global-coal-plant-tracker/ | GCPT | [14 empty] | 6431.95 | SOLAR-V1 | SOLAR-V1 | SOLAR-V1 | SOLAR-V1 | SOLAR-V1
CHN | China | Shihezi Tianhe power station |  | WRI1070708 | 660 | 44.4409 | 86.0997 | Coal |  |  |  | 2012.0 | Shihezi Tianhe Power Station | GCPT | https://endcoal.org/global-coal-plant-tracker/ | GCPT | [14 empty] | 3215.97 | SOLAR-V1 | SOLAR-V1 | SOLAR-V1 | SOLAR-V1 | SOLAR-V1
CHN | China | Huayi Jinlong Cogen power station |  | WRI1075639 | 200 | 44.4505 | 84.9699 | Coal |  |  |  | 2016.0 | Xinjiang Jinlong Power | GCPT | https://endcoal.org/global-coal-plant-tracker/ | GCPT | [14 empty] | 974.53 | SOLAR-V1 | SOLAR-V1 | SOLAR-V1 | SOLAR-V1 | SOLAR-V1
CHN | China | Hesheng Shanshan power station |  | WRI1075625 | 660 | 44.4560 | 86.0984 | Coal |  |  |  | 2016.0 | Hesheng Silicon Industry Co | GCPT | https://endcoal.org/global-coal-plant-tracker/ | GCPT | [14 empty] | 3215.97 | SOLAR-V1 | SOLAR-V1 | SOLAR-V1 | SOLAR-V1 | SOLAR-V1
CHN | China | Tianfu Shihutan cogen power station |  | WRI1075738 | 100 | 44.5850 | 86.0737 | Coal |  |  |  | 2011.0 | Xinjiang Tianfu Thermoelectric | GCPT | https://endcoal.org/global-coal-plant-tracker/ | GCPT | [14 empty] | 487.26 | SOLAR-V1 | SOLAR-V1 | SOLAR-V1 | SOLAR-V1 | SOLAR-V1
CHN | China | Mudanjiang-2 power station |  | WRI1070012 | 1230 | 44.6571 | 129.6504 | Coal |  |  |  | 1996.0 | Huadian Power International Company Limited | GCPT | https://endcoal.org/global-coal-plant-tracker/ | GCPT | 1024341 | [13 empty] | 5993.4 | SOLAR-V1 | SOLAR-V1 | SOLAR-V1 | SOLAR-V1 | SOLAR-V1
CHN | China | East Hope Metals Wucaiwan power station |  | WRI1075600 | 7000 | 44.6885 | 89.1138 | Coal |  |  |  | 2014.0 | Xinjiang East Hope Non-Ferrous Metal Co Ltd. | GCPT | https://endcoal.org/global-coal-plant-tracker/ | GCPT | [14 empty] | 34108.83 | SOLAR-V1 | SOLAR-V1 | SOLAR-V1 | SOLAR-V1 | SOLAR-V1
CHN | China | Songhuajiang Coal |  | WRI1070741 | 730 | 44.7758 | 125.8649 | Coal |  |  |  | 2003.0 | CPI Jilin Power Share Co Ltd | Industry About | https://industryabout.com/country-territories-3/1705-china/fossil-fuels-energy/33270-songhuajiang-coal-power-plant | Industry About | 1088439 | [13 empty] | 3557.06 | NO-ESTIMATION | NO-ESTIMATION | NO-ESTIMATION | NO-ESTIMATION | CAPACITY-FACTOR-V1
CHN | China | Henglian Wucaiwan power station |  | WRI1075623 | 1320 | 44.7896 | 89.1977 | Coal |  |  |  | 2017.0 | Xinjiang Henglian Energy Co | GCPT | https://endcoal.org/global-coal-plant-tracker/ | GCPT | [14 empty] | 6431.95 | SOLAR-V1 | SOLAR-V1 | SOLAR-V1 | SOLAR-V1 | SOLAR-V1
CHN | China | Shenhua Zhundong Wucaiwan power station |  | WRI1070333 | 700 | 44.7955 | 89.1498 | Coal |  |  |  | 2015.0 | Shenhua Guoneng Energy Group | GCPT | https://endcoal.org/global-coal-plant-tracker/ | GCPT | [14 empty] | 3410.88 | NO-ESTIMATION | NO-ESTIMATION | NO-ESTIMATION | NO-ESTIMATION | SOLAR-V1
CHN | China | Xinjiang Qiya Smelter power station |  | WRI1075763 | 2160 | 44.8594 | 89.0243 | Coal |  |  |  | 2014.0 | Xinjiang Qiya Aluminum & Power | GCPT | https://endcoal.org/global-coal-plant-tracker/ | GCPT | [14 empty] | 10525.01 | SOLAR-V1 | SOLAR-V1 | SOLAR-V1 | SOLAR-V1 | SOLAR-V1
CHN | China | Bole Cogen power station |  | WRI1075577 | 300 | 44.8617 | 82.1179 | Coal |  |  |  | 2016.0 | Xinjiang Chuxing Energy Co. | GCPT | https://endcoal.org/global-coal-plant-tracker/ | GCPT | [14 empty] | 1461.8 | NO-ESTIMATION | SOLAR-V1 | SOLAR-V1 | SOLAR-V1 | SOLAR-V1
CHN | China | Yihua Wucaiwan power station |  | WRI1075775 | 660 | 44.8931 | 89.2476 | Coal |  |  |  | 2014.0 | Hubei Yihua Chemical Industry | GCPT | https://endcoal.org/global-coal-plant-tracker/ | GCPT | [14 empty] | 3215.97 | NO-ESTIMATION | NO-ESTIMATION | NO-ESTIMATION | NO-ESTIMATION | CAPACITY-FACTOR-V1
CHN | China | Bayanhua Jinshan power station |  | WRI1070727 | 1200 | 44.9317 | 118.7082 | Coal |  |  |  | 2010.0 | Jinshan Energy Co Ltd | GCPT | https://endcoal.org/global-coal-plant-tracker/ | GCPT | 1059312 | [13 empty] | 5847.22 | NO-ESTIMATION | NO-ESTIMATION | NO-ESTIMATION | NO-ESTIMATION | CAPACITY-FACTOR-V1
CHN | China | Keyouzhongqi power station |  | WRI1070419 | 330 | 44.9819 | 121.4244 | Coal |  |  |  | 2010.0 | Inner Mongolia Yuanyuan Energy Co Ltd | GCPT | https://endcoal.org/global-coal-plant-tracker/ | GCPT | 1087933 | [13 empty] | 1607.98 | NO-ESTIMATION | NO-ESTIMATION | NO-ESTIMATION | NO-ESTIMATION | SOLAR-V1
CHN | China | Datang Changshan power station |  | WRI1070367 | 660 | 45.3170 | 124.4893 | Coal |  |  |  | 2008.0 | Datang Jilin Power Generation | GCPT | https://endcoal.org/global-coal-plant-tracker/ | GCPT | 1084314 | [13 empty] | 3215.97 | NO-ESTIMATION | NO-ESTIMATION | NO-ESTIMATION | SOLAR-V1 | SOLAR-V1
CHN | China | Jixi power station |  | WRI1070016 | 850 | 45.3450 | 130.8650 | Coal |  |  |  | 2008.0 | Datang Heilongjiang Power Generation Co Ltd | GCPT | https://endcoal.org/global-coal-plant-tracker/ | GCPT | 1115721 | [13 empty] | 4141.78 | NO-ESTIMATION | SOLAR-V1 | SOLAR-V1 | SOLAR-V1 | SOLAR-V1
CHN | China | Jixi - Longmay Coal |  | WRI1070015 | 185 | 45.3608 | 130.8341 | Coal |  |  |  |  | Heilongjiang Longmay Mining Holding Group Co Ltd | Industry About | https://industryabout.com/country-territories-3/1705-china/fossil-fuels-energy/33123-jixi-longmay-coal-power-plant | Industry About | 1072397 | [13 empty] | 901.44 | NO-ESTIMATION | SOLAR-V1 | SOLAR-V1 | SOLAR-V1 | SOLAR-V1
CHN | China | Huolinhe Zhanute power station |  | WRI1070424 | 2380 | 45.4098 | 119.5971 | Coal |  |  |  | 2015.0 | Hangzhou Jinjiang Group | GCPT | https://endcoal.org/global-coal-plant-tracker/ | GCPT | 1070488 | [13 empty] | 11597 | NO-ESTIMATION | NO-ESTIMATION | NO-ESTIMATION | NO-ESTIMATION | NO-ESTIMATION
CHN | China | Chuangyuan Smelter power station |  | WRI1075592 | 990 | 45.4373 | 119.4275 | Coal |  |  |  | 2017.0 | Inner Mongolia Chuangyuan Metal Co | GCPT | https://endcoal.org/global-coal-plant-tracker/ | GCPT | [14 empty] | 4823.96 | NO-ESTIMATION | NO-ESTIMATION | NO-ESTIMATION | NO-ESTIMATION | CAPACITY-FACTOR-V1
CHN | China | CPI Huolinhe power station |  | WRI1070423 | 1200 | 45.4616 | 119.5386 | Coal |  |  |  | 2008.0 | Hangzhou Jinjiang Group | GCPT | https://endcoal.org/global-coal-plant-tracker/ | GCPT | [14 empty] | 5847.22 | NO-ESTIMATION | NO-ESTIMATION | NO-ESTIMATION | NO-ESTIMATION | CAPACITY-FACTOR-V1
CHN | China | Hongjun Aluminum power station |  | WRI1070428 | 1800 | 45.5000 | 119.6545 | Coal |  |  |  | 2011.0 | Huomei Hongjun Aluminum & Power Co Ltd | GCPT | https://endcoal.org/global-coal-plant-tracker/ | Industry About | [14 empty] | 8770.84 | NO-ESTIMATION | NO-ESTIMATION | NO-ESTIMATION | SOLAR-V1 | SOLAR-V1
CHN | China | CPI Baicheng power station |  | WRI1070359 | 1320 | 45.5261 | 122.7759 | Coal |  |  |  | 2010.0 | CPI Jilin Power Share Co Ltd | GCPT | https://endcoal.org/global-coal-plant-tracker/ | GCPT | 1071738 | [13 empty] | 6431.95 | NO-ESTIMATION | NO-ESTIMATION | NO-ESTIMATION | NO-ESTIMATION | CAPACITY-FACTOR-V1
CHN | China | Karamay power station |  | WRI1070112 | 700 | 45.5427 | 85.0243 | Coal |  |  |  | 2014.0 | Guodian Karamay Power Company | GCPT | https://endcoal.org/global-coal-plant-tracker/ | GCPT | 1087305 | [13 empty] | 3410.88 | NO-ESTIMATION | NO-ESTIMATION | NO-ESTIMATION | NO-ESTIMATION | CAPACITY-FACTOR-V1
CHN | China | Guodian Pingnan power station |  | WRI1070011 | 700 | 45.5446 | 126.6582 | Coal |  |  |  | 2014.0 | China Guodian Group Corporation | GCPT | https://endcoal.org/global-coal-plant-tracker/ | GCPT | 1082349 | [13 empty] | 3410.88 | NO-ESTIMATION | NO-ESTIMATION | NO-ESTIMATION | NO-ESTIMATION | CAPACITY-FACTOR-V1
CHN | China | Longhua Baicheng power station |  | WRI1070362 | 400 | 45.6331 | 122.8798 | Coal |  |  |  | 2011.0 | Guodian Longhua Power Co Ltd | GCPT | https://endcoal.org/global-coal-plant-tracker/ | GCPT | [14 empty] | 1949.07 | NO-ESTIMATION | NO-ESTIMATION | NO-ESTIMATION | NO-ESTIMATION | CAPACITY-FACTOR-V1
CHN | China | Huadian Harbin-1 power station |  | WRI1070241 | 950 | 45.7099 | 126.6955 | Coal |  |  |  | 2004.0 | Huadian Power International Company Limited | GCPT | https://endcoal.org/global-coal-plant-tracker/ | GCPT | 1058783 | [13 empty] | 4629.05 | NO-ESTIMATION | NO-ESTIMATION | NO-ESTIMATION | NO-ESTIMATION | CAPACITY-FACTOR-V1
CHN | China | Datang Harbin power station |  | WRI1070244 | 600 | 45.7117 | 126.4655 | Coal |  |  |  | 2009.0 | Datang Heilongjiang Power Generation Co Ltd | GCPT | https://endcoal.org/global-coal-plant-tracker/ | GCPT | 1058783 | [13 empty] | 2923.61 | NO-ESTIMATION | SOLAR-V1 | SOLAR-V1 | SOLAR-V1 | SOLAR-V1
CHN | China | Datang Qitaihe power station |  | WRI1070009 | 1900 | 45.7596 | 131.0536 | Coal |  |  |  | 2006.0 | Datang Heilongjiang Power Generation Co Ltd | GCPT | https://endcoal.org/global-coal-plant-tracker/ | GCPT | 1018249 | [13 empty] | 9258.11 | SOLAR-V1 | SOLAR-V1 | SOLAR-V1 | SOLAR-V1 | SOLAR-V1
CHN | China | Huadian Harbin-3 power station |  | WRI1070231 | 1640 | 45.9656 | 126.6637 | Coal |  |  |  | 1995.0 | Huadian Power International Company Limited | GCPT | https://endcoal.org/global-coal-plant-tracker/ | GCPT | 1024396 | [13 empty] | 7991.21 | SOLAR-V1 | SOLAR-V1 | SOLAR-V1 | SOLAR-V1 | SOLAR-V1
CHN | China | Ulanhot Xingan-2 power station |  | WRI1070657 | 100 | 46.0508 | 122.0611 | Coal |  |  |  | 2008.0 | North United Power Co Ltd | GCPT | https://endcoal.org/global-coal-plant-tracker/ | GCPT | [14 empty] | 487.26 | SOLAR-V1 | SOLAR-V1 | SOLAR-V1 | SOLAR-V1 | SOLAR-V1
CHN | China | Inner Mongolia Xingan power station |  | WRI1070149 | 680 | 46.0944 | 122.0225 | Coal |  |  |  | 2016.0 | Inner Mongolia Energy Generation & Investment Group (IMPC) | GCPT | https://endcoal.org/global-coal-plant-tracker/ | GCPT | [14 empty] | 3313.42 | SOLAR-V1 | SOLAR-V1 | SOLAR-V1 | SOLAR-V1 | SOLAR-V1
CHN | China | Huaneng Xinhua Daqing power station |  | WRI1070238 | 530 | 46.1346 | 124.6006 | Coal |  |  |  | 1988.0 | China Huaneng Group Corporation (CHNG) | GCPT | https://endcoal.org/global-coal-plant-tracker/ | GCPT | 1058718 | [13 empty] | 2582.52 | NO-ESTIMATION | NO-ESTIMATION | NO-ESTIMATION | NO-ESTIMATION | NO-ESTIMATION
CHN | China | Anda Cogen power station |  | WRI1075568 | 100 | 46.3996 | 125.2982 | Coal |  |  |  | 2014.0 | Xinma Cogen Group | GCPT | https://endcoal.org/global-coal-plant-tracker/ | GCPT | [14 empty] | 487.26 | NO-ESTIMATION | NO-ESTIMATION | NO-ESTIMATION | NO-ESTIMATION | CAPACITY-FACTOR-V1
CHN | China | Daqing Ethylene Plant power station |  | WRI1070239 | 320 | 46.4449 | 125.2246 | Coal |  |  |  | 1986.0 | Daqing Petroleum Group | GCPT | https://endcoal.org/global-coal-plant-tracker/ | GCPT | 1072546 | [13 empty] | 1559.26 | NO-ESTIMATION | NO-ESTIMATION | NO-ESTIMATION | NO-ESTIMATION | CAPACITY-FACTOR-V1
CHN | China | Daqing Oil Central power station |  | WRI1070506 | 900 | 46.5524 | 125.0734 | Coal |  |  |  | 1999.0 | Daqing Petroleum Group | GCPT | https://endcoal.org/global-coal-plant-tracker/ | GCPT | 1073702 | [13 empty] | 4385.42 | SOLAR-V1 | SOLAR-V1 | SOLAR-V1 | SOLAR-V1 | SOLAR-V1
CHN | China | Shuangyashan power station |  | WRI1070637 | 2040 | 46.5629 | 131.6684 | Coal |  |  |  | 2000.0 | China Guodian Group Corporation | GCPT | https://endcoal.org/global-coal-plant-tracker/ | GCPT | 1024409 | [13 empty] | 9940.28 | SOLAR-V1 | SOLAR-V1 | SOLAR-V1 | SOLAR-V1 | SOLAR-V1
CHN | China | Daqing Oil Hongwei power station |  | WRI1070240 | 200 | 46.5749 | 124.8213 | Coal |  |  |  | 2000.0 | Daqing Petroleum Group | GCPT | https://endcoal.org/global-coal-plant-tracker/ | GCPT | 1024394 | [13 empty] | 974.53 | SOLAR-V1 | SOLAR-V1 | SOLAR-V1 | SOLAR-V1 | SOLAR-V1
CHN | China | Hefeng power station |  | WRI1075615 | 600 | 46.6088 | 86.5936 | Coal |  |  |  | 2012.0 | Shenhua Guoneng Energy Group | GCPT | https://endcoal.org/global-coal-plant-tracker/ | GCPT | [14 empty] | 2923.61 | SOLAR-V1 | SOLAR-V1 | SOLAR-V1 | SOLAR-V1 | SOLAR-V1
CHN | China | Datang Shuangyashan power station |  | WRI1070636 | 400 | 46.6801 | 131.1690 | Coal |  |  |  | 2006.0 | Datang Heilongjiang Power Generation Co Ltd | GCPT | https://endcoal.org/global-coal-plant-tracker/ | GCPT | 1024409 | [13 empty] | 1949.07 | SOLAR-V1 | SOLAR-V1 | SOLAR-V1 | SOLAR-V1 | SOLAR-V1
CHN | China | Huaneng Daqing power station |  | WRI1070237 | 700 | 46.7046 | 124.8470 | Coal |  |  |  | 2013.0 | China Huaneng Group Corporation (CHNG) | GCPT | https://endcoal.org/global-coal-plant-tracker/ | GCPT | 1084125 | [13 empty] | 3410.88 | NO-ESTIMATION | NO-ESTIMATION | NO-ESTIMATION | NO-ESTIMATION | CAPACITY-FACTOR-V1
CHN | China | Jiamusi Zhongheng Cogen power station |  | WRI1075645 | 125 | 46.8168 | 130.2887 | Coal |  |  |  | 2014.0 | Jiamusi Zhongheng Cogen Co | GCPT | https://endcoal.org/global-coal-plant-tracker/ | GCPT | [14 empty] | 609.08 | NO-ESTIMATION | NO-ESTIMATION | NO-ESTIMATION | NO-ESTIMATION | SOLAR-V1
CHN | China | Jiamusi-2 power station |  | WRI1070017 | 600 | 46.8322 | 130.4042 | Coal |  |  |  | 2008.0 | Huadian Power International Company Limited | GCPT | https://endcoal.org/global-coal-plant-tracker/ | GCPT | 1058792 | [13 empty] | 2923.61 | NO-ESTIMATION | NO-ESTIMATION | NO-ESTIMATION | SOLAR-V1 | SOLAR-V1
CHN | China | Huaneng Hegang power station |  | WRI1070232 | 1200 | 47.0955 | 130.2990 | Coal |  |  |  | 2002.0 | China Huaneng Group Corporation (CHNG) | GCPT | https://endcoal.org/global-coal-plant-tracker/ | GCPT | 1024397 | [13 empty] | 5847.22 | NO-ESTIMATION | NO-ESTIMATION | NO-ESTIMATION | NO-ESTIMATION | SOLAR-V1
CHN | China | Huadian Fulaerji-2 power station |  | WRI1070243 | 1200 | 47.1656 | 123.5848 | Coal |  |  |  | 1986.0 | Huadian Power International Company Limited | GCPT | https://endcoal.org/global-coal-plant-tracker/ | GCPT | [14 empty] | 5847.22 | NO-ESTIMATION | NO-ESTIMATION | NO-ESTIMATION | NO-ESTIMATION | SOLAR-V1
CHN | China | Hegang - Longmay Coal |  | WRI1070018 | 700 | 47.2354 | 130.2256 | Coal |  |  |  |  | Heilongjiang Longmay Mining Holding Group Co Ltd | Industry About | https://industryabout.com/country-territories-3/1705-china/fossil-fuels-energy/33120-hegang-longmay-coal-power-plant | Industry About | 1024397 | [13 empty] | 3410.88 | NO-ESTIMATION | NO-ESTIMATION | NO-ESTIMATION | NO-ESTIMATION | CAPACITY-FACTOR-V1
CHN | China | Heilongjiang Hegang Mining power station |  | WRI1075616 | 200 | 47.2992 | 130.2550 | Coal |  |  |  | 2000.0 | Heilongjiang Hegang Mining | GCPT | https://endcoal.org/global-coal-plant-tracker/ | GCPT | [14 empty] | 974.53 | NO-ESTIMATION | NO-ESTIMATION | NO-ESTIMATION | NO-ESTIMATION | CAPACITY-FACTOR-V1
CHN | China | Beitun Cogen power station |  | WRI1075576 | 270 | 47.3250 | 87.7678 | Coal |  |  |  | 2016.0 | Xinjiang Tunfu Cogen Power Co | GCPT | https://endcoal.org/global-coal-plant-tracker/ | GCPT | [14 empty] | 1315.62 | NO-ESTIMATION | NO-ESTIMATION | NO-ESTIMATION | NO-ESTIMATION | CAPACITY-FACTOR-V1
CHN | China | Guodian Jilin power station |  | WRI1075610 | 1300 | 47.3783 | 124.0519 | Coal |  |  |  | 1987.0 | Guodian Longhua Power Co Ltd | GCPT | https://endcoal.org/global-coal-plant-tracker/ | GCPT | [14 empty] | 6334.49 | NO-ESTIMATION | NO-ESTIMATION | NO-ESTIMATION | NO-ESTIMATION | CAPACITY-FACTOR-V1
CHN | China | Heilongjiang Qiqihar power station |  | WRI1070010 | 600 | 47.3790 | 124.0510 | Coal |  |  |  | 2007.0 | Huadian Power International Company Limited | GCPT | https://endcoal.org/global-coal-plant-tracker/ | GCPT | 1072157 | [13 empty] | 2923.61 | NO-ESTIMATION | NO-ESTIMATION | NO-ESTIMATION | NO-ESTIMATION | CAPACITY-FACTOR-V1
CHN | China | Huaneng Yichun power station |  | WRI1070639 | 700 | 47.7384 | 128.7506 | Coal |  |  |  | 2015.0 | China Huaneng Group Corporation (CHNG) | GCPT | https://endcoal.org/global-coal-plant-tracker/ | GCPT | 1092624 | [13 empty] | 3410.88 | NO-ESTIMATION | NO-ESTIMATION | NO-ESTIMATION | NO-ESTIMATION | SOLAR-V1
CHN | China | Beian power station |  | WRI1070507 | 100 | 48.2328 | 126.5287 | Coal |  |  |  | 1997.0 | China Guodian Group Corporation | GCPT | https://endcoal.org/global-coal-plant-tracker/ | GCPT | 1058772 | [13 empty] | 487.26 | NO-ESTIMATION | NO-ESTIMATION | NO-ESTIMATION | NO-ESTIMATION | CAPACITY-FACTOR-V1
CHN | China | Huaneng Yimin power station |  | WRI1070381 | 3400 | 48.5497 | 119.7739 | Coal |  |  |  | 2006.0 | Huaneng Yimin Coal & Electric Co Ltd | GCPT | https://endcoal.org/global-coal-plant-tracker/ | GCPT | [14 empty] | 16567.14 | NO-ESTIMATION | NO-ESTIMATION | NO-ESTIMATION | NO-ESTIMATION | CAPACITY-FACTOR-V1
CHN | China | SGCC Ewenki power station |  | WRI1070259 | 1200 | 48.7296 | 119.9407 | Coal |  |  |  | 2012.0 | Shenhua Guoneng Energy Group | GCPT | https://endcoal.org/global-coal-plant-tracker/ | GCPT | 1087268 | [13 empty] | 5847.22 | NO-ESTIMATION | NO-ESTIMATION | NO-ESTIMATION | NO-ESTIMATION | CAPACITY-FACTOR-V1
CHN | China | Hailar Coal |  | WRI1070258 | 400 | 49.2374 | 119.7403 | Coal |  |  |  | 2009.0 | China Huaneng Group Corporation (CHNG) | Industry About | https://industryabout.com/country-territories-3/1705-china/fossil-fuels-energy/33616-hailar-coal-power-plant | Industry About | 1063789 | [13 empty] | 1949.07 | NO-ESTIMATION | NO-ESTIMATION | NO-ESTIMATION | NO-ESTIMATION | CAPACITY-FACTOR-V1
CHN | China | Huaneng East Hailar power station |  | WRI1075631 | 150 | 49.2631 | 119.8314 | Coal |  |  |  | 1990.0 | Huaneng Hulunbeier Energy Development Co Ltd | GCPT | https://endcoal.org/global-coal-plant-tracker/ | GCPT | [14 empty] | 730.9 | NO-ESTIMATION | SOLAR-V1 | SOLAR-V1 | SOLAR-V1 | SOLAR-V1
CHN | China | Huaneng Yakeshi Huiliuhe power station |  | WRI1070142 | 100 | 49.2836 | 120.8357 | Coal |  |  |  | 1993.0 | Huaneng Hulunbeier Energy Development | GCPT | https://endcoal.org/global-coal-plant-tracker/ | GCPT | 1024363 | [13 empty] | 487.26 | NO-ESTIMATION | NO-ESTIMATION | NO-ESTIMATION | NO-ESTIMATION | CAPACITY-FACTOR-V1
CHN | China | Guohua Hulunbeier power station |  | WRI1070728 | 1200 | 49.3476 | 119.7207 | Coal |  |  |  | 2010.0 | Inner Mongolia Guohua Hulunbeier | GCPT | https://endcoal.org/global-coal-plant-tracker/ | GCPT | [14 empty] | 5847.22 | NO-ESTIMATION | NO-ESTIMATION | NO-ESTIMATION | NO-ESTIMATION | CAPACITY-FACTOR-V1
CHN | China | Huaneng Manzhouli Dalaihu power station |  | WRI1075635 | 400 | 49.3957 | 117.6481 | Coal |  |  |  | 2012.0 | Huaneng Hulunbeier Energy Development | GCPT | https://endcoal.org/global-coal-plant-tracker/ | GCPT | [14 empty] | 1949.07 | SOLAR-V1 | SOLAR-V1 | SOLAR-V1 | SOLAR-V1 | SOLAR-V1
CHN | China | Huaneng Manzhouli Guangming power station |  | WRI1070420 | 400 | 49.5922 | 117.4090 | Coal |  |  |  | 2009.0 | North Hullunber Energy | GCPT | https://endcoal.org/global-coal-plant-tracker/ | GCPT | 1069475 | [13 empty] | 1949.07 | NO-ESTIMATION | NO-ESTIMATION | NO-ESTIMATION | NO-ESTIMATION | CAPACITY-FACTOR-V1
COL | Colombia | Termoguajira power station |  | WRI1075562 | 330 | 11.2622 | -73.4156 | Coal |  |  |  | 1985.0 | Gecelca SAESP | GCPT | https://endcoal.org/global-coal-plant-tracker/ | GCPT | [14 empty] | 688.02 | NO-ESTIMATION | NO-ESTIMATION | NO-ESTIMATION | NO-ESTIMATION | CAPACITY-FACTOR-V1
COL | Colombia | Termozipa Corral power station |  | WRI1018588 | 230 | 4.9708 | -73.9473 | Coal |  |  |  | 1975.0 | Emgesa SAESP | GCPT | https://endcoal.org/global-coal-plant-tracker/ | GCPT | 1016268 | [13 empty] | 479.53 | NO-ESTIMATION | NO-ESTIMATION | NO-ESTIMATION | NO-ESTIMATION | CAPACITY-FACTOR-V1
COL | Colombia | Termopaipa power station |  | WRI1018584 | 346 | 5.7682 | -73.1472 | Coal |  |  |  | 1987.0 | Empresa de EnergÃ­a de BoyacÃ¡ | GCPT | https://endcoal.org/global-coal-plant-tracker/ | GEODB | 1015340 | [13 empty] | 721.38 | NO-ESTIMATION | NO-ESTIMATION | NO-ESTIMATION | NO-ESTIMATION | CAPACITY-FACTOR-V1
COL | Colombia | Termotasajero power station |  | WRI1018579 | 323 | 7.8473 | -72.6328 | Coal |  |  |  | 2000.0 | Termotasajero SAESP | GCPT | https://endcoal.org/global-coal-plant-tracker/ | GCPT | 1013344 | [13 empty] | 673.42 | NO-ESTIMATION | NO-ESTIMATION | NO-ESTIMATION | NO-ESTIMATION | CAPACITY-FACTOR-V1
COL | Colombia | Gecelca power station |  | WRI1075561 | 164 | 7.9911 | -75.5946 | Coal |  |  |  | 2016.0 | Gecelca SAESP | GCPT | https://endcoal.org/global-coal-plant-tracker/ | GCPT | [14 empty] | 341.92 | NO-ESTIMATION | NO-ESTIMATION | SOLAR-V1 | SOLAR-V1 | SOLAR-V1
CZE | Czech Republic | Hodonin power station |  | WRI1019165 | 105 | 48.8474 | 17.1197 | Coal |  |  |  | 1957.0 | CEZ Group | CEZ Group | https://www.cez.cz/en/power-plants-and-environment/coal-fired-power-plants/cr/hodonin.html | GEODB | [14 empty] | 474.55 | NO-ESTIMATION | SOLAR-V1 | SOLAR-V1 | SOLAR-V1 | SOLAR-V1
CZE | Czech Republic | Brno power station |  | WRI1075824 | 72 | 49.2159 | 16.6064 | Coal |  |  |  | 1984.0 | Teplarny Brno As | GCPT | https://endcoal.org/global-coal-plant-tracker/ | GCPT | [14 empty] | 325.4 | NO-ESTIMATION | NO-ESTIMATION | NO-ESTIMATION | NO-ESTIMATION | CAPACITY-FACTOR-V1
CZE | Czech Republic | Zlin power station |  | WRI1019207 | 64 | 49.2257 | 17.6540 | Coal |  |  |  | 2001.0 | Alpiq Group | Alpiq Group | http://www.alpiq.com/alpiq-group/our-assets/thermal-power-plants/gas-fired-combined-cycle-power-plants/combined-cycle-power-plants.jsp | GCPT | 1064527 | [13 empty] | 289.25 | SOLAR-V1 | SOLAR-V1 | SOLAR-V1 | SOLAR-V1 | SOLAR-V1
CZE | Czech Republic | Plzenska energetika ELU III |  | WRI1075827 | 65 | 49.7395 | 13.3455 | Coal |  |  |  | 1972.0 | Plzenska Energetika As | GCPT | https://endcoal.org/global-coal-plant-tracker/ | GCPT | [14 empty] | 293.77 | NO-ESTIMATION | SOLAR-V1 | SOLAR-V1 | SOLAR-V1 | SOLAR-V1
CZE | Czech Republic | Plzenska Tepalrenska |  | WRI1019225 | 137 | 49.7542 | 13.3988 | Coal | Biomass |  |  |  | Plzenska Teplarenska | Plzenska Teplarenska | http://www.pltep.cz/index.php?goto=text&sekce=Ar5bXRIQ&tid=5GPLpGs4&lng=cz | WRI | [14 empty] | 619.18 | NO-ESTIMATION | NO-ESTIMATION | WIND-V1 | WIND-V1 | WIND-V1
CZE | Czech Republic | Trebovice power station |  | WRI1075830 | 177 | 49.8319 | 18.2113 | Coal |  |  |  | 1994.0 | Veolia Ceska Republika AS | GCPT | https://endcoal.org/global-coal-plant-tracker/ | GCPT | [14 empty] | 799.96 | NO-ESTIMATION | NO-ESTIMATION | NO-ESTIMATION | NO-ESTIMATION | CAPACITY-FACTOR-V1
CZE | Czech Republic | Detmarovice power station |  | WRI1019164 | 800 | 49.9072 | 18.4646 | Coal |  |  |  | 1976.0 | CEZ Group | CEZ Group | https://www.cez.cz/en/power-plants-and-environment/coal-fired-power-plants/cr/detmarovice.html | GCPT | 1012006 |  |  |  | 2462.235 | 2469.186 | 1636.966 |  |  | JRC-PPDB-OPEN |  |  |  |  | 3615.65 | HYDRO-V1 | HYDRO-V1 | HYDRO-V1 | HYDRO-V1 | HYDRO-V1
CZE | Czech Republic | Chvaletice power station |  | WRI1019222 | 820 | 50.0275 | 15.4505 | Coal |  |  |  | 1978.0 | SevernÃ­ EnergetickÃ¡ | SevernÃ­ EnergetickÃ¡ | http://www.sev-en.cz/cz/elektrina/download/VZ_7EC_2015_EN.pdf | GCPT | 1012003 |  |  |  | 3214.54 | 2200.316 | 3016.868 |  |  | JRC-PPDB-OPEN |  |  |  |  | 3706.04 | NO-ESTIMATION | NO-ESTIMATION | NO-ESTIMATION | NO-ESTIMATION | CAPACITY-FACTOR-V1
CZE | Czech Republic | Malesice power station |  | WRI1075825 | 165 | 50.0850 | 14.5253 | Coal |  |  |  | 1969.0 | Prazska Teplarenska AS | GCPT | https://endcoal.org/global-coal-plant-tracker/ | GCPT | [14 empty] | 745.72 | NO-ESTIMATION | NO-ESTIMATION | NO-ESTIMATION | NO-ESTIMATION | CAPACITY-FACTOR-V1
CZE | Czech Republic | Opatovice power station |  | WRI1075826 | 360 | 50.1265 | 15.7933 | Coal |  |  |  | 1959.0 | Elektrarny Opatovice AS | GCPT | https://endcoal.org/global-coal-plant-tracker/ | GCPT | [14 empty] | 1627.04 | WIND-V1 | WIND-V1 | WIND-V1 | WIND-V1 | WIND-V1
CZE | Czech Republic | Tisova power station |  | WRI1019171 | 296 | 50.1496 | 12.6108 | Coal |  |  |  | 1960.0 | CEZ Group | CEZ Group | https://www.cez.cz/en/power-plants-and-environment/coal-fired-power-plants/cr/tisova.html | GEODB | 1012061 | [13 empty] | 1337.79 | NO-ESTIMATION | NO-ESTIMATION | NO-ESTIMATION | NO-ESTIMATION | CAPACITY-FACTOR-V1
CZE | Czech Republic | Kladno |  | WRI1019206 | 404 | 50.1532 | 14.1290 | Coal |  |  |  | 2014.0 | Alpiq Group | Alpiq Group | http://www.alpiq.com/alpiq-group/our-assets/thermal-power-plants/coal-fired-power-plants/kladno-thermal-power-station.jsp | GEODB | 1016238 |  |  |  | 2124.091 | 2207.745 | 2082.902 |  |  | JRC-PPDB-OPEN |  |  |  |  | 1825.9 | NO-ESTIMATION | NO-ESTIMATION | NO-ESTIMATION | NO-ESTIMATION | CAPACITY-FACTOR-V1
CZE | Czech Republic | Tusimice power station |  | WRI1019173 | 800 | 50.3810 | 13.3399 | Coal |  |  |  | 1974.0 | CEZ Group | CEZ Group | https://www.cez.cz/en/power-plants-and-environment/coal-fired-power-plants/cr/tusimice.html | WRI | 1012065 |  |  |  | 5066.238 | 5114.89 | 4470.404 |  |  | JRC-PPDB-OPEN |  |  |  |  | 3615.65 | NO-ESTIMATION | NO-ESTIMATION | NO-ESTIMATION | NO-ESTIMATION | CAPACITY-FACTOR-V1
CZE | Czech Republic | Sko-Energo power station |  | WRI1075828 | 70 | 50.4125 | 14.9044 | Coal |  |  |  | 1999.0 | Sko-Energo Sro | GCPT | https://endcoal.org/global-coal-plant-tracker/ | GCPT | [14 empty] | 316.36 | NO-ESTIMATION | NO-ESTIMATION | NO-ESTIMATION | NO-ESTIMATION | CAPACITY-FACTOR-V1
CZE | Czech Republic | Melnik power station |  | WRI1019167 | 960 | 50.4131 | 14.4158 | Coal |  |  |  | 1973.0 | CEZ Group | GCPT | https://endcoal.org/global-coal-plant-tracker/ | GCPT | 1077326 |  |  |  | 1791.616 | 1336.239 | 1241.83 |  |  | JRC-PPDB-OPEN |  |  |  |  | 4338.78 | NO-ESTIMATION | NO-ESTIMATION | NO-ESTIMATION | NO-ESTIMATION | CAPACITY-FACTOR-V1
CZE | Czech Republic | Prunerov |  | WRI1019170 | 750 | 50.4178 | 13.2592 | Coal |  |  |  | 2016.0 | CEZ Group | GCPT | https://endcoal.org/global-coal-plant-tracker/ | WRI | 1012046 |  |  |  | 1908.94 | 637.252 |  |  |  | JRC-PPDB-OPEN |  |  |  |  | 3389.67 | NO-ESTIMATION | NO-ESTIMATION | NO-ESTIMATION | NO-ESTIMATION | CAPACITY-FACTOR-V1
CZE | Czech Republic | Pocerady power station |  | WRI1019168 | 1000 | 50.4278 | 13.6777 | Coal |  |  |  | 1973.0 | CEZ Group | CEZ Group | https://www.cez.cz/en/power-plants-and-environment/coal-fired-power-plants/cr/pocerady.html | GCPT | 1012041 |  |  |  | 5588.676 | 7311.416 | 7122.533 |  |  | JRC-PPDB-OPEN |  |  |  |  | 4519.56 | NO-ESTIMATION | NO-ESTIMATION | NO-ESTIMATION | NO-ESTIMATION | CAPACITY-FACTOR-V1
CZE | Czech Republic | Steti Mondi power station |  | WRI1075829 | 144 | 50.4616 | 14.3800 | Coal |  |  |  |  | Mondi Steti AS | GCPT | https://endcoal.org/global-coal-plant-tracker/ | GCPT | [14 empty] | 650.81 | NO-ESTIMATION | NO-ESTIMATION | NO-ESTIMATION | NO-ESTIMATION | CAPACITY-FACTOR-V1
CZE | Czech Republic | Komorany power station |  | WRI1019224 | 210 | 50.5220 | 13.5718 | Coal |  |  |  | 1956.0 | United Energy | United Energy | http://www.ue.cz/index.php?option=com_content&view=article&id=16&Itemid=103 | GEODB | 1025858 | [13 empty] | 949.1 | HYDRO-V1 | HYDRO-V1 | HYDRO-V1 | HYDRO-V1 | HYDRO-V1
CZE | Czech Republic | Porici power station |  | WRI1019169 | 165 | 50.5727 | 15.9634 | Coal |  |  |  | 1957.0 | CEZ Group | CEZ Group | https://www.cez.cz/en/power-plants-and-environment/coal-fired-power-plants/cr/porici.html | GEODB | [14 empty] | 745.72 | NO-ESTIMATION | NO-ESTIMATION | NO-ESTIMATION | NO-ESTIMATION | CAPACITY-FACTOR-V1
CZE | Czech Republic | Ledvice power station |  | WRI1019166 | 640 | 50.5763 | 13.7803 | Coal |  |  |  | 1969.0 | CEZ Group | CEZ Group | https://www.cez.cz/en/power-plants-and-environment/coal-fired-power-plants/cr/ledvice.html | WRI | 1012026 | [5 empty] | 2295.448 |  |  | JRC-PPDB-OPEN |  |  |  |  | 2892.52 | NO-ESTIMATION | NO-ESTIMATION | NO-ESTIMATION | NO-ESTIMATION | CAPACITY-FACTOR-V1
CZE | Czech Republic | Trmice |  | WRI1019172 | 159 | 50.6450 | 13.9865 | Coal |  |  |  |  | CEZ Group | CEZ Group | https://www.cez.cz/en/power-plants-and-environment/coal-fired-power-plants/cr/trmice.html | WRI | 1080681 | [13 empty] | 718.61 | NO-ESTIMATION | NO-ESTIMATION | NO-ESTIMATION | NO-ESTIMATION | CAPACITY-FACTOR-V1
DEU | Germany | Nord 2 |  | WRI1005982 | 332.7 | 48.1805 | 11.6393 | Coal | Oil |  |  | 1991.0 | SWM Services GmbH | Open Power System Data | http://data.open-power-system-data.org/ | GEODB | [5 empty] | 1509.71 | 1359.746 |  |  | JRC-PPDB-OPEN |  |  |  |  | 1635.67 | NO-ESTIMATION | NO-ESTIMATION | NO-ESTIMATION | NO-ESTIMATION | CAPACITY-FACTOR-V1
DEU | Germany | Heizkraftwerk MagirusstraÃŸe |  | WRI1005752 | 20.7 | 48.3970 | 9.9648 | Coal |  |  |  | 1978.0 | FernwÃ¤rme Ulm GmbH | Open Power System Data | http://data.open-power-system-data.org/ | Open Power System Data | [14 empty] | 101.76 | NO-ESTIMATION | NO-ESTIMATION | NO-ESTIMATION | NO-ESTIMATION | NO-ESTIMATION
DEU | Germany | Coal Plant #2 |  | WRI1006096 | 18.5 | 48.5272 | 8.0868 | Coal |  |  |  | 1986.0 | Koehler SE | Open Power System Data | http://data.open-power-system-data.org/ | Open Power System Data | [14 empty] | 90.95 | NO-ESTIMATION | NO-ESTIMATION | NO-ESTIMATION | NO-ESTIMATION | CAPACITY-FACTOR-V1
DEU | Germany | Altbach power station |  | WRI1005737 | 769 | 48.7176 | 9.3749 | Coal |  |  |  | 1992.0 | Energie Baden-WÃ¼rttemberg | Open Power System Data | http://data.open-power-system-data.org/ | Open Power System Data | 1023740 |  |  |  |  | 1887.138 |  |  |  | JRC-PPDB-OPEN |  |  |  |  | 3780.68 | NO-ESTIMATION | NO-ESTIMATION | NO-ESTIMATION | NO-ESTIMATION | CAPACITY-FACTOR-V1
DEU | Germany | Heizkraftwerk Stuttgart-Gaisburg |  | WRI1005760 | 22.6 | 48.7825 | 9.2315 | Coal |  |  |  | 2009.0 | EnBW Energie Baden-WÃ¼rttemberg AG | Open Power System Data | http://data.open-power-system-data.org/ | Open Power System Data | [14 empty] | 111.1 | HYDRO-V1 | HYDRO-V1 | HYDRO-V1 | HYDRO-V1 | HYDRO-V1
DEU | Germany | Stuttgart-Muenster |  | WRI1006019 | 159.9 | 48.8158 | 9.2211 | Coal |  |  |  | 1983.0 | EnBW Energie Baden-WÃ¼rttemberg AG | Open Power System Data | http://data.open-power-system-data.org/ | Open Power System Data | 1031138 |  |  |  | 231.756 | 270.899 | 264.353 |  |  | JRC-PPDB-OPEN |  |  |  |  | 786.12 | SOLAR-V1-NO-AGE | SOLAR-V1-NO-AGE | SOLAR-V1-NO-AGE | SOLAR-V1-NO-AGE | SOLAR-V1-NO-AGE
DEU | Germany | Pforzheim power station |  | WRI1005757 | 26.9 | 48.8973 | 8.7245 | Coal |  |  |  | 1990.0 | Heizkraftwerk Pforzheim GmbH | Open Power System Data | http://data.open-power-system-data.org/ | GCPT | 1030026 | [13 empty] | 132.25 | NO-ESTIMATION | NO-ESTIMATION | NO-ESTIMATION | NO-ESTIMATION | CAPACITY-FACTOR-V1
DEU | Germany | Rheinhafen-Dampfkraftwerk |  | WRI1006026 | 1547 | 49.0134 | 8.3065 | Coal |  |  |  |  | EnBW Energie Baden-WÃ¼rttemberg AG | Open Power System Data | http://data.open-power-system-data.org/ | Open Power System Data |  |  |  |  | 4721.967 | 3431.575 |  |  |  | JRC-PPDB-OPEN |  |  |  |  | 7605.61 | HYDRO-V1 | HYDRO-V1 | HYDRO-V1 | HYDRO-V1 | HYDRO-V1
DEU | Germany | Walheim power station |  | WRI1075565 | 267 | 49.0177 | 9.1577 | Coal |  |  |  | 1966.0 | EnBW | GCPT | https://endcoal.org/global-coal-plant-tracker/ | GCPT | [14 empty] | 1312.66 | NO-ESTIMATION | NO-ESTIMATION | NO-ESTIMATION | NO-ESTIMATION | CAPACITY-FACTOR-V1
DEU | Germany | Heilbronn power station |  | WRI1005747 | 778 | 49.1773 | 9.2063 | Coal |  |  |  | 1977.0 | Energie Baden-WÃ¼rttemberg | Open Power System Data | http://data.open-power-system-data.org/ | Open Power System Data | 1016434 |  |  |  | 3218.763 | 2389.797 | 2388.922 |  |  | JRC-PPDB-OPEN |  |  |  |  | 3824.93 | NO-ESTIMATION | NO-ESTIMATION | NO-ESTIMATION | NO-ESTIMATION | CAPACITY-FACTOR-V1
DEU | Germany | Heizkraftwerk 3 |  | WRI1005734 | 211 | 49.2490 | 6.8792 | Coal |  |  |  | 1989.0 | STEAG Power Saar GmbH | Open Power System Data | http://data.open-power-system-data.org/ | Open Power System Data | [14 empty] | 1037.35 | HYDRO-V1 | HYDRO-V1 | HYDRO-V1 | HYDRO-V1 | HYDRO-V1
DEU | Germany | Modellkraftwerk |  | WRI1005952 | 179 | 49.2490 | 6.8792 | Coal |  |  |  | 1982.0 | STEAG Power Saar GmbH | Open Power System Data | http://data.open-power-system-data.org/ | Open Power System Data | [14 empty] | 880.02 | NO-ESTIMATION | NO-ESTIMATION | NO-ESTIMATION | NO-ESTIMATION | CAPACITY-FACTOR-V1
DEU | Germany | Kraftwerk Ensdorf |  | WRI1005879 | 389 | 49.2932 | 6.7709 | Coal |  |  |  |  | Gemeinschaft nach Bruchteilen der Saarstahl AG (SAG) und Saarschmiede GmbH Freiformschmiede (SSF) | Open Power System Data | http://data.open-power-system-data.org/ | Open Power System Data |  |  |  |  | 1277.688 | 1051.6 | 1024.641 |  |  | JRC-PPDB-OPEN |  |  |  |  | 1912.46 | HYDRO-V1 | HYDRO-V1 | HYDRO-V1 | HYDRO-V1 | HYDRO-V1
DEU | Germany | Weiher |  | WRI1006133 | 655.6 | 49.3341 | 7.0314 | Coal |  |  |  | 1976.0 | STEAG Power Saar GmbH | Open Power System Data | http://data.open-power-system-data.org/ | Open Power System Data | 1027702 |  |  |  |  | 1395.929 | 411.53 |  |  | JRC-PPDB-OPEN |  |  |  |  | 3223.16 | WIND-V1 | WIND-V1 | WIND-V1 | WIND-V1 | WIND-V1
DEU | Germany | Kraftwerk Bexbach |  | WRI1005877 | 721 | 49.3635 | 7.2371 | Coal |  |  |  | 1983.0 | STEAG GmbH | Open Power System Data | http://data.open-power-system-data.org/ | Open Power System Data | 1021504 |  |  |  |  | 4095.7 |  |  |  | JRC-PPDB-OPEN |  |  |  |  | 3544.69 | NO-ESTIMATION | NO-ESTIMATION | NO-ESTIMATION | NO-ESTIMATION | CAPACITY-FACTOR-V1
DEU | Germany | HKW Karcherstr. (Coal) |  | WRI1005795 | 13.4 | 49.4346 | 7.7582 | Coal |  |  |  | 1996.0 | SWK - Stadtwerke Kaiserslautern | Open Power System Data | http://data.open-power-system-data.org/ | Open Power System Data | [14 empty] | 65.87 | NO-ESTIMATION | NO-ESTIMATION | NO-ESTIMATION | NO-ESTIMATION | CAPACITY-FACTOR-V1
DEU | Germany | GKM (Mannheim) power station |  | WRI1005699 | 1958 | 49.4452 | 8.4891 | Coal |  |  |  | 1980.0 | Grosskraftwerk Mannheim | Open Power System Data | http://data.open-power-system-data.org/ | WRI | 1017814 | [13 empty] | 9626.24 | SOLAR-V1 | SOLAR-V1 | SOLAR-V1 | SOLAR-V1 | SOLAR-V1
DEU | Germany | HKW Erlangen (Coal) |  | WRI1005784 | 17.4 | 49.5928 | 11.0015 | Coal |  |  |  | 1980.0 | Erlanger Stadtwerke AG | Open Power System Data | http://data.open-power-system-data.org/ | Open Power System Data | [14 empty] | 85.54 | HYDRO-V1 | HYDRO-V1 | HYDRO-V1 | HYDRO-V1 | HYDRO-V1
DEU | Germany | Heizkraftwerk der Sappi Stockstadt GmbH |  | WRI1005740 | 24.8 | 49.9774 | 9.0687 | Coal |  |  |  | 1969.0 | Sappi Stockstadt GmbH | Open Power System Data | http://data.open-power-system-data.org/ | Open Power System Data | 1111384 | [13 empty] | 121.92 | WIND-V1 | WIND-V1 | WIND-V1 | WIND-V1 | WIND-V1
DEU | Germany | Hkw Offenbach power station |  | WRI1005754 | 54 | 50.0652 | 8.7690 | Coal |  |  |  | 1988.0 | Evs Offenbach Ag | Open Power System Data | http://data.open-power-system-data.org/ | Open Power System Data | [14 empty] | 265.48 | NO-ESTIMATION | NO-ESTIMATION | NO-ESTIMATION | NO-ESTIMATION | CAPACITY-FACTOR-V1
DEU | Germany | Staudinger power station |  | WRI1006056 | 1132 | 50.0886 | 8.9534 | Coal |  |  |  | 1992.0 | E.On Kraftwerke GmbH | Open Power System Data | http://data.open-power-system-data.org/ | Open Power System Data | 1025801 |  |  |  | 2531.958 | 2801.097 | 2188.751 |  |  | JRC-PPDB-OPEN |  |  |  |  | 5565.32 | NO-ESTIMATION | NO-ESTIMATION | NO-ESTIMATION | NO-ESTIMATION | CAPACITY-FACTOR-V1
DEU | Germany | HKW West |  | WRI1005817 | 123 | 50.0984 | 8.6531 | Coal |  |  |  | 1989.0 | Mainova AG | Open Power System Data | http://data.open-power-system-data.org/ | Open Power System Data | 1029851 | [13 empty] | 604.71 | NO-ESTIMATION | NO-ESTIMATION | NO-ESTIMATION | NO-ESTIMATION | CAPACITY-FACTOR-V1
DEU | Germany | P&L Werk Euskirchen |  | WRI1005993 | 14.5 | 50.6580 | 6.8101 | Coal |  |  |  |  | Pfeifer & Langen Kommanditgesellschaft | Open Power System Data | http://data.open-power-system-data.org/ | Open Power System Data | [14 empty] | 71.28 | NO-ESTIMATION | NO-ESTIMATION | NO-ESTIMATION | NO-ESTIMATION | CAPACITY-FACTOR-V1
DEU | Germany | Kohlekraftwerk |  | WRI1005869 | 14.4 | 50.7055 | 6.6536 | Coal |  |  |  | 2010.0 | Smurfit Kappa ZÃ¼lpich Papier GmbH | Open Power System Data | http://data.open-power-system-data.org/ | Open Power System Data | [14 empty] | 70.79 | NO-ESTIMATION | NO-ESTIMATION | NO-ESTIMATION | NO-ESTIMATION | CAPACITY-FACTOR-V1
DEU | Germany | Kessel 4 |  | WRI1005860 | 9.3 | 50.7770 | 6.4860 | Coal |  |  |  | 1983.0 | Papierfabrik Schoellershammer Heinrich August Schoeller SÃ¶hne GmbH & Co. KG | Open Power System Data | http://data.open-power-system-data.org/ | Open Power System Data | [14 empty] | 45.72 | HYDRO-V1 | HYDRO-V1 | HYDRO-V1 | HYDRO-V1 | HYDRO-V1
DEU | Germany | Weisweiler power station |  | WRI1006134 | 1800 | 50.8392 | 6.3211 | Coal |  |  |  | 1968.0 | RWE Power AG | Open Power System Data | http://data.open-power-system-data.org/ | Open Power System Data | 1027658 |  |  |  | 14337.463 | 15055.194 | 15236.484 |  |  | JRC-PPDB-OPEN |  |  |  |  | 8849.45 | HYDRO-V1 | HYDRO-V1 | HYDRO-V1 | HYDRO-V1 | HYDRO-V1
DEU | Germany | Chemnitz Nord power station |  | WRI1005777 | 56.8 | 50.8570 | 12.9231 | Coal |  |  |  | 1989.0 | Eins Energie in Sachsen GmbH | Open Power System Data | http://data.open-power-system-data.org/ | Open Power System Data | 1033326 | [13 empty] | 279.24 | NO-ESTIMATION | NO-ESTIMATION | NO-ESTIMATION | NO-ESTIMATION | CAPACITY-FACTOR-V1
DEU | Germany | Huerth Ville / Berrenrath power station |  | WRI1006123 | 52 | 50.8614 | 6.8407 | Coal |  |  |  | 1991.0 | RWE Power AG | Open Power System Data | http://data.open-power-system-data.org/ | Open Power System Data | [14 empty] | 255.65 | NO-ESTIMATION | NO-ESTIMATION | NO-ESTIMATION | NO-ESTIMATION | CAPACITY-FACTOR-V1
DEU | Germany | Wachtberg power station |  | WRI1005682 | 118 | 50.8976 | 6.7931 | Coal |  |  |  | 1959.0 | Rwe Power Ag | Open Power System Data | http://data.open-power-system-data.org/ | Open Power System Data | 1061318 |  |  |  | 561.992 |  |  |  |  | JRC-PPDB-OPEN |  |  |  |  | 580.13 | NO-ESTIMATION | NO-ESTIMATION | NO-ESTIMATION | NO-ESTIMATION | CAPACITY-FACTOR-V1
DEU | Germany | P&L Werk JÃ¼lich |  | WRI1005994 | 24.6 | 50.9152 | 6.3693 | Coal |  |  |  | 2004.0 | Pfeifer & Langen Kommanditgesellschaft | Open Power System Data | http://data.open-power-system-data.org/ | Open Power System Data | [14 empty] | 120.94 | HYDRO-V1 | HYDRO-V1 | HYDRO-V1 | HYDRO-V1 | HYDRO-V1
DEU | Germany | Fortuna Nord |  | WRI1005680 | 15 | 50.9456 | 6.6636 | Coal |  |  |  | 1984.0 | RWE Power AG | Open Power System Data | http://data.open-power-system-data.org/ | Open Power System Data | [14 empty] | 73.74 | NO-ESTIMATION | NO-ESTIMATION | NO-ESTIMATION | SOLAR-V1 | SOLAR-V1
DEU | Germany | Kraftwerk |  | WRI1005874 | 10 | 50.9456 | 6.6650 | Coal |  |  |  | 1995.0 | Martinswerk GmbH | Open Power System Data | http://data.open-power-system-data.org/ | Open Power System Data | [14 empty] | 49.16 | NO-ESTIMATION | NO-ESTIMATION | NO-ESTIMATION | NO-ESTIMATION | CAPACITY-FACTOR-V1
DEU | Germany | Niederaussem power station |  | WRI1005979 | 3430 | 50.9930 | 6.6685 | Coal |  |  |  | 1979.0 | RWE Power AG | Open Power System Data | http://data.open-power-system-data.org/ | WRI | 1027648 |  |  |  | 23529.202 | 21201.87 | 23579.278 |  |  | JRC-PPDB-OPEN |  |  |  |  | 16863.13 | NO-ESTIMATION | NO-ESTIMATION | NO-ESTIMATION | NO-ESTIMATION | CAPACITY-FACTOR-V1
DEU | Germany | Cologne-Merkenich power station |  | WRI1005800 | 75.3 | 51.0178 | 6.9643 | Coal |  |  |  | 2010.0 | Stadtwerke KÃ¶ln GmbH (100% City of Cologne) | Open Power System Data | http://data.open-power-system-data.org/ | Open Power System Data | [14 empty] | 370.2 | NO-ESTIMATION | NO-ESTIMATION | NO-ESTIMATION | SOLAR-V1 | SOLAR-V1
DEU | Germany | BoA 2 |  | WRI1005614 | 2100 | 51.0365 | 6.6133 | Coal |  |  |  | 2012.0 | RWE Power AG | Open Power System Data | http://data.open-power-system-data.org/ | Open Power System Data | [14 empty] | 10324.36 | NO-ESTIMATION | NO-ESTIMATION | NO-ESTIMATION | NO-ESTIMATION | CAPACITY-FACTOR-V1
DEU | Germany | Neurath power station |  | WRI1005977 | 2068 | 51.0395 | 6.6150 | Coal |  |  |  | 1974.0 | RWE Power AG | Open Power System Data | http://data.open-power-system-data.org/ | Open Power System Data | 1027647 |  |  |  | 28869.402 | 28499.632 | 27132.915 |  |  | JRC-PPDB-OPEN |  |  |  |  | 10167.04 | SOLAR-V1 | SOLAR-V1 | SOLAR-V1 | SOLAR-V1 | SOLAR-V1
DEU | Germany | Coal Plant #1 |  | WRI1006094 | 17.5 | 51.0489 | 12.1104 | Coal |  |  |  | 2005.0 | CropEnergies Bioethanol GmbH Zeitz | Open Power System Data | http://data.open-power-system-data.org/ | Open Power System Data | [14 empty] | 86.03 | NO-ESTIMATION | NO-ESTIMATION | NO-ESTIMATION | NO-ESTIMATION | CAPACITY-FACTOR-V1
DEU | Germany | EZ1 |  | WRI1005673 | 18.5 | 51.0489 | 12.1104 | Coal |  |  |  | 1993.0 | SÃ¼dzucker AG Mannheim/Ochsenfurt Werk Zeitz | Open Power System Data | http://data.open-power-system-data.org/ | Open Power System Data | [14 empty] | 90.95 | NO-ESTIMATION | NO-ESTIMATION | NO-ESTIMATION | NO-ESTIMATION | NO-ESTIMATION
DEU | Germany | Frimmersdorf power station |  | WRI1005683 | 562 | 51.0574 | 6.5771 | Coal |  |  |  | 1962.0 | RWE Power AG | Open Power System Data | http://data.open-power-system-data.org/ | Open Power System Data | 1027636 |  |  |  | 3519.583 | 3149.7 |  |  |  | JRC-PPDB-OPEN |  |  |  |  | 2762.99 | HYDRO-V1 | HYDRO-V1 | HYDRO-V1 | HYDRO-V1 | HYDRO-V1
DEU | Germany | Deuben power station |  | WRI1005631 | 86 | 51.1119 | 12.0762 | Coal |  |  |  | 1936.0 | Mitteldeut Braunkohl (Mibrag) | Open Power System Data | http://data.open-power-system-data.org/ | Open Power System Data | 1022951 | [13 empty] | 422.8 | HYDRO-V1 | HYDRO-V1 | HYDRO-V1 | HYDRO-V1 | HYDRO-V1
DEU | Germany | Waehlitz power station |  | WRI1006125 | 31 | 51.1666 | 12.0762 | Coal |  |  |  | 1994.0 | Mitteldeut Braunkohl (Mibrag) | Open Power System Data | http://data.open-power-system-data.org/ | Open Power System Data | 1022952 | [13 empty] | 152.4 | NO-ESTIMATION | NO-ESTIMATION | NO-ESTIMATION | NO-ESTIMATION | CAPACITY-FACTOR-V1
DEU | Germany | Braunkohlekraftwerk Lippendorf |  | WRI1005619 | 875 | 51.1821 | 12.3733 | Coal |  |  |  | 1999.0 | EnBW Energie Baden-WÃ¼rttemberg AG | Open Power System Data | http://data.open-power-system-data.org/ | Open Power System Data | 1116338 | [13 empty] | 4301.81 | SOLAR-V1-NO-AGE | SOLAR-V1-NO-AGE | SOLAR-V1-NO-AGE | SOLAR-V1-NO-AGE | SOLAR-V1-NO-AGE
DEU | Germany | Lippendorf power station |  | WRI1005935 | 875 | 51.1821 | 12.3733 | Coal |  |  |  | 2000.0 | Vattenfall Europe Generation AG | Open Power System Data | http://data.open-power-system-data.org/ | Open Power System Data | 1116338 |  |  |  | 10817.915 | 11455.741 | 11912.395 |  |  | JRC-PPDB-OPEN |  |  |  |  | 4301.81 | HYDRO-V1 | HYDRO-V1 | HYDRO-V1 | HYDRO-V1 | HYDRO-V1
DEU | Germany | Wuppertal-Elberfeld power station |  | WRI1005781 | 85 | 51.2484 | 7.1187 | Coal |  |  |  | 1989.0 | WSW Wuppertaler Stadtwerke AG | Open Power System Data | http://data.open-power-system-data.org/ | Open Power System Data | 1033522 | [13 empty] | 417.89 | HYDRO-V1 | HYDRO-V1 | HYDRO-V1 | HYDRO-V1 | HYDRO-V1
DEU | Germany | HKW Nord West |  | WRI1005805 | 200 | 51.2529 | 9.4380 | Coal |  |  |  |  | Volkswagen AG | Open Power System Data | http://data.open-power-system-data.org/ | Open Power System Data | [14 empty] | 983.27 | HYDRO-V1 | HYDRO-V1 | HYDRO-V1 | HYDRO-V1 | HYDRO-V1
DEU | Germany | Kraftwerk Werdohl-Elverlingsen |  | WRI1005898 | 310 | 51.2764 | 7.7057 | Coal |  |  |  | 1982.0 | Mark-E AG | Open Power System Data | http://data.open-power-system-data.org/ | Open Power System Data | 1021091 |  |  |  |  | 386.531 | 205.906 |  |  | JRC-PPDB-OPEN |  |  |  |  | 1524.07 | HYDRO-V1 | HYDRO-V1 | HYDRO-V1 | HYDRO-V1 | HYDRO-V1
DEU | Germany | FKK |  | WRI1005679 | 33.5 | 51.2791 | 9.4840 | Coal |  |  |  | 1988.0 | StÃ¤dtische Werke Energie + WÃ¤rme GmbH | Open Power System Data | http://data.open-power-system-data.org/ | Open Power System Data | [14 empty] | 164.69 | WIND-V1 | WIND-V1 | WIND-V1 | WIND-V1 | WIND-V1
DEU | Germany | G-Kraftwerk |  | WRI1005686 | 103 | 51.3689 | 6.6541 | Coal |  |  |  | 1962.0 | Currenta GmbH & Co. OHG | Open Power System Data | http://data.open-power-system-data.org/ | Open Power System Data | [14 empty] | 506.38 | WIND-V1 | WIND-V1 | WIND-V1 | WIND-V1 | WIND-V1
DEU | Germany | Kraftwerk L 57 |  | WRI1005885 | 26 | 51.3698 | 6.6615 | Coal |  |  |  | 1957.0 | Currenta GmbH & Co. OHG | Open Power System Data | http://data.open-power-system-data.org/ | Open Power System Data | [14 empty] | 127.82 | WIND-V1 | WIND-V1 | WIND-V1 | WIND-V1 | WIND-V1
DEU | Germany | Kraftwerk N 230 |  | WRI1005889 | 110 | 51.3698 | 6.6615 | Coal |  |  |  | 1971.0 | Currenta GmbH & Co. OHG | Open Power System Data | http://data.open-power-system-data.org/ | Open Power System Data | [14 empty] | 540.8 | NO-ESTIMATION | NO-ESTIMATION | NO-ESTIMATION | NO-ESTIMATION | CAPACITY-FACTOR-V1
DEU | Germany | Reno De Medici |  | WRI1006017 | 19 | 51.3914 | 8.0730 | Coal |  |  |  |  | Reno De Medici Arnsberg GmbH | Open Power System Data | http://data.open-power-system-data.org/ | Open Power System Data | [14 empty] | 93.41 | NO-ESTIMATION | NO-ESTIMATION | NO-ESTIMATION | NO-ESTIMATION | CAPACITY-FACTOR-V1
DEU | Germany | Schkopau power station |  | WRI1006041 | 900 | 51.3985 | 11.9504 | Coal |  |  |  | 1996.0 | E.ON | Open Power System Data | http://data.open-power-system-data.org/ | CARMA | 1032880 |  |  |  | 4170.715 | 4270.818 | 4317.544 |  |  | JRC-PPDB-OPEN |  |  |  |  | 4424.72 | NO-ESTIMATION | NO-ESTIMATION | NO-ESTIMATION | NO-ESTIMATION | CAPACITY-FACTOR-V1
DEU | Germany | Boxberg power station |  | WRI1005616 | 2585 | 51.4163 | 14.5619 | Coal |  |  |  | 1989.0 | Vattenfall Europe AG | Open Power System Data | http://data.open-power-system-data.org/ | Open Power System Data | 1032842 |  |  |  | 17876.591 | 16940.314 | 17442.002 |  |  | JRC-PPDB-OPEN |  |  |  |  | 12708.8 | HYDRO-V1 | HYDRO-V1 | HYDRO-V1 | HYDRO-V1 | HYDRO-V1
DEU | Germany | HKW I |  | WRI1005792 | 95 | 51.4293 | 6.7520 | Coal |  |  |  | 1985.0 | Stadtwerke Duisburg AG | Open Power System Data | http://data.open-power-system-data.org/ | Open Power System Data | [14 empty] | 467.05 | HYDRO-V1 | HYDRO-V1 | HYDRO-V1 | HYDRO-V1 | HYDRO-V1
DEU | Germany | HKW Sachtleben |  | WRI1005809 | 27.5 | 51.4409 | 6.7054 | Coal |  |  |  | 1962.0 | Sachtleben Chemie GmbH | Open Power System Data | http://data.open-power-system-data.org/ | Open Power System Data | [14 empty] | 135.2 | NO-ESTIMATION | NO-ESTIMATION | NO-ESTIMATION | NO-ESTIMATION | CAPACITY-FACTOR-V1
DEU | Germany | Grubenheizkraftwerk |  | WRI1005705 | 49 | 51.4627 | 11.7140 | Coal |  |  |  | 1979.0 | ROMONTA GmbH | Open Power System Data | http://data.open-power-system-data.org/ | Open Power System Data | [14 empty] | 240.9 | NO-ESTIMATION | NO-ESTIMATION | NO-ESTIMATION | NO-ESTIMATION | CAPACITY-FACTOR-V1
DEU | Germany | KW Walsum |  | WRI1005916 | 1200 | 51.5267 | 6.7187 | Coal |  |  |  |  | Steag GmbH | Open Power System Data | http://data.open-power-system-data.org/ | Open Power System Data | 1030343 |  |  |  |  | 5452.004 | 3429.906 |  |  | JRC-PPDB-OPEN |  |  |  |  | 5899.63 | NO-ESTIMATION | NO-ESTIMATION | NO-ESTIMATION | NO-ESTIMATION | CAPACITY-FACTOR-V1
DEU | Germany | Schwarze Pumpe power station |  | WRI1006045 | 1500 | 51.5348 | 14.3531 | Coal |  |  |  | 1998.0 | Vattenfall Europe AG | Open Power System Data | http://data.open-power-system-data.org/ | Open Power System Data | 1032858 |  |  |  | 10920.192 | 10905.997 | 10101.846 |  |  | JRC-PPDB-OPEN |  |  |  |  | 7374.54 | NO-ESTIMATION | NO-ESTIMATION | NO-ESTIMATION | NO-ESTIMATION | CAPACITY-FACTOR-V1
DEU | Germany | Herne power station |  | WRI1005904 | 729 | 51.5508 | 7.1875 | Coal |  |  |  | 1976.0 | STEAG GmbH | Open Power System Data | http://data.open-power-system-data.org/ | Open Power System Data | 1030333 |  |  |  |  | 2128.292 |  |  |  | JRC-PPDB-OPEN |  |  |  |  | 3584.03 | WIND-V1 | WIND-V1 | WIND-V1 | WIND-V1 | WIND-V1
DEU | Germany | Industrie-Kraftwerk |  | WRI1005840 | 79 | 51.5649 | 6.5782 | Coal |  |  |  | 1975.0 | Solvay Chemicals GmbH | Open Power System Data | http://data.open-power-system-data.org/ | Open Power System Data | [14 empty] | 388.39 | NO-ESTIMATION | NO-ESTIMATION | NO-ESTIMATION | NO-ESTIMATION | CAPACITY-FACTOR-V1
DEU | Germany | KW Voerde |  | WRI1005915 | 1390 | 51.5765 | 6.6894 | Coal |  |  |  |  | Kraftwerk Voerde beschrÃ¤nkt haftende OHG | Open Power System Data | http://data.open-power-system-data.org/ | Open Power System Data | 1021319 |  |  |  |  | 5675.449 |  |  |  | JRC-PPDB-OPEN |  |  |  |  | 6833.74 | NO-ESTIMATION | NO-ESTIMATION | NO-ESTIMATION | NO-ESTIMATION | CAPACITY-FACTOR-V1
DEU | Germany | KW West |  | WRI1005917 | 640 | 51.5796 | 6.6789 | Coal |  |  |  | 1971.0 | Steag GmbH | Open Power System Data | http://data.open-power-system-data.org/ | Open Power System Data | 1029851 | [13 empty] | 3146.47 | SOLAR-V1 | SOLAR-V1 | SOLAR-V1 | SOLAR-V1 | SOLAR-V1
DEU | Germany | Scholven power station |  | WRI1006042 | 690 | 51.6024 | 7.0099 | Coal |  |  |  | 1973.0 | E.On Kraftwerke GmbH | Open Power System Data | http://data.open-power-system-data.org/ | CARMA | 1032881 |  |  |  | 3454.024 | 3212.87 | 3227.475 |  |  | JRC-PPDB-OPEN |  |  |  |  | 3392.29 | NO-ESTIMATION | NO-ESTIMATION | NO-ESTIMATION | NO-ESTIMATION | CAPACITY-FACTOR-V1
DEU | Germany | Buer power station |  | WRI1005685 | 70 | 51.6028 | 7.0094 | Coal |  |  |  | 1985.0 | E.On Kraftwerke Gmbh | Open Power System Data | http://data.open-power-system-data.org/ | GCPT | 1032872 | [13 empty] | 344.14 | NO-ESTIMATION | NO-ESTIMATION | NO-ESTIMATION | NO-ESTIMATION | CAPACITY-FACTOR-V1
DEU | Germany | Trianel Kohlekraftwerk LÃ¼nen |  | WRI1006073 | 746 | 51.6124 | 7.4653 | Coal |  |  |  | 2013.0 | Trianel Kohlekraftwerk LÃ¼nen GmbH & Co. KG | Open Power System Data | http://data.open-power-system-data.org/ | Open Power System Data |  |  |  |  | 2604.671 | 4303.69 | 3287.977 |  |  | JRC-PPDB-OPEN |  |  |  |  | 3667.6 | NO-ESTIMATION | NO-ESTIMATION | NO-ESTIMATION | NO-ESTIMATION | CAPACITY-FACTOR-V1
DEU | Germany | LÃ¼nen power station (KSBG) |  | WRI1005911 | 473 | 51.6140 | 7.4643 | Coal |  |  |  | 1967.0 | Steag GmbH | Open Power System Data | http://data.open-power-system-data.org/ | GCPT | [5 empty] | 293.641 | 556.465 |  |  | JRC-PPDB-OPEN |  |  |  |  | 2325.44 | NO-ESTIMATION | NO-ESTIMATION | NO-ESTIMATION | NO-ESTIMATION | CAPACITY-FACTOR-V1
DEU | Germany | Bergkamen power station |  | WRI1005584 | 717 | 51.6370 | 7.6191 | Coal |  |  |  | 1981.0 | Gemeinschaftskraftwerk Bergkamen A oHG | Open Power System Data | http://data.open-power-system-data.org/ | Open Power System Data | 1017671 |  |  |  |  | 3105.966 | 1798.481 |  |  | JRC-PPDB-OPEN |  |  |  |  | 3525.03 | NO-ESTIMATION | NO-ESTIMATION | NO-ESTIMATION | NO-ESTIMATION | CAPACITY-FACTOR-V1
DEU | Germany | Kraftwerk II |  | WRI1005883 | 296.2 | 51.6804 | 7.0969 | Coal |  |  |  | 1966.0 | Evonik Degussa GmbH | Open Power System Data | http://data.open-power-system-data.org/ | Open Power System Data | [14 empty] | 1456.22 | HYDRO-V1 | HYDRO-V1 | HYDRO-V1 | HYDRO-V1 | HYDRO-V1
DEU | Germany | Westfalen |  | WRI1006141 | 1049 | 51.6805 | 7.9696 | Coal |  |  |  | 2014.0 | Kraftwerksgesellschaft Steinkohlendoppelblock Westfalen GmbH & Co. KG (GEKKO) | Open Power System Data | http://data.open-power-system-data.org/ | GEODB | 1032932 |  |  |  | 4474.233 | 4009.5 | 3445.729 |  |  | JRC-PPDB-OPEN |  |  |  |  | 5157.26 | WIND-V1 | WIND-V1 | WIND-V1 | WIND-V1 | WIND-V1
DEU | Germany | Chemiepark Marl power station |  | WRI1075564 | 136 | 51.6846 | 7.1000 | Coal |  |  |  | 1974.0 | Infracor GmbH | GCPT | https://endcoal.org/global-coal-plant-tracker/ | GCPT | [14 empty] | 668.62 | SOLAR-V1 | SOLAR-V1 | SOLAR-V1 | SOLAR-V1 | SOLAR-V1
DEU | Germany | P&L Werk KÃ¶nnern |  | WRI1005995 | 20.3 | 51.6978 | 11.7581 | Coal |  |  |  | 1993.0 | Pfeifer & Langen Kommanditgesellschaft | Open Power System Data | http://data.open-power-system-data.org/ | Open Power System Data | [14 empty] | 99.8 | NO-ESTIMATION | NO-ESTIMATION | NO-ESTIMATION | NO-ESTIMATION | CAPACITY-FACTOR-V1
DEU | Germany | Cottbus CHP power station |  | WRI1005779 | 74 | 51.7602 | 14.3700 | Coal |  |  |  | 1999.0 | HKW Heizkraftwerksgesellschaft Cottbus mbH | Open Power System Data | http://data.open-power-system-data.org/ | Open Power System Data | 1039667 | [13 empty] | 363.81 | NO-ESTIMATION | NO-ESTIMATION | NO-ESTIMATION | NO-ESTIMATION | CAPACITY-FACTOR-V1
DEU | Germany | Dessau power station |  | WRI1005878 | 49 | 51.8269 | 12.2300 | Coal |  |  |  | 1996.0 | Kraftwerk Dessau GmbH | Open Power System Data | http://data.open-power-system-data.org/ | Open Power System Data | 1013641 | [13 empty] | 240.9 | NO-ESTIMATION | NO-ESTIMATION | NO-ESTIMATION | NO-ESTIMATION | CAPACITY-FACTOR-V1
DEU | Germany | Janschwalde power station |  | WRI1005906 | 2790 | 51.8344 | 14.4590 | Coal |  |  |  | 1985.0 | Vattenfall Europe AG | Open Power System Data | http://data.open-power-system-data.org/ | Open Power System Data |  |  |  |  | 19617.022 | 19945.019 | 19629.828 |  |  | JRC-PPDB-OPEN |  |  |  |  | 13716.65 | WIND-V1 | WIND-V1 | WIND-V1 | WIND-V1 | WIND-V1
DEU | Germany | Buschhaus power station |  | WRI1005623 | 352 | 52.1724 | 10.9768 | Coal |  |  |  | 1985.0 | Helmstedter Revier GmbH | Open Power System Data | http://data.open-power-system-data.org/ | Open Power System Data | 1011275 |  |  |  | 2128.1 |  |  |  |  | JRC-PPDB-OPEN |  |  |  |  | 1730.56 | NO-ESTIMATION | NO-ESTIMATION | NO-ESTIMATION | NO-ESTIMATION | CAPACITY-FACTOR-V1
DEU | Germany | IbbenbÃ¼ren-B power station |  | WRI1005832 | 794 | 52.2888 | 7.7479 | Coal |  |  |  | 1985.0 | RWE Power AG | Open Power System Data | http://data.open-power-system-data.org/ | CARMA | 1025769 |  |  |  | 3540.009 | 4102.546 | 2647.012 |  |  | JRC-PPDB-OPEN |  |  |  |  | 3903.59 | NO-ESTIMATION | NO-ESTIMATION | NO-ESTIMATION | SOLAR-V1 | SOLAR-V1
DEU | Germany | KWM |  | WRI1005928 | 690 | 52.3150 | 10.0914 | Coal |  |  |  | 1979.0 | Stadtwerke Hannover AG | Open Power System Data | http://data.open-power-system-data.org/ | CARMA | [5 empty] | 2857.679 |  |  |  | ENTSOE |  |  |  |  | 3392.29 | HYDRO-V1 | HYDRO-V1 | HYDRO-V1 | HYDRO-V1 | HYDRO-V1
DEU | Germany | Heizkraftwerk FFO |  | WRI1005742 | 45 | 52.3460 | 14.5460 | Coal |  |  |  | 1997.0 | Stadtwerke Frankfurt (Oder) GmbH | Open Power System Data | http://data.open-power-system-data.org/ | Open Power System Data | [14 empty] | 221.23 | NO-ESTIMATION | NO-ESTIMATION | NO-ESTIMATION | NO-ESTIMATION | SOLAR-V1
DEU | Germany | Heyden power station |  | WRI1005765 | 875 | 52.3828 | 8.9960 | Coal |  |  |  | 1987.0 | E.On Kraftwerke GmbH | Open Power System Data | http://data.open-power-system-data.org/ | CARMA | 1025784 |  |  |  | 3090.61 | 3368.737 | 2222.08 |  |  | JRC-PPDB-OPEN |  |  |  |  | 4301.81 | NO-ESTIMATION | NO-ESTIMATION | NO-ESTIMATION | NO-ESTIMATION | CAPACITY-FACTOR-V1
DEU | Germany | GKH Hannover power station |  | WRI1005697 | 272 | 52.4200 | 9.6486 | Coal |  |  |  | 1989.0 | Gemeinschaftskraftwerk Hannover GmbH (GKH) | Open Power System Data | http://data.open-power-system-data.org/ | Open Power System Data | [5 empty] | 1174.86 |  |  |  | ENTSOE |  |  |  |  | 1337.25 | SOLAR-V1 | SOLAR-V1 | SOLAR-V1 | SOLAR-V1 | SOLAR-V1
DEU | Germany | HKW Nord |  | WRI1005804 | 61.5 | 52.4328 | 10.7861 | Coal |  |  |  | 2000.0 | Volkswagen AG | Open Power System Data | http://data.open-power-system-data.org/ | Open Power System Data | [14 empty] | 302.35 | WIND-V1 | WIND-V1 | WIND-V1 | WIND-V1 | WIND-V1
DEU | Germany | HKW West |  | WRI1005818 | 138.5 | 52.4422 | 10.7645 | Coal |  |  |  | 1985.0 | Volkswagen AG | Open Power System Data | http://data.open-power-system-data.org/ | Open Power System Data | 1029851 |  |  |  |  | 1686.626 | 1624.65 |  |  | JRC-PPDB-OPEN |  |  |  |  | 680.91 | NO-ESTIMATION | NO-ESTIMATION | NO-ESTIMATION | NO-ESTIMATION | CAPACITY-FACTOR-V1
DEU | Germany | Klingenberg |  | WRI1005864 | 164 | 52.4889 | 13.4970 | Coal |  |  |  | 1981.0 | Vattenfall Europe WÃ¤rme Aktiengesellschaft | Open Power System Data | http://data.open-power-system-data.org/ | Open Power System Data | 1016390 |  |  |  | 510.547 | 572.43 | 624.974 |  |  | JRC-PPDB-OPEN |  |  |  |  | 806.28 | NO-ESTIMATION | NO-ESTIMATION | NO-ESTIMATION | NO-ESTIMATION | CAPACITY-FACTOR-V1
DEU | Germany | Berlin-Reuter power station |  | WRI1006022 | 124 | 52.5321 | 13.2461 | Coal |  |  |  | 1969.0 | Vattenfall Europe AG | Open Power System Data | http://data.open-power-system-data.org/ | Open Power System Data | 1010993 |  |  |  |  | 392.88 |  |  |  | ENTSOE |  |  |  |  | 609.62 | HYDRO-V1 | HYDRO-V1 | HYDRO-V1 | HYDRO-V1 | HYDRO-V1
DEU | Germany | Berlin-Reuter-West power station |  | WRI1006024 | 564 | 52.5351 | 13.2426 | Coal |  |  |  | 1988.0 | Vattenfall Europe AG | Open Power System Data | http://data.open-power-system-data.org/ | Open Power System Data | 1010994 |  |  |  | 2753.83 | 2355.164 | 2259.865 |  |  | JRC-PPDB-OPEN |  |  |  |  | 2772.83 | HYDRO-V1 | HYDRO-V1 | HYDRO-V1 | HYDRO-V1 | HYDRO-V1
DEU | Germany | Berlin-Moabit power station |  | WRI1005950 | 89 | 52.5374 | 13.3461 | Coal |  |  |  | 1990.0 | Vattenfall Europe AG | Open Power System Data | http://data.open-power-system-data.org/ | Open Power System Data | 1010990 | [13 empty] | 437.55 | HYDRO-V1 | HYDRO-V1 | HYDRO-V1 | HYDRO-V1 | HYDRO-V1
DEU | Germany | Hastedt power station |  | WRI1005903 | 119 | 53.0601 | 8.8733 | Coal |  |  |  | 1989.0 | swb Erzeugung GmbH & Co. KG | Open Power System Data | http://data.open-power-system-data.org/ | Open Power System Data | 1029777 |  |  |  | 763.137 | 702.711 |  |  |  | JRC-PPDB-OPEN |  |  |  |  | 585.04 | NO-ESTIMATION | NO-ESTIMATION | NO-ESTIMATION | NO-ESTIMATION | CAPACITY-FACTOR-V1
DEU | Germany | Hafen power station |  | WRI1005902 | 427 | 53.1249 | 8.7287 | Coal |  |  |  | 1973.0 | swb Erzeugung GmbH & Co. KG | Open Power System Data | http://data.open-power-system-data.org/ | Open Power System Data | [5 empty] | 1615.605 |  |  |  | ENTSOE |  |  |  |  | 2099.28 | NO-ESTIMATION | NO-ESTIMATION | NO-ESTIMATION | NO-ESTIMATION | CAPACITY-FACTOR-V1
DEU | Germany | Bremen-Farge power station |  | WRI1005676 | 350 | 53.2021 | 8.5162 | Coal |  |  |  | 1969.0 | GDF SUEZ Energie Deutschland AG | Open Power System Data | http://data.open-power-system-data.org/ | CARMA | 1025780 |  |  |  | 1732.194 | 1112.422 | 1460.007 |  |  | JRC-PPDB-OPEN |  |  |  |  | 1720.72 | NO-ESTIMATION | NO-ESTIMATION | NO-ESTIMATION | NO-ESTIMATION | SOLAR-V1
DEU | Germany | Hamburg-Moorburg |  | WRI1005953 | 1600 | 53.4890 | 9.9490 | Coal |  |  |  | 2015.0 | Vattenfall Europe AG | Open Power System Data | http://data.open-power-system-data.org/ | GEODB | 1018116 |  |  |  |  | 6604.936 | 7620.194 |  |  | JRC-PPDB-OPEN |  |  |  |  | 7866.18 | NO-ESTIMATION | NO-ESTIMATION | NO-ESTIMATION | SOLAR-V1 | SOLAR-V1
DEU | Germany | Tiefstack power station |  | WRI1006069 | 194 | 53.5262 | 10.0632 | Coal |  |  |  | 1993.0 | Vattenfall Europe AG | Open Power System Data | http://data.open-power-system-data.org/ | Open Power System Data | 1069051 |  |  |  | 1106.829 | 1085.474 | 947.455 |  |  | JRC-PPDB-OPEN |  |  |  |  | 953.77 | NO-ESTIMATION | NO-ESTIMATION | NO-ESTIMATION | SOLAR-V1 | SOLAR-V1
DEU | Germany | Wilhelmshaven power station |  | WRI1006143 | 757 | 53.5658 | 8.1462 | Coal |  |  |  | 1976.0 | E.On Kraftwerke GmbH | Open Power System Data | http://data.open-power-system-data.org/ | Open Power System Data | 1025806 |  |  |  |  | 4318.485 | 4173.074 |  |  | JRC-PPDB-OPEN |  |  |  |  | 3721.68 | HYDRO-V1 | HYDRO-V1 | HYDRO-V1 | HYDRO-V1 | HYDRO-V1
DEU | Germany | Wedel power station |  | WRI1006130 | 260 | 53.5670 | 9.7244 | Coal |  |  |  | 1961.0 | Vattenfall Europe AG | Open Power System Data | http://data.open-power-system-data.org/ | Open Power System Data | 1018120 |  |  |  |  | 1658.141 |  |  |  | ENTSOE |  |  |  |  | 1278.25 | WIND-V1 | WIND-V1 | WIND-V1 | WIND-V1 | WIND-V1
DEU | Germany | Rostock power station |  | WRI1005866 | 514 | 54.1428 | 12.1329 | Coal |  |  |  | 1994.0 | Kraftwerks- und Netzgesellschaft | Open Power System Data | http://data.open-power-system-data.org/ | CARMA | 1021366 |  |  |  | 2787.593 | 3224.474 | 2848.646 |  |  | JRC-PPDB-OPEN |  |  |  |  | 2527.01 | NO-ESTIMATION | NO-ESTIMATION | NO-ESTIMATION | NO-ESTIMATION | CAPACITY-FACTOR-V1
DEU | Germany | Kiel power station |  | WRI1005692 | 323 | 54.3394 | 10.1766 | Coal |  |  |  | 1970.0 | Gemeinschafts Kraftwerk Kiel | Open Power System Data | http://data.open-power-system-data.org/ | Open Power System Data | 1017674 |  |  |  | 1372.5 | 1121.773 | 1048.202 |  |  | JRC-PPDB-OPEN |  |  |  |  | 1587.98 | NO-ESTIMATION | NO-ESTIMATION | NO-ESTIMATION | NO-ESTIMATION | CAPACITY-FACTOR-V1
DEU | Germany | Flensburg power station |  | WRI1005743 | 195 | 54.8049 | 9.4324 | Coal |  |  |  | 1986.0 | Stadtwerke Flensburg GmbH | Open Power System Data | http://data.open-power-system-data.org/ | Open Power System Data | [14 empty] | 958.69 | NO-ESTIMATION | NO-ESTIMATION | NO-ESTIMATION | NO-ESTIMATION | CAPACITY-FACTOR-V1
DNK | Denmark | Enstedvaerket |  | WRI1022031 | 626 | 55.0206 | 9.4419 | Coal |  |  |  | 1979.0 | Dong Energy | ENTSOE | https://transparency.entsoe.eu/generation/r2/installedCapacityPerProductionUnit/show | GEODB |  |  |  |  | 0.302 | 0.002 |  |  |  | JRC-PPDB-OPEN |  |  |  |  | 1528.44 | NO-ESTIMATION | NO-ESTIMATION | NO-ESTIMATION | NO-ESTIMATION | CAPACITY-FACTOR-V1
DNK | Denmark | Stigsnaesvaerket |  | WRI1022037 | 264 | 55.2079 | 11.2528 | Coal |  |  |  | 1970.0 |  | ENTSOE | https://transparency.entsoe.eu/generation/r2/installedCapacityPerProductionUnit/show | GEODB | 1028939 |  |  |  | 0.0 | 0.0 |  |  |  | JRC-PPDB-OPEN |  |  |  |  | 644.58 | NO-ESTIMATION | NO-ESTIMATION | NO-ESTIMATION | NO-ESTIMATION | NO-ESTIMATION
DNK | Denmark | Fyns power station |  | WRI1022032 | 362 | 55.4292 | 10.4104 | Coal |  |  |  | 1984.0 | Fjernvarme Fyn | GCPT | https://endcoal.org/global-coal-plant-tracker/ | WRI | 1017364 |  |  |  | 882.033 | 1168.782 | 1047.077 |  |  | JRC-PPDB-OPEN |  |  |  |  | 883.86 | NO-ESTIMATION | NO-ESTIMATION | NO-ESTIMATION | NO-ESTIMATION | CAPACITY-FACTOR-V1
DNK | Denmark | Esbjerg power station |  | WRI1022035 | 407 | 55.4552 | 8.4544 | Coal |  |  |  | 1992.0 | DONG Energy A/S | GCPT | https://endcoal.org/global-coal-plant-tracker/ | GEODB |  |  |  |  | 961.537 | 1354.168 | 817.806 |  |  | JRC-PPDB-OPEN |  |  |  |  | 993.73 | NO-ESTIMATION | NO-ESTIMATION | NO-ESTIMATION | NO-ESTIMATION | CAPACITY-FACTOR-V1
DNK | Denmark | Avedoerevaerket (AvedÃƒÂ¸re) |  | WRI1022026 | 815 | 55.6035 | 12.4812 | Coal | Biomass |  |  |  | Dong Energy | ENTSOE | https://transparency.entsoe.eu/generation/r2/installedCapacityPerProductionUnit/show | WRI |  |  |  |  | 2113.832 | 2029.612 | 2166.681 |  |  | JRC-PPDB-OPEN |  |  |  |  | 1989.9 | NO-ESTIMATION | NO-ESTIMATION | NO-ESTIMATION | NO-ESTIMATION | CAPACITY-FACTOR-V1
DNK | Denmark | Asnaes power station |  | WRI1022027 | 787 | 55.6615 | 11.0809 | Coal | Oil |  |  | 1975.0 | DONG Energy A/S | ENTSOE | https://transparency.entsoe.eu/generation/r2/installedCapacityPerProductionUnit/show | GCPT |  |  |  |  | 473.788 | 784.75 | 897.564 |  |  | JRC-PPDB-OPEN |  |  |  |  | 1921.54 | NO-ESTIMATION | NO-ESTIMATION | NO-ESTIMATION | NO-ESTIMATION | CAPACITY-FACTOR-V1
DNK | Denmark | Amager power station |  | WRI1022036 | 330 | 55.6859 | 12.6277 | Coal |  |  |  | 1982.0 | HOFOR A/S | ENTSOE | https://transparency.entsoe.eu/generation/r2/installedCapacityPerProductionUnit/show | GCPT |  |  |  |  | 851.267 | 1125.513 | 948.083 |  |  | JRC-PPDB-OPEN |  |  |  |  | 805.72 | HYDRO-V1 | HYDRO-V1 | HYDRO-V1 | HYDRO-V1 | HYDRO-V1
DNK | Denmark | Studstrupvaerket |  | WRI1022028 | 730 | 56.2521 | 10.3423 | Coal | Biomass |  |  |  | Dong Energy | ENTSOE | https://transparency.entsoe.eu/generation/r2/installedCapacityPerProductionUnit/show | WRI | 1022600 |  |  |  | 1504.479 | 1836.378 | 1438.996 |  |  | JRC-PPDB-OPEN |  |  |  |  | 1782.37 | NO-ESTIMATION | NO-ESTIMATION | NO-ESTIMATION | NO-ESTIMATION | SOLAR-V1
DNK | Denmark | Randers |  | WRI1022042 | 52 | 56.4584 | 10.0475 | Coal | [5 empty] | Dong Energy | http://www.dongenergy.com/en/our-business/bioenergy-thermal-power/where-we-operate | GEODB | 1026516 | [13 empty] | 126.96 | NO-ESTIMATION | NO-ESTIMATION | NO-ESTIMATION | NO-ESTIMATION | CAPACITY-FACTOR-V1
DNK | Denmark | Nordjylland power station |  | WRI1022029 | 716 | 57.0736 | 10.0416 | Coal |  |  |  | 1989.0 | Aalborg Forsyning | GCPT | https://endcoal.org/global-coal-plant-tracker/ | GEODB | 1024249 |  |  |  | 1361.733 | 1832.472 | 1238.729 |  |  | JRC-PPDB-OPEN |  |  |  |  | 1748.18 | NO-ESTIMATION | NO-ESTIMATION | NO-ESTIMATION | NO-ESTIMATION | CAPACITY-FACTOR-V1
DOM | Dominican Republic | Barahona power station |  | WRI1023732 | 45 | 18.2213 | -71.0867 | Coal |  |  |  | 2001.0 | EGE-Haina | GCPT | https://endcoal.org/global-coal-plant-tracker/ | WRI | 1013318 | [14 empty] | NO-ESTIMATION | NO-ESTIMATION | NO-ESTIMATION | NO-ESTIMATION | CAPACITY-FACTOR-V1
DOM | Dominican Republic | Itabo power station |  | WRI1001978 | 260 | 18.4058 | -70.0271 | Coal |  |  |  | 1986.0 | EGE-Itabo | GCPT | https://endcoal.org/global-coal-plant-tracker/ | WRI | 1013321 | [14 empty] | NO-ESTIMATION | NO-ESTIMATION | NO-ESTIMATION | SOLAR-V1 | SOLAR-V1
ESP | Spain | LOS BARRIOS |  | WRI1006636 | 570.05 | 36.1828 | -5.4200 | Coal |  |  |  | 1985.0 | VIESGO GENERACION S.L. | Red ElÃ©ctrica de EspaÃ±a | http://www.ree.es/en/statistical-data-of-spanish-electrical-system/annual-report/preliminary-report-spanish-electricity-system-2015 | GEODB | 1012811 |  |  |  | 3821.551 | 2353.358 | 3141.138 |  |  | JRC-PPDB-OPEN |  |  |  |  | 2600.41 | NO-ESTIMATION | NO-ESTIMATION | NO-ESTIMATION | NO-ESTIMATION | CAPACITY-FACTOR-V1
ESP | Spain | LITORAL DE ALMERIA GR 2 |  | WRI1006625 | 1119.59 | 36.9783 | -1.9054 | Coal |  |  |  | 1997.0 | ENDESA GENERACION S.A. | Red ElÃ©ctrica de EspaÃ±a | http://www.ree.es/en/statistical-data-of-spanish-electrical-system/annual-report/preliminary-report-spanish-electricity-system-2015 | GEODB | 1031229 |  |  |  | 7342.939 | 5068.967 | 6119.552 |  |  | JRC-PPDB-OPEN |  |  |  |  | 5107.26 | NO-ESTIMATION | NO-ESTIMATION | NO-ESTIMATION | NO-ESTIMATION | CAPACITY-FACTOR-V1
ESP | Spain | PUENTE NUEVO GR 3 |  | WRI1007820 | 299.76 | 38.1108 | -4.9354 | Coal |  |  |  | 1980.0 | VIESGO GENERACION S.L. | Red ElÃ©ctrica de EspaÃ±a | http://www.ree.es/en/statistical-data-of-spanish-electrical-system/annual-report/preliminary-report-spanish-electricity-system-2015 | GEODB | 1015893 |  |  |  | 1512.042 | 873.707 | 1292.724 |  |  | JRC-PPDB-OPEN |  |  |  |  | 1367.42 | NO-ESTIMATION | NO-ESTIMATION | NO-ESTIMATION | NO-ESTIMATION | CAPACITY-FACTOR-V1
ESP | Spain | ALCUDIA 1 GRUPO N 1 |  | WRI1006172 | 533.8 | 39.8106 | 3.0913 | Coal | Oil |  |  | 1981.0 | GAS Y ELECTRICIDAD GENERACION S.A.U | Red ElÃ©ctrica de EspaÃ±a | http://www.ree.es/en/statistical-data-of-spanish-electrical-system/annual-report/preliminary-report-spanish-electricity-system-2015 | CARMA | 1017458 | [13 empty] | 2435.05 | NO-ESTIMATION | NO-ESTIMATION | NO-ESTIMATION | NO-ESTIMATION | CAPACITY-FACTOR-V1
ESP | Spain | TERUEL GR 3 |  | WRI1023654 | 1055.77 | 40.9966 | -0.3798 | Coal |  |  |  | 1980.0 | ENDESA GENERACION S.A. | Red ElÃ©ctrica de EspaÃ±a | http://www.ree.es/en/statistical-data-of-spanish-electrical-system/annual-report/preliminary-report-spanish-electricity-system-2015 | WRI | 1015728 |  |  |  | 4427.837 | 3304.268 | 4681.977 |  |  | JRC-PPDB-OPEN |  |  |  |  | 4816.13 | NO-ESTIMATION | NO-ESTIMATION | NO-ESTIMATION | NO-ESTIMATION | CAPACITY-FACTOR-V1
ESP | Spain | ESCATRON GR 5 |  | WRI1006466 | 65 | 41.2961 | -0.3376 | Coal |  |  |  | 1990.0 | VIESGO GENERACION S.L. | Red ElÃ©ctrica de EspaÃ±a | http://www.ree.es/en/statistical-data-of-spanish-electrical-system/annual-report/preliminary-report-spanish-electricity-system-2015 | CARMA | [14 empty] | 296.51 | NO-ESTIMATION | NO-ESTIMATION | NO-ESTIMATION | NO-ESTIMATION | CAPACITY-FACTOR-V1
ESP | Spain | COMPOSTILLA II GR 5 |  | WRI1006393 | 1005.14 | 42.6125 | -6.5647 | Coal |  |  |  | 1984.0 | ENDESA GENERACION S.A. | Red ElÃ©ctrica de EspaÃ±a | http://www.ree.es/en/statistical-data-of-spanish-electrical-system/annual-report/preliminary-report-spanish-electricity-system-2015 | GEODB | 1015708 |  |  |  | 4269.858 |  |  |  |  | JRC-PPDB-OPEN |  |  |  |  | 4585.17 | NO-ESTIMATION | NO-ESTIMATION | NO-ESTIMATION | NO-ESTIMATION | CAPACITY-FACTOR-V1
ESP | Spain | LA ROBLA GRUPO 2 |  | WRI1006593 | 619.06 | 42.7924 | -5.6340 | Coal |  |  |  | 1984.0 | GAS NATURAL FENOSA GENERACION S.L.U. | Red ElÃ©ctrica de EspaÃ±a | http://www.ree.es/en/statistical-data-of-spanish-electrical-system/annual-report/preliminary-report-spanish-electricity-system-2015 | GEODB | 1032447 |  |  |  | 2550.471 | 1468.909 | 1591.627 |  |  | JRC-PPDB-OPEN |  |  |  |  | 2823.98 | HYDRO-V1 | HYDRO-V1 | HYDRO-V1 | HYDRO-V1 | HYDRO-V1
ESP | Spain | CT GUARDO 2 |  | WRI1006407 | 485.85 | 42.8261 | -4.8463 | Coal |  |  |  | 1984.0 | IBERDROLA GENERACION S.A. | Red ElÃ©ctrica de EspaÃ±a | http://www.ree.es/en/statistical-data-of-spanish-electrical-system/annual-report/preliminary-report-spanish-electricity-system-2015 | CARMA |  |  |  |  | 1798.762 | 927.449 | 1103.074 |  |  | JRC-PPDB-OPEN |  |  |  |  | 2216.31 | NO-ESTIMATION | NO-ESTIMATION | NO-ESTIMATION | NO-ESTIMATION | CAPACITY-FACTOR-V1
ESP | Spain | ANLLARES GR 1 |  | WRI1006197 | 346.84 | 42.8385 | -6.5332 | Coal |  |  |  | 1982.0 | GAS NATURAL FENOSA GENERACION S.L.U. | Red ElÃ©ctrica de EspaÃ±a | http://www.ree.es/en/statistical-data-of-spanish-electrical-system/annual-report/preliminary-report-spanish-electricity-system-2015 | GEODB | 1017199 |  |  |  | 704.347 | 1013.257 | 916.633 |  |  | JRC-PPDB-OPEN |  |  |  |  | 1582.19 | NO-ESTIMATION | NO-ESTIMATION | NO-ESTIMATION | NO-ESTIMATION | CAPACITY-FACTOR-V1
ESP | Spain | MEIRAMA GRUPO 1 |  | WRI1006671 | 557.2 | 43.1685 | -8.4111 | Coal |  |  |  | 1980.0 | GAS NATURAL FENOSA GENERACION S.L.U. | Red ElÃ©ctrica de EspaÃ±a | http://www.ree.es/en/statistical-data-of-spanish-electrical-system/annual-report/preliminary-report-spanish-electricity-system-2015 | GEODB | 1032462 |  |  |  | 3131.406 | 2319.937 | 2476.67 |  |  | JRC-PPDB-OPEN |  |  |  |  | 2541.79 | NO-ESTIMATION | NO-ESTIMATION | NO-ESTIMATION | NO-ESTIMATION | CAPACITY-FACTOR-V1
ESP | Spain | NARCEA GRUPO 3 |  | WRI1006702 | 553.64 | 43.2924 | -6.3937 | Coal |  |  |  | 1984.0 | GAS NATURAL FENOSA GENERACION S.L.U. | Red ElÃ©ctrica de EspaÃ±a | http://www.ree.es/en/statistical-data-of-spanish-electrical-system/annual-report/preliminary-report-spanish-electricity-system-2015 | GEODB | 1032469 |  |  |  | 1694.352 | 1285.066 | 1155.655 |  |  | JRC-PPDB-OPEN |  |  |  |  | 2525.55 | NO-ESTIMATION | NO-ESTIMATION | NO-ESTIMATION | NO-ESTIMATION | NO-ESTIMATION
ESP | Spain | CT LADA 4 |  | WRI1006408 | 347.7 | 43.3082 | -5.7001 | Coal |  |  |  | 1981.0 | IBERDROLA GENERACION S.A. | Red ElÃ©ctrica de EspaÃ±a | http://www.ree.es/en/statistical-data-of-spanish-electrical-system/annual-report/preliminary-report-spanish-electricity-system-2015 | WRI |  |  |  |  | 1847.423 | 1146.851 | 1544.49 |  |  | JRC-PPDB-OPEN |  |  |  |  | 1586.11 | NO-ESTIMATION | NO-ESTIMATION | NO-ESTIMATION | NO-ESTIMATION | CAPACITY-FACTOR-V1
ESP | Spain | SOTO RIBERA 3 |  | WRI1007944 | 346.25 | 43.3122 | -5.8739 | Coal |  |  |  | 1984.0 | HIDROELECTRICA DEL CANTABRICO S.A. | Red ElÃ©ctrica de EspaÃ±a | http://www.ree.es/en/statistical-data-of-spanish-electrical-system/annual-report/preliminary-report-spanish-electricity-system-2015 | WRI | 1031230 |  |  |  | 3291.6 |  |  |  |  | JRC-PPDB-OPEN |  |  |  |  | 1579.49 | NO-ESTIMATION | NO-ESTIMATION | NO-ESTIMATION | NO-ESTIMATION | CAPACITY-FACTOR-V1
ESP | Spain | ABONO 2 |  | WRI1006157 | 877.66 | 43.5528 | -5.7231 | Coal |  |  |  | 1985.0 | HIDROELECTRICA DEL CANTABRICO S.A. | Red ElÃ©ctrica de EspaÃ±a | http://www.ree.es/en/statistical-data-of-spanish-electrical-system/annual-report/preliminary-report-spanish-electricity-system-2015 | GEODB | 1018390 |  |  |  | 5929.178 | 4077.005 | 6000.0 |  |  | JRC-PPDB-OPEN |  |  |  |  | 4003.64 | NO-ESTIMATION | NO-ESTIMATION | NO-ESTIMATION | NO-ESTIMATION | CAPACITY-FACTOR-V1
FIN | Finland | Suomenoja power station |  | WRI1075850 | 170 | 60.1483 | 24.7183 | Coal |  |  |  | 1981.0 | Fortum Oyj | GCPT | https://endcoal.org/global-coal-plant-tracker/ | GCPT | [14 empty] | 594.14 | WIND-V1 | WIND-V1 | WIND-V1 | WIND-V1 | WIND-V1
FIN | Finland | Salmisaari B |  | WRI1002525 | 163 | 60.1656 | 24.9048 | Coal | Oil |  |  |  | Helsingin Energia | Finnish Energy Authority | http://www.energiavirasto.fi/en/voimalaitosrekisteri | GEODB | 1018287 |  |  |  | 614.571 | 971.59 | 959.445 |  |  | JRC-PPDB-OPEN |  |  |  |  | 569.67 | HYDRO-V1 | HYDRO-V1 | HYDRO-V1 | HYDRO-V1 | HYDRO-V1
FIN | Finland | Hanasaari B |  | WRI1002325 | 212 | 60.1841 | 24.9711 | Coal | Oil |  |  |  | Helsingin Energia | Finnish Energy Authority | http://www.energiavirasto.fi/en/voimalaitosrekisteri | GEODB | 1018282 |  |  |  |  | 1320.487 | 1452.617 |  |  | JRC-PPDB-OPEN |  |  |  |  | 740.92 | NO-ESTIMATION | NO-ESTIMATION | NO-ESTIMATION | NO-ESTIMATION | CAPACITY-FACTOR-V1
FIN | Finland | Meri-Pori |  | WRI1002454 | 565 | 61.6317 | 21.4068 | Coal | Oil |  |  |  | Fortum Power & Heat Generation | Finnish Energy Authority | http://www.energiavirasto.fi/en/voimalaitosrekisteri | GEODB | 1019394 |  |  |  | 476.105 | 1085.092 | 661.517 |  |  | JRC-PPDB-OPEN |  |  |  |  | 1974.64 | NO-ESTIMATION | NO-ESTIMATION | NO-ESTIMATION | NO-ESTIMATION | CAPACITY-FACTOR-V1
FIN | Finland | Vaskiluoto 2 |  | WRI1002578 | 230 | 63.0914 | 21.5539 | Coal | Oil |  |  |  | Vaskiluodon Voima Oy | Finnish Energy Authority | http://www.energiavirasto.fi/en/voimalaitosrekisteri | GEODB | 1032742 |  |  |  | 940.967 | 1098.879 | 719.578 |  |  | JRC-PPDB-OPEN |  |  |  |  | 803.83 | NO-ESTIMATION | NO-ESTIMATION | NO-ESTIMATION | NO-ESTIMATION | CAPACITY-FACTOR-V1
FRA | France | PROVENCE 5 |  | WRI1002760 | 595 | 43.4672 | 5.4875 | Coal | [5 empty] | RTE Transmission Operator | http://clients.rte-france.com/lang/an/visiteurs/vie/prod/parc_reference.jsp | GEODB | 1012119 |  |  |  |  | 1472.959 | 1215.275 |  |  | JRC-PPDB-OPEN |  |  |  |  | 2716.14 | NO-ESTIMATION | NO-ESTIMATION | NO-ESTIMATION | NO-ESTIMATION | CAPACITY-FACTOR-V1
FRA | France | LUCY 3 |  | WRI1002739 | 245 | 46.6670 | 4.3510 | Coal | [5 empty] | RTE Transmission Operator | http://clients.rte-france.com/lang/an/visiteurs/vie/prod/parc_reference.jsp | GEODB |  |  |  |  | 0.0 |  |  |  |  | JRC-PPDB-OPEN |  |  |  |  | 1118.41 | NO-ESTIMATION | NO-ESTIMATION | NO-ESTIMATION | NO-ESTIMATION | CAPACITY-FACTOR-V1
FRA | France | CORDEMAIS 4 |  | WRI1002713 | 1160 | 47.2756 | -1.8779 | Coal | [5 empty] | RTE Transmission Operator | http://clients.rte-france.com/lang/an/visiteurs/vie/prod/parc_reference.jsp | GEODB | 1014742 |  |  |  | 1804.119 |  | 1986.569 |  |  | JRC-PPDB-OPEN |  |  |  |  | 5295.34 | NO-ESTIMATION | NO-ESTIMATION | NO-ESTIMATION | NO-ESTIMATION | CAPACITY-FACTOR-V1
FRA | France | EMILE HUCHET |  | WRI1002725 | 995 | 49.1510 | 6.6970 | Coal | [5 empty] | RTE Transmission Operator | http://clients.rte-france.com/lang/an/visiteurs/vie/prod/parc_reference.jsp | GEODB | 1012118 | [13 empty] | 4542.12 | HYDRO-V1 | HYDRO-V1 | HYDRO-V1 | HYDRO-V1 | HYDRO-V1
FRA | France | HAVRE 4 |  | WRI1002736 | 580 | 49.4757 | 0.1491 | Coal | [5 empty] | RTE Transmission Operator | http://clients.rte-france.com/lang/an/visiteurs/vie/prod/parc_reference.jsp | GEODB | [5 empty] | 2496.523 | 2073.895 |  |  | JRC-PPDB-OPEN |  |  |  |  | 2647.67 | NO-ESTIMATION | NO-ESTIMATION | NO-ESTIMATION | NO-ESTIMATION | CAPACITY-FACTOR-V1
GBR | United Kingdom | Aberthaw B |  | GBR1000374 | 1586 | 51.3873 | -3.4049 | Coal |  |  |  |  | RWE Npower Plc | Department for Business Energy & Industrial Strategy | https://www.gov.uk/government/collections/digest-of-uk-energy-statistics-dukes | GEODB | 1023577 | [13 empty] | 2409.11 | NO-ESTIMATION | NO-ESTIMATION | NO-ESTIMATION | NO-ESTIMATION | CAPACITY-FACTOR-V1
GBR | United Kingdom | Uskmouth Power |  | GBR2000811 | 230 | 51.5491 | -2.9705 | Coal | [7 empty] | GEO | [14 empty] | 349.36 | NO-ESTIMATION | NO-ESTIMATION | NO-ESTIMATION | NO-ESTIMATION | CAPACITY-FACTOR-V1
GBR | United Kingdom | Ratcliffe |  | GBR1000496 | 2000 | 52.8653 | -1.2550 | Coal |  |  |  |  | Uniper UK Limited | Department for Business Energy & Industrial Strategy | https://www.gov.uk/government/collections/digest-of-uk-energy-statistics-dukes | GEODB | 1025731 | [13 empty] | 3037.98 | NO-ESTIMATION | NO-ESTIMATION | NO-ESTIMATION | NO-ESTIMATION | CAPACITY-FACTOR-V1
GBR | United Kingdom | Cottam |  | GBR1000142 | 2008 | 53.3040 | -0.7815 | Coal |  |  |  |  | EDF Energy | Department for Business Energy & Industrial Strategy | https://www.gov.uk/government/collections/digest-of-uk-energy-statistics-dukes | GEODB | 1025710 | [13 empty] | 3050.13 | HYDRO-V1 | HYDRO-V1 | HYDRO-V1 | HYDRO-V1 | HYDRO-V1
GBR | United Kingdom | West Burton |  | GBR1000143 | 2012 | 53.3604 | -0.8102 | Coal |  |  |  |  | EDF Energy | Department for Business Energy & Industrial Strategy | https://www.gov.uk/government/collections/digest-of-uk-energy-statistics-dukes | GEODB | 1013947 | [13 empty] | 3056.2 | NO-ESTIMATION | NO-ESTIMATION | NO-ESTIMATION | NO-ESTIMATION | CAPACITY-FACTOR-V1
GBR | United Kingdom | Eggborough |  | GBR1000147 | 1960 | 53.7116 | -1.1269 | Coal |  |  |  |  | Eggborough Power Ltd | Department for Business Energy & Industrial Strategy | https://www.gov.uk/government/collections/digest-of-uk-energy-statistics-dukes | GEODB | 1023595 | [13 empty] | 2977.22 | NO-ESTIMATION | NO-ESTIMATION | NO-ESTIMATION | NO-ESTIMATION | CAPACITY-FACTOR-V1
GBR | United Kingdom | Drax |  | GBR0000174 | 1980 | 53.7356 | -0.9911 | Coal | Biomass |  |  |  | Drax Power | UK Renewable Energy Planning Database | https://www.gov.uk/government/collections/renewable-energy-planning-data | UK Renewable Energy Planning Database | 1023594 | [13 empty] | 3007.6 | NO-ESTIMATION | NO-ESTIMATION | NO-ESTIMATION | NO-ESTIMATION | CAPACITY-FACTOR-V1
GBR | United Kingdom | Kilroot |  | GBR1000002 | 520 | 54.7255 | -5.7653 | Coal |  |  |  |  | AES | Department for Business Energy & Industrial Strategy | https://www.gov.uk/government/collections/digest-of-uk-energy-statistics-dukes | GEODB | 1023937 |  |  |  |  | 1000.583 |  |  |  | JRC-PPDB-OPEN |  |  |  |  | 789.87 | NO-ESTIMATION | NO-ESTIMATION | NO-ESTIMATION | NO-ESTIMATION | CAPACITY-FACTOR-V1
GRC | Greece | Megalopoli power station |  | WRI1061093 | 600 | 37.4174 | 22.1079 | Coal |  |  |  | 1979.0 | PPC | GCPT | https://endcoal.org/global-coal-plant-tracker/ | GCPT | 1026339 |  |  |  | 2591.981 | 2348.239 | 2903.954 |  |  | JRC-PPDB-OPEN |  |  |  |  | 2196.23 | NO-ESTIMATION | NO-ESTIMATION | NO-ESTIMATION | NO-ESTIMATION | CAPACITY-FACTOR-V1
GRC | Greece | Agios Dimitrios power station |  | WRI1061091 | 1595 | 40.3941 | 21.9256 | Coal |  |  |  | 1988.0 | PPC | GCPT | https://endcoal.org/global-coal-plant-tracker/ | WRI | 1026295 |  |  |  | 7309.583 | 5933.814 | 6080.373 |  |  | JRC-PPDB-OPEN |  |  |  |  | 5838.32 | HYDRO-V1 | HYDRO-V1 | HYDRO-V1 | HYDRO-V1 | HYDRO-V1
GRC | Greece | Kardia power station |  | WRI1061092 | 1250 | 40.4102 | 21.7856 | Coal |  |  |  | 1978.0 | PPC | GCPT | https://endcoal.org/global-coal-plant-tracker/ | WRI | 1026322 |  |  |  | 5647.751 | 3531.012 | 3988.682 |  |  | JRC-PPDB-OPEN |  |  |  |  | 4575.49 | HYDRO-V1 | HYDRO-V1 | HYDRO-V1 | HYDRO-V1 | HYDRO-V1
GRC | Greece | Ptolemais |  | WRI1061094 | 620 | 40.4809 | 21.7274 | Coal | [5 empty] | Geological Society of Greece | http://users.auth.gr/~ageorgak/PE18_76.pdf | WRI | 1026355 |  |  |  | 0.0 |  |  |  |  | JRC-PPDB-OPEN |  |  |  |  | 2269.44 | NO-ESTIMATION | NO-ESTIMATION | NO-ESTIMATION | NO-ESTIMATION | CAPACITY-FACTOR-V1
GRC | Greece | Amyntaio power station |  | WRI1061095 | 600 | 40.6192 | 21.6832 | Coal |  |  |  | 1987.0 | PPC | GCPT | https://endcoal.org/global-coal-plant-tracker/ | WRI | 1026302 |  |  |  | 2443.804 | 1698.661 | 1795.789 |  |  | JRC-PPDB-OPEN |  |  |  |  | 2196.23 | HYDRO-V1 | HYDRO-V1 | HYDRO-V1 | HYDRO-V1 | HYDRO-V1
GRC | Greece | Florina power station |  | WRI1061096 | 330 | 40.8122 | 21.6027 | Coal |  |  |  | 2003.0 | PPC | GCPT | https://endcoal.org/global-coal-plant-tracker/ | GCPT | 1026316 |  |  |  | 1347.605 | 1260.051 | 1803.314 |  |  | JRC-PPDB-OPEN |  |  |  |  | 1207.92 | NO-ESTIMATION | NO-ESTIMATION | NO-ESTIMATION | NO-ESTIMATION | CAPACITY-FACTOR-V1
GTM | Guatemala | Jaguar Energy power station |  | WRI1061416 | 300 | 14.1107 | -90.7227 | Coal |  |  |  | 2016.0 | Jaguar Energy Guatemala | GCPT | https://endcoal.org/global-coal-plant-tracker/ | GCPT | 1073575 | [14 empty] | NO-ESTIMATION | NO-ESTIMATION | NO-ESTIMATION | NO-ESTIMATION | CAPACITY-FACTOR-V1
GTM | Guatemala | San Jose |  | WRI1061419 | 139 | 14.1600 | -90.7870 | Coal |  |  |  | 2000.0 |  | Guatemala Energy Data Visualization Center at Universidad Rafael Landivar | http://incyt.org/indicadores/#1495159742418-0490dafa-25d5 | Guatemala Energy Data Visualization Center at Universidad Rafael Landivar | 1031149 |  |  |  |  | 1044.7 |  |  |  | Guatemala Energy Data Visualization Center at Universidad Rafael Landivar | [5 empty] | NO-ESTIMATION | SOLAR-V1 | SOLAR-V1 | SOLAR-V1 | SOLAR-V1
GTM | Guatemala | Costa Sur |  | WRI1061415 | 30.2 | 14.1700 | -90.6720 | Coal |  |  |  | 2013.0 |  | Guatemala Energy Data Visualization Center at Universidad Rafael Landivar | http://incyt.org/indicadores/#1495159742418-0490dafa-25d5 | Guatemala Energy Data Visualization Center at Universidad Rafael Landivar | [5 empty] | 216.9 |  |  |  | Guatemala Energy Data Visualization Center at Universidad Rafael Landivar | [5 empty] | WIND-V1 | WIND-V1 | WIND-V1 | WIND-V1 | WIND-V1
GTM | Guatemala | Las Palmas II |  | WRI1061418 | 83 | 14.2600 | -90.8000 | Coal |  |  |  | 2012.0 |  | Guatemala Energy Data Visualization Center at Universidad Rafael Landivar | http://incyt.org/indicadores/#1495159742418-0490dafa-25d5 | Guatemala Energy Data Visualization Center at Universidad Rafael Landivar | 1037897 |  |  |  |  | 232.9 |  |  |  | Guatemala Energy Data Visualization Center at Universidad Rafael Landivar | [5 empty] | HYDRO-V1 | HYDRO-V1 | HYDRO-V1 | HYDRO-V1 | HYDRO-V1
GTM | Guatemala | La Libertad |  | WRI1061417 | 20 | 14.5000 | -90.5810 | Coal |  |  |  | 2008.0 |  | Guatemala Energy Data Visualization Center at Universidad Rafael Landivar | http://incyt.org/indicadores/#1495159742418-0490dafa-25d5 | Guatemala Energy Data Visualization Center at Universidad Rafael Landivar | 1084567 |  |  |  |  | 90.9 |  |  |  | Guatemala Energy Data Visualization Center at Universidad Rafael Landivar | [5 empty] | NO-ESTIMATION | NO-ESTIMATION | SOLAR-V1 | SOLAR-V1 | SOLAR-V1
HRV | Croatia | Plomin Thermal Power Plant Croatia |  | GEODB0044820 | 330 | 45.1370 | 14.1640 | Coal | [5 empty] | GEODB | http://globalenergyobservatory.org | GEODB | 1018874 | 2017 | [12 empty] | 1346.59 | HYDRO-V1 | HYDRO-V1 | HYDRO-V1 | HYDRO-V1 | HYDRO-V1
HUN | Hungary | Bakony power station |  | WRI1075836 | 60 | 47.0956 | 17.5584 | Coal |  |  |  | 1957.0 | Bakony | GCPT | https://endcoal.org/global-coal-plant-tracker/ | GCPT | [14 empty] | 258.27 | NO-ESTIMATION | NO-ESTIMATION | NO-ESTIMATION | NO-ESTIMATION | CAPACITY-FACTOR-V1
HUN | Hungary | OroszlÃ¡ny power station |  | WRI1020252 | 250 | 47.5017 | 18.2701 | Coal |  |  |  | 1962.0 | MVM Vertesi Eromu Zrt | GCPT | https://endcoal.org/global-coal-plant-tracker/ | GEODB | [14 empty] | 1076.16 | NO-ESTIMATION | NO-ESTIMATION | NO-ESTIMATION | NO-ESTIMATION | CAPACITY-FACTOR-V1
HUN | Hungary | Matra power station |  | WRI1020248 | 884 | 47.7886 | 20.0660 | Coal |  |  |  | 1983.0 | Kraftwerk MÃ¡tra gAG | GCPT | https://endcoal.org/global-coal-plant-tracker/ | WRI | [14 empty] | 3805.31 | NO-ESTIMATION | NO-ESTIMATION | NO-ESTIMATION | NO-ESTIMATION | CAPACITY-FACTOR-V1
IDN | Indonesia | PLTU Embalut - Tanjung Batu |  | WRI1000925 | 50 | -0.5000 | 117.1500 | Coal |  |  |  |  | PT. Cahaya Fajar Kaltim | Indonesia Power Generation | https://repit.wordpress.com/ | CARMA | 1058260 | [13 empty] | 272.09 | WIND-V1 | WIND-V1 | WIND-V1 | WIND-V1 | WIND-V1
IDN | Indonesia | PLTU Ombilin - Sijantang - Sawahlunto |  | WRI1000960 | 200 | -0.6094 | 100.7535 | Coal |  |  |  |  | PLN-South Sumatera Generation Unit | Indonesia Power Generation | https://repit.wordpress.com/ | GEODB | 1026107 | [13 empty] | 1088.39 | WIND-V1 | WIND-V1 | WIND-V1 | WIND-V1 | WIND-V1
IDN | Indonesia | PLTU - Palu - Mpanau - Tawaeli |  | WRI1000906 | 30 | -0.8917 | 119.8707 | Coal |  |  |  |  | PT. Pusaka Jaya Palu Power | Indonesia Power Generation | https://repit.wordpress.com/ | CARMA | [14 empty] | 163.25 | NO-ESTIMATION | NO-ESTIMATION | NO-ESTIMATION | NO-ESTIMATION | CAPACITY-FACTOR-V1
IDN | Indonesia | PLTU Sumbar - Teluk sirih Unit 1 |  | WRI1000980 | 112 | -1.0772 | 100.3727 | Coal |  |  |  |  | PLN (EPC: CNTIC (China National Tecnical Import Corporation)) | Indonesia Power Generation | https://repit.wordpress.com/ | WRI | 1066878 | [13 empty] | 609.5 | NO-ESTIMATION | NO-ESTIMATION | NO-ESTIMATION | NO-ESTIMATION | SOLAR-V1
IDN | Indonesia | Kaltim Teluk Balikpapan power station |  | WRI1075806 | 220 | -1.1704 | 116.7887 | Coal |  |  |  | 2015.0 | PLN | GCPT | https://endcoal.org/global-coal-plant-tracker/ | GCPT | [14 empty] | 1197.23 | NO-ESTIMATION | NO-ESTIMATION | NO-ESTIMATION | NO-ESTIMATION | CAPACITY-FACTOR-V1
IDN | Indonesia | Ketapang Smelter power station |  | WRI1075808 | 80 | -2.3662 | 110.1573 | Coal |  |  |  | 2016.0 | PT Well Harvest Winning Alumina Refinery | GCPT | https://endcoal.org/global-coal-plant-tracker/ | GCPT | [14 empty] | 435.35 | NO-ESTIMATION | NO-ESTIMATION | NO-ESTIMATION | NO-ESTIMATION | CAPACITY-FACTOR-V1
IDN | Indonesia | PLTU Bilibili |  | WRI1000918 | 2 | -2.5213 | 121.3570 | Coal |  |  |  |  | PLN-South&South East Sulawesi Regional Unit | Indonesia Power Generation | https://repit.wordpress.com/ | CARMA | [14 empty] | 10.88 | SOLAR-V1 | SOLAR-V1 | SOLAR-V1 | SOLAR-V1 | SOLAR-V1
IDN | Indonesia | PLTU Hendratna |  | WRI1000932 | 5 | -2.5213 | 121.3570 | Coal |  |  |  |  | PT. Hendratna Plywood | Indonesia Power Generation | https://repit.wordpress.com/ | CARMA | [14 empty] | 27.2 | NO-ESTIMATION | NO-ESTIMATION | NO-ESTIMATION | NO-ESTIMATION | SOLAR-V1
IDN | Indonesia | PLTU Kaur |  | WRI1000943 | 200 | -2.5213 | 121.3570 | Coal |  |  |  |  | PLN | Indonesia Power Generation | https://repit.wordpress.com/ | CARMA | [14 empty] | 1088.39 | NO-ESTIMATION | NO-ESTIMATION | NO-ESTIMATION | NO-ESTIMATION | NO-ESTIMATION
IDN | Indonesia | PLTU Keramasan |  | WRI1000945 | 25 | -2.5213 | 121.3570 | Coal |  |  |  |  | PLN-South Sumatera Generation Unit | Indonesia Power Generation | https://repit.wordpress.com/ | CARMA | 1026111 | [13 empty] | 136.04 | NO-ESTIMATION | NO-ESTIMATION | NO-ESTIMATION | SOLAR-V1 | SOLAR-V1
IDN | Indonesia | PLTU Kupang |  | WRI1000947 | 30 | -2.5213 | 121.3570 | Coal |  |  |  |  | PT. Indonesia Power & electrindo Perkasa Utama | Indonesia Power Generation | https://repit.wordpress.com/ | CARMA | 1026086 | [13 empty] | 163.25 | HYDRO-V1 | HYDRO-V1 | HYDRO-V1 | HYDRO-V1 | HYDRO-V1
IDN | Indonesia | PLTU Lati |  | WRI1000949 | 14 | -2.5213 | 121.3570 | Coal |  |  |  |  | PLN - East Kalimantan Regional Unit | Indonesia Power Generation | https://repit.wordpress.com/ | CARMA | 1088444 | [13 empty] | 76.18 | HYDRO-V1 | HYDRO-V1 | HYDRO-V1 | HYDRO-V1 | HYDRO-V1
IDN | Indonesia | PLTU Listrindo |  | WRI1000950 | 2.5 | -2.5213 | 121.3570 | Coal |  |  |  |  | PT. Listrindo (IPP) | Indonesia Power Generation | https://repit.wordpress.com/ | CARMA | [14 empty] | 13.6 | WIND-V1 | WIND-V1 | WIND-V1 | WIND-V1 | WIND-V1
IDN | Indonesia | PLTU Pakerin |  | WRI1000965 | 34 | -2.5213 | 121.3570 | Coal |  |  |  |  | PT. Pakerin (pulp industry) | Indonesia Power Generation | https://repit.wordpress.com/ | CARMA | [14 empty] | 185.02 | NO-ESTIMATION | NO-ESTIMATION | NO-ESTIMATION | NO-ESTIMATION | CAPACITY-FACTOR-V1
IDN | Indonesia | PLTU Rancong |  | WRI1000974 | 30 | -2.5213 | 121.3570 | Coal |  |  |  |  | PT. Jorindo Aceh Power | Indonesia Power Generation | https://repit.wordpress.com/ | CARMA | [14 empty] | 163.25 | NO-ESTIMATION | NO-ESTIMATION | NO-ESTIMATION | NO-ESTIMATION | CAPACITY-FACTOR-V1
IDN | Indonesia | PLTU Sanggau |  | WRI1000975 | 14 | -2.5213 | 121.3570 | Coal |  |  |  |  | PLN | Indonesia Power Generation | https://repit.wordpress.com/ | CARMA | 1102412 | [13 empty] | 76.18 | HYDRO-V1 | HYDRO-V1 | HYDRO-V1 | HYDRO-V1 | HYDRO-V1
IDN | Indonesia | PLTU Suparma |  | WRI1000981 | 27 | -2.5213 | 121.3570 | Coal |  |  |  |  | PT. Suparma (pulp industry) | Indonesia Power Generation | https://repit.wordpress.com/ | CARMA | [14 empty] | 146.93 | NO-ESTIMATION | NO-ESTIMATION | NO-ESTIMATION | NO-ESTIMATION | CAPACITY-FACTOR-V1
IDN | Indonesia | PLTU Tabalong |  | WRI1000983 | 60 | -2.5213 | 121.3570 | Coal |  |  |  |  | PT. Makmur Sejahtera Wisesa (owned by PT. Adaro) | Indonesia Power Generation | https://repit.wordpress.com/ | CARMA | [14 empty] | 326.51 | NO-ESTIMATION | NO-ESTIMATION | NO-ESTIMATION | NO-ESTIMATION | CAPACITY-FACTOR-V1
IDN | Indonesia | PLTU Tanjung Alam Perkasa |  | WRI1000985 | 7.5 | -2.5213 | 121.3570 | Coal |  |  |  |  | PT. Tanjung Alam Perkasa | Indonesia Power Generation | https://repit.wordpress.com/ | CARMA | [14 empty] | 40.81 | NO-ESTIMATION | NO-ESTIMATION | NO-ESTIMATION | NO-ESTIMATION | CAPACITY-FACTOR-V1
IDN | Indonesia | PLTU Pangkalan Bun |  | WRI1000966 | 14 | -2.6833 | 111.6167 | Coal |  |  |  |  | PT. Energi Listrik Indonesia (subsidiary of PT. Eksploitasi Energi Indonesia) | Indonesia Power Generation | https://repit.wordpress.com/ | CARMA | 1026115 | [13 empty] | 76.18 | NO-ESTIMATION | NO-ESTIMATION | NO-ESTIMATION | WIND-V1 | WIND-V1
IDN | Indonesia | Kalteng-1 Pulang Pisau power station |  | WRI1075805 | 120 | -2.8226 | 114.2088 | Coal |  |  |  | 2015.0 | PT PLN Persero | GCPT | https://endcoal.org/global-coal-plant-tracker/ | GCPT | [14 empty] | 653.03 | NO-ESTIMATION | NO-ESTIMATION | NO-ESTIMATION | WIND-V1 | WIND-V1
IDN | Indonesia | Sulawesi Mining power station |  | WRI1075816 | 280 | -2.8274 | 122.1553 | Coal |  |  |  | 2016.0 | Sulawesi Mining Investment | GCPT | https://endcoal.org/global-coal-plant-tracker/ | GCPT | [14 empty] | 1523.75 | NO-ESTIMATION | NO-ESTIMATION | NO-ESTIMATION | NO-ESTIMATION | CAPACITY-FACTOR-V1
IDN | Indonesia | PLTU Simpang Belimbing |  | WRI1000978 | 227 | -3.4000 | 104.1158 | Coal |  |  |  |  | PT. Guo Hua Energy Musi Makmur | Indonesia Power Generation | https://repit.wordpress.com/ | WRI | 1075907 | [13 empty] | 1235.32 | NO-ESTIMATION | NO-ESTIMATION | NO-ESTIMATION | NO-ESTIMATION | CAPACITY-FACTOR-V1
IDN | Indonesia | PLTU Banjarsari/Merapi Timur-Lahat |  | WRI1000913 | 220 | -3.7241 | 103.6894 | Coal |  |  |  |  | PT. Bukit Pembangkit Inovatif (PT BA 59.75% PT PJB 29.15% dan PT Navigate Innovative Indonesia (PT NII) 11.1%) | Indonesia Power Generation | https://repit.wordpress.com/ | WRI | 1057264 | [13 empty] | 1197.23 | NO-ESTIMATION | NO-ESTIMATION | NO-ESTIMATION | NO-ESTIMATION | CAPACITY-FACTOR-V1
IDN | Indonesia | PLTU Bukit Asam |  | WRI1000919 | 30 | -3.7316 | 103.7975 | Coal |  |  |  |  | PT BA for own use | Indonesia Power Generation | https://repit.wordpress.com/ | GEODB | 1026052 | [13 empty] | 163.25 | HYDRO-V1 | HYDRO-V1 | HYDRO-V1 | HYDRO-V1 | HYDRO-V1
IDN | Indonesia | PLTU Tanjung Enim -Bukit Asam |  | WRI1000988 | 260 | -3.7316 | 103.7975 | Coal |  |  |  |  | PLN-South Sumatera Generation Unit | Indonesia Power Generation | https://repit.wordpress.com/ | GEODB | 1076783 | [13 empty] | 1414.91 | NO-ESTIMATION | NO-ESTIMATION | NO-ESTIMATION | NO-ESTIMATION | CAPACITY-FACTOR-V1
IDN | Indonesia | Keban Agung power station |  | WRI1075807 | 270 | -3.7515 | 103.6481 | Coal |  |  |  | 2015.0 | PT Primanaya Energi | GCPT | https://endcoal.org/global-coal-plant-tracker/ | GCPT | [14 empty] | 1469.33 | NO-ESTIMATION | NO-ESTIMATION | SOLAR-V1 | SOLAR-V1 | SOLAR-V1
IDN | Indonesia | PLTU Asam-asam 1 & 2 |  | WRI1000910 | 260 | -3.9253 | 115.1043 | Coal |  |  |  |  | PLN - South Kalimantan Regional Unit | Indonesia Power Generation | https://repit.wordpress.com/ | WRI | [14 empty] | 1414.91 | NO-ESTIMATION | NO-ESTIMATION | SOLAR-V1 | SOLAR-V1 | SOLAR-V1
IDN | Indonesia | PLTU Sulawesi Selatan - Barru/FTP1 |  | WRI1000979 | 100 | -4.2931 | 119.6326 | Coal |  |  |  |  | PLN-South&South East Sulawesi Regional Unit | Indonesia Power Generation | https://repit.wordpress.com/ | WRI | [14 empty] | 544.19 | NO-ESTIMATION | NO-ESTIMATION | NO-ESTIMATION | NO-ESTIMATION | CAPACITY-FACTOR-V1
IDN | Indonesia | PLTU Tonasa II (Boiler Turbine Generator) |  | WRI1000999 | 70 | -4.7846 | 119.6163 | Coal |  |  |  |  | PT. Semen Gresik Tbk/PT. Semen Indonesia | Indonesia Power Generation | https://repit.wordpress.com/ | WRI | [14 empty] | 380.93 | NO-ESTIMATION | NO-ESTIMATION | NO-ESTIMATION | NO-ESTIMATION | CAPACITY-FACTOR-V1
IDN | Indonesia | Amamapare Port power station |  | WRI1075798 | 195 | -4.8278 | 136.8391 | Coal |  |  |  | 1998.0 | PT Puncakjaya Power | GCPT | https://endcoal.org/global-coal-plant-tracker/ | GCPT | [14 empty] | 1061.18 | HYDRO-V1 | HYDRO-V1 | HYDRO-V1 | HYDRO-V1 | HYDRO-V1
IDN | Indonesia | PLTU Tello |  | WRI1000997 | 25 | -5.1400 | 119.4221 | Coal |  |  |  |  | PLN-South&South East Sulawesi Regional Unit | Indonesia Power Generation | https://repit.wordpress.com/ | CARMA | [14 empty] | 136.04 | NO-ESTIMATION | NO-ESTIMATION | SOLAR-V1 | SOLAR-V1 | SOLAR-V1
IDN | Indonesia | PLTU Tarahan # 1 2 |  | WRI1000994 | 200 | -5.5180 | 105.3500 | Coal |  |  |  |  | Indonesia Power | Indonesia Power Generation | https://repit.wordpress.com/ | WRI | 1026163 | [13 empty] | 1088.39 | NO-ESTIMATION | NO-ESTIMATION | NO-ESTIMATION | NO-ESTIMATION | CAPACITY-FACTOR-V1
IDN | Indonesia | PLTU Tarahan 3 & 4 - Sebalang |  | WRI1000995 | 200 | -5.5180 | 105.3500 | Coal |  |  |  |  | PLN | Indonesia Power Generation | https://repit.wordpress.com/ | WRI | [14 empty] | 1088.39 | NO-ESTIMATION | NO-ESTIMATION | NO-ESTIMATION | NO-ESTIMATION | CAPACITY-FACTOR-V1
IDN | Indonesia | Lampung Sebalang power station |  | WRI1075809 | 200 | -5.5859 | 105.3872 | Coal |  |  |  | 2015.0 | PT PLN Persero | GCPT | https://endcoal.org/global-coal-plant-tracker/ | GCPT | [14 empty] | 1088.39 | NO-ESTIMATION | NO-ESTIMATION | NO-ESTIMATION | NO-ESTIMATION | CAPACITY-FACTOR-V1
IDN | Indonesia | PLTU -Jeneponto I & II |  | WRI1000907 | 250 | -5.6184 | 119.5506 | Coal |  |  |  |  | PT Bosowa Energy | Indonesia Power Generation | https://repit.wordpress.com/ | WRI | [14 empty] | 1360.49 | NO-ESTIMATION | NO-ESTIMATION | NO-ESTIMATION | NO-ESTIMATION | CAPACITY-FACTOR-V1
IDN | Indonesia | Banten Serang power station |  | WRI1075800 | 660 | -5.8830 | 106.0459 | Coal |  |  |  | 2017.0 | PT Lestari Baten Energi (LBE) | GCPT | https://endcoal.org/global-coal-plant-tracker/ | GCPT | [14 empty] | 3591.7 | NO-ESTIMATION | WIND-V1 | WIND-V1 | WIND-V1 | WIND-V1
IDN | Indonesia | Merak power station |  | WRI1075811 | 120 | -5.8840 | 106.0642 | Coal |  |  |  | 2014.0 | PT Merak Energi | GCPT | https://endcoal.org/global-coal-plant-tracker/ | GCPT | [14 empty] | 653.03 | NO-ESTIMATION | NO-ESTIMATION | NO-ESTIMATION | NO-ESTIMATION | WIND-V1
IDN | Indonesia | PLTU Suralaya |  | WRI1000982 | 3400 | -5.8920 | 106.0300 | Coal |  |  |  |  | PLN -.PT Indonesia Power | Indonesia Power Generation | https://repit.wordpress.com/ | GEODB | 1026152 | [13 empty] | 18502.72 | NO-ESTIMATION | NO-ESTIMATION | NO-ESTIMATION | NO-ESTIMATION | CAPACITY-FACTOR-V1
IDN | Indonesia | PLTU Banten 1 - Suralaya unit 8 |  | WRI1000914 | 625 | -6.0585 | 106.4646 | Coal |  |  |  |  | PLN -.PT Indonesia Power - 2010 | Indonesia Power Generation | https://repit.wordpress.com/ | GEODB | 1026152 | [13 empty] | 3401.23 | NO-ESTIMATION | NO-ESTIMATION | NO-ESTIMATION | NO-ESTIMATION | CAPACITY-FACTOR-V1
IDN | Indonesia | PLTU Banten 3 - Teluk Naga/Lontar |  | WRI1000916 | 945 | -6.0585 | 106.4646 | Coal |  |  |  |  | PLN + Dongfang Electrik Corp PT Dalle Energy | Indonesia Power Generation | https://repit.wordpress.com/ | GEODB | [14 empty] | 5142.66 | HYDRO-V1 | HYDRO-V1 | HYDRO-V1 | HYDRO-V1 | HYDRO-V1
IDN | Indonesia | PLTU Muara Karang |  | WRI1000954 | 400 | -6.1069 | 106.7882 | Coal |  |  |  |  | PLN - Java Bali Generation Unit / PT. PJB | Indonesia Power Generation | https://repit.wordpress.com/ | WRI | 1026102 | [13 empty] | 2176.79 | HYDRO-V1 | HYDRO-V1 | HYDRO-V1 | HYDRO-V1 | HYDRO-V1
IDN | Indonesia | PLTU Priok 3 & 4 |  | WRI1000972 | 100 | -6.1071 | 106.8716 | Coal |  |  |  |  | PT. Indonesia Power | Indonesia Power Generation | https://repit.wordpress.com/ | WRI | [14 empty] | 544.19 | NO-ESTIMATION | NO-ESTIMATION | NO-ESTIMATION | NO-ESTIMATION | CAPACITY-FACTOR-V1
IDN | Indonesia | Cikarang Babelan power station |  | WRI1075803 | 280 | -6.1161 | 107.0520 | Coal |  |  |  | 2017.0 | PT Cikarang Listrindo | GCPT | https://endcoal.org/global-coal-plant-tracker/ | GCPT | [14 empty] | 1523.75 | NO-ESTIMATION | NO-ESTIMATION | NO-ESTIMATION | NO-ESTIMATION | CAPACITY-FACTOR-V1
IDN | Indonesia | PLTU Jawa Barat - Indramayu |  | WRI1000939 | 990 | -6.2747 | 107.9704 | Coal |  |  |  |  | PLN + China National Electric Engineering Co. Ltd. (CNEEC) | Indonesia Power Generation | https://repit.wordpress.com/ | GEODB | 1071378 | [13 empty] | 5387.55 | NO-ESTIMATION | NO-ESTIMATION | NO-ESTIMATION | NO-ESTIMATION | CAPACITY-FACTOR-V1
IDN | Indonesia | PLTU Banten 2 - Labuhan |  | WRI1000915 | 600 | -6.3919 | 105.8288 | Coal |  |  |  |  | PLN / 2010 | Indonesia Power Generation | https://repit.wordpress.com/ | WRI | [14 empty] | 3265.18 | HYDRO-V1 | HYDRO-V1 | HYDRO-V1 | HYDRO-V1 | HYDRO-V1
IDN | Indonesia | PLTU Tanjung Jati B |  | WRI1000990 | 1320 | -6.4460 | 110.7423 | Coal |  |  |  |  | PT. Central Java Power | Indonesia Power Generation | https://repit.wordpress.com/ | GEODB | 1052927 | [13 empty] | 7183.4 | NO-ESTIMATION | NO-ESTIMATION | NO-ESTIMATION | NO-ESTIMATION | CAPACITY-FACTOR-V1
IDN | Indonesia | PLTU Tanjung Jati B - expansion |  | WRI1000991 | 1324 | -6.4460 | 110.7423 | Coal |  |  |  |  | PT. Central Java Power (EPC : Korea Midland Power Co) | Indonesia Power Generation | https://repit.wordpress.com/ | GEODB | 1052927 | [13 empty] | 7205.17 | NO-ESTIMATION | NO-ESTIMATION | NO-ESTIMATION | NO-ESTIMATION | CAPACITY-FACTOR-V1
IDN | Indonesia | Purwakarta Indorama Power Station |  | WRI1075815 | 60 | -6.5539 | 107.4137 | Coal |  |  |  | 2006.0 | PT Indorama Synthetics Tbk | GCPT | https://endcoal.org/global-coal-plant-tracker/ | GCPT | [14 empty] | 326.51 | WIND-V1 | WIND-V1 | WIND-V1 | WIND-V1 | WIND-V1
IDN | Indonesia | PLTU Jawa Tengah 1 - Rembang |  | WRI1000940 | 630 | -6.6360 | 111.4749 | Coal |  |  |  |  | PLN(EPC : Zeland-Priamanaya-Tronoh) | Indonesia Power Generation | https://repit.wordpress.com/ | GEODB | 1065762 | [13 empty] | 3428.44 | WIND-V1 | WIND-V1 | WIND-V1 | WIND-V1 | WIND-V1
IDN | Indonesia | PLTU Cirebon |  | WRI1000921 | 660 | -6.7704 | 108.6151 | Coal |  |  |  |  | PT. Cirebon Electric Power | Indonesia Power Generation | https://repit.wordpress.com/ | GEODB | 1066870 | [13 empty] | 3591.7 | NO-ESTIMATION | NO-ESTIMATION | NO-ESTIMATION | NO-ESTIMATION | CAPACITY-FACTOR-V1
IDN | Indonesia | Tanjung Awar-Awar power station |  | WRI1075817 | 700 | -6.8105 | 111.9955 | Coal |  |  |  | 2012.0 | PT PLN Persero | GCPT | https://endcoal.org/global-coal-plant-tracker/ | GCPT | [14 empty] | 3809.38 | NO-ESTIMATION | NO-ESTIMATION | NO-ESTIMATION | NO-ESTIMATION | SOLAR-V1
IDN | Indonesia | PLTU Tambak Lorok |  | WRI1000984 | 300 | -6.9507 | 110.4304 | Coal |  |  |  |  | PLN - PT. Indonesia Power | Indonesia Power Generation | https://repit.wordpress.com/ | GEODB | 1026156 | [13 empty] | 1632.59 | NO-ESTIMATION | NO-ESTIMATION | NO-ESTIMATION | NO-ESTIMATION | SOLAR-V1
IDN | Indonesia | PLTU Jabar Selatan - Pelabuhan Ratu |  | WRI1000938 | 1050 | -7.0242 | 106.5464 | Coal |  |  |  |  | PLN | Indonesia Power Generation | https://repit.wordpress.com/ | GEODB | 1066867 | [13 empty] | 5714.07 | HYDRO-V1 | HYDRO-V1 | HYDRO-V1 | HYDRO-V1 | HYDRO-V1
IDN | Indonesia | PLTU Gresik |  | WRI1000929 | 600 | -7.1633 | 112.6615 | Coal |  |  |  |  | PLN - Java Bali Generation Unit / PT. PJB | Indonesia Power Generation | https://repit.wordpress.com/ | WRI | 1026070 | [13 empty] | 3265.18 | NO-ESTIMATION | NO-ESTIMATION | NO-ESTIMATION | NO-ESTIMATION | CAPACITY-FACTOR-V1
IDN | Indonesia | PLTU Perak |  | WRI1000970 | 100 | -7.2492 | 112.7508 | Coal |  |  |  |  | PLN - PT. Indonesia Power | Indonesia Power Generation | https://repit.wordpress.com/ | CARMA | [14 empty] | 544.19 | NO-ESTIMATION | NO-ESTIMATION | NO-ESTIMATION | NO-ESTIMATION | CAPACITY-FACTOR-V1
IDN | Indonesia | Cilacap Sumber power station |  | WRI1075804 | 1260 | -7.6832 | 109.0964 | Coal |  |  |  | 2011.0 | Sumber Segara Primadaya | GCPT | https://endcoal.org/global-coal-plant-tracker/ | GCPT | [14 empty] | 6856.89 | NO-ESTIMATION | NO-ESTIMATION | NO-ESTIMATION | NO-ESTIMATION | CAPACITY-FACTOR-V1
IDN | Indonesia | PLTU Paiton I Unit 7 & 8 |  | WRI1000941 | 5355 | -7.7184 | 113.5827 | Coal |  |  |  |  | PT. Paiton Energy Corp | Indonesia Power Generation | https://repit.wordpress.com/ | WRI | 1026016 | [13 empty] | 29141.78 | NO-ESTIMATION | NO-ESTIMATION | NO-ESTIMATION | NO-ESTIMATION | CAPACITY-FACTOR-V1
IDN | Indonesia | PLTU Cilacap 1 & 2 |  | WRI1000920 | 600 | -7.7513 | 109.0186 | Coal |  |  |  |  | PT. Sumber Segara Primadaya | Indonesia Power Generation | https://repit.wordpress.com/ | GEODB | 1050225 | [13 empty] | 3265.18 | NO-ESTIMATION | NO-ESTIMATION | NO-ESTIMATION | NO-ESTIMATION | CAPACITY-FACTOR-V1
IDN | Indonesia | Celukan Bawang power station |  | WRI1075802 | 381 | -8.1963 | 114.8516 | Coal |  |  |  | 2015.0 | PT General Energy Bali | GCPT | https://endcoal.org/global-coal-plant-tracker/ | GCPT | [14 empty] | 2073.39 | NO-ESTIMATION | NO-ESTIMATION | NO-ESTIMATION | NO-ESTIMATION | CAPACITY-FACTOR-V1
IDN | Indonesia | Pacitan power station |  | WRI1075812 | 630 | -8.2578 | 111.3736 | Coal |  |  |  | 2011.0 | PT PLN Persero | GCPT | https://endcoal.org/global-coal-plant-tracker/ | GCPT | [14 empty] | 3428.44 | WIND-V1 | WIND-V1 | WIND-V1 | WIND-V1 | WIND-V1
IDN | Indonesia | Batu Hijau power station |  | WRI1075801 | 124 | -8.9012 | 116.7382 | Coal |  |  |  | 1999.0 | Pt Newmont Nusa Tenggara | GCPT | https://endcoal.org/global-coal-plant-tracker/ | GCPT | [14 empty] | 674.8 | NO-ESTIMATION | NO-ESTIMATION | SOLAR-V1 | SOLAR-V1 | SOLAR-V1
IDN | Indonesia | Pekanbaru Tenayan power station |  | WRI1075813 | 220 | 0.5644 | 101.5234 | Coal |  |  |  | 2016.0 | PT PLN Persero | GCPT | https://endcoal.org/global-coal-plant-tracker/ | GCPT | [14 empty] | 1197.23 | NO-ESTIMATION | NO-ESTIMATION | NO-ESTIMATION | SOLAR-V1 | SOLAR-V1
IDN | Indonesia | Perawang Mill power station |  | WRI1075814 | 755 | 0.6893 | 101.6191 | Coal |  |  |  | 2009.0 | PT Indah Kiat Pulp & Paper | GCPT | https://endcoal.org/global-coal-plant-tracker/ | GCPT | [14 empty] | 4108.69 | NO-ESTIMATION | NO-ESTIMATION | NO-ESTIMATION | NO-ESTIMATION | CAPACITY-FACTOR-V1
IDN | Indonesia | PLTU Tanjung Kasam |  | WRI1000992 | 110 | 1.0455 | 104.1330 | Coal |  |  |  |  | PT. Tanjung Kasam Power Batam (PT. TJK Power) | Indonesia Power Generation | https://repit.wordpress.com/ | WRI | 1060288 | [13 empty] | 598.61 | NO-ESTIMATION | NO-ESTIMATION | NO-ESTIMATION | NO-ESTIMATION | SOLAR-V1
IDN | Indonesia | Amurang power station |  | WRI1075799 | 60 | 1.1825 | 124.4806 | Coal |  |  |  | 2012.0 | PLN | GCPT | https://endcoal.org/global-coal-plant-tracker/ | GCPT | [14 empty] | 326.51 | WIND-V1 | WIND-V1 | WIND-V1 | WIND-V1 | WIND-V1
IDN | Indonesia | PLTU Labuhan Angin |  | WRI1000948 | 230 | 1.7176 | 98.7265 | Coal |  |  |  |  | PLN - North Sumatera Generation Unit | Indonesia Power Generation | https://repit.wordpress.com/ | CARMA | 1066585 | [13 empty] | 1251.65 | NO-ESTIMATION | NO-ESTIMATION | NO-ESTIMATION | SOLAR-V1 | SOLAR-V1
IDN | Indonesia | Medan Steel Mill Power Plant |  | WRI1075810 | 60 | 3.6676 | 98.6654 | Coal |  |  |  | 2017.0 | PT Gahapi Nisco Steel | GCPT | https://endcoal.org/global-coal-plant-tracker/ | GCPT | [14 empty] | 326.51 | SOLAR-V1 | SOLAR-V1 | SOLAR-V1 | SOLAR-V1 | SOLAR-V1
IDN | Indonesia | PLTU NAD-Nagan Raya |  | WRI1000956 | 220 | 4.1089 | 96.1972 | Coal |  |  |  |  | PLN (EPC : Sinohydro Co. Ltd) | Indonesia Power Generation | https://repit.wordpress.com/ | WRI | 1073026 | [13 empty] | 1197.23 | NO-ESTIMATION | NO-ESTIMATION | NO-ESTIMATION | NO-ESTIMATION | WIND-V1
IDN | Indonesia | PLTU Pangkalan Susu 1 & 2 |  | WRI1000967 | 400 | 4.1196 | 98.2555 | Coal |  |  |  |  | PLN (EPC : PT. Bagus Karya Guangdong Power Engineering PT. Nincec Multi Dimensi) | Indonesia Power Generation | https://repit.wordpress.com/ | WRI | 1079188 | [13 empty] | 2176.79 | WIND-V1 | WIND-V1 | WIND-V1 | WIND-V1 | WIND-V1
IND | India | ITPCL TPP |  | IND0000152 | 1200 | 11.5214 | 79.7515 | Coal | Oil |  |  | 2015 |  | Central Electricity Authority | http://www.cea.nic.in/ | WRI | 1074773 | 2019 |  |  | 1057.8403 | 4652.2795 | 5288.2 | 5109.03 |  | Central Electricity Authority |  |  |  |  | 6321.54 | NO-ESTIMATION | NO-ESTIMATION | NO-ESTIMATION | NO-ESTIMATION | CAPACITY-FACTOR-V1
IND | India | NEYVELI TPS(Z) |  | IND0000301 | 250 | 11.5401 | 79.4159 | Coal | Oil |  |  | 2002 |  | Central Electricity Authority | http://www.cea.nic.in/ | WRI | 1012898 | 2019 |  | 1680.976 | 1383.037 | 1002.666 | 920.129 | 1175.805 |  | Central Electricity Authority |  |  |  |  | 1316.98 | NO-ESTIMATION | NO-ESTIMATION | NO-ESTIMATION | NO-ESTIMATION | CAPACITY-FACTOR-V1
IND | India | NEYVELI TPS EXP -II |  | IND0000300 | 500 | 11.5534 | 79.4408 | Coal | Oil |  |  | 2013 |  | Central Electricity Authority | http://www.cea.nic.in/ | WRI | 1023913 | 2019 |  | 125.38 | 660.78 | 1128.294 | 1687.044 | 1638.067 |  | Central Electricity Authority |  |  |  |  | 2633.97 | NO-ESTIMATION | NO-ESTIMATION | NO-ESTIMATION | NO-ESTIMATION | SOLAR-V1
IND | India | NEYVELI ST II |  | IND0000299 | 1470 | 11.5576 | 79.4417 | Coal | Oil |  |  | 1989 |  | Central Electricity Authority | http://www.cea.nic.in/ | WRI | 1023913 | 2019 |  | 10063.18 | 9546.648 | 9987.752 | 9246.062 | 9691.939 |  | Central Electricity Authority |  |  |  |  | 7743.89 | NO-ESTIMATION | NO-ESTIMATION | NO-ESTIMATION | NO-ESTIMATION | CAPACITY-FACTOR-V1
IND | India | NEYVELI FST EXT |  | IND0000297 | 420 | 11.5887 | 79.4611 | Coal | Oil |  |  | 2002 |  | Central Electricity Authority | http://www.cea.nic.in/ | WRI | 1023913 | 2019 |  | 3107.282 | 3000.061 | 3055.305 | 2972.814 | 2707.337 |  | Central Electricity Authority |  |  |  |  | 2212.54 | HYDRO-V1 | HYDRO-V1 | HYDRO-V1 | HYDRO-V1 | HYDRO-V1
IND | India | NEYVELI ST I |  | IND0000298 | 600 | 11.5893 | 79.4704 | Coal | Oil |  |  | 1966 |  | Central Electricity Authority | http://www.cea.nic.in/ | WRI | 1023913 | 2019 |  | 3193.101 | 2776.947 | 3256.851 | 2939.888 | 2691.114 |  | Central Electricity Authority |  |  |  |  | 3160.77 | NO-ESTIMATION | NO-ESTIMATION | SOLAR-V1 | SOLAR-V1 | SOLAR-V1
IND | India | METTUR |  | IND0000265 | 840 | 11.7696 | 77.8138 | Coal | Oil |  |  | 1988 |  | Central Electricity Authority | http://www.cea.nic.in/ | WRI | 1030934 | 2019 |  | 5697.399 | 5471.328 | 5239.703 | 4666.672 | 5314.336 |  | Central Electricity Authority |  |  |  |  | 4425.08 | HYDRO-V1 | HYDRO-V1 | HYDRO-V1 | HYDRO-V1 | HYDRO-V1
IND | India | METTUR TPS EXT |  | IND0000267 | 600 | 11.7696 | 77.8138 | Coal | Oil |  |  | 2012 |  | Central Electricity Authority | http://www.cea.nic.in/ | WRI | 1030934 | 2019 |  | 2802.37 | 3674.16 | 3212.7 | 2273.06 | 2934.69 |  | Central Electricity Authority |  |  |  |  | 3160.77 | HYDRO-V1 | HYDRO-V1 | HYDRO-V1 | HYDRO-V1 | HYDRO-V1
IND | India | UDUPI TPP |  | IND0000472 | 1200 | 13.1596 | 74.8002 | Coal | Oil |  |  | 2010 |  | Central Electricity Authority | http://www.cea.nic.in/ | WRI | 1022281 | 2019 |  | 6020.85 | 7629.0 | 7412.0 | 5809.0 | 4883.79 |  | Central Electricity Authority |  |  |  |  | 6321.54 | NO-ESTIMATION | NO-ESTIMATION | NO-ESTIMATION | NO-ESTIMATION | CAPACITY-FACTOR-V1
IND | India | VALLUR ntpc/ntecl |  | IND0000495 | 1500 | 13.2371 | 80.3023 | Coal | Oil |  |  | 2013 |  | Central Electricity Authority | http://www.cea.nic.in/ | WRI | 1069782 | 2019 |  | 5337.31 | 7130.507 | 8564.379 | 6605.259 | 7111.42 |  | Central Electricity Authority |  |  |  |  | 7901.93 | NO-ESTIMATION | NO-ESTIMATION | NO-ESTIMATION | SOLAR-V1 | SOLAR-V1
IND | India | NORTH CHENNAI |  | IND0000307 | 630 | 13.2450 | 80.3257 | Coal | Oil |  |  | 1995 |  | Central Electricity Authority | http://www.cea.nic.in/ | WRI | 1030940 | 2019 |  | 3864.434 | 4046.394 | 3365.746 | 3824.139 | 3632.76 |  | Central Electricity Authority |  |  |  |  | 3318.81 | HYDRO-V1 | HYDRO-V1 | HYDRO-V1 | HYDRO-V1 | HYDRO-V1
IND | India | NORTH CHENNAI EXTENSION |  | IND0000308 | 1200 | 13.2450 | 80.3257 | Coal | Oil |  |  | 2013 |  | Central Electricity Authority | http://www.cea.nic.in/ | WRI | 1030940 | 2019 |  | 5187.0794 | 6031.9565 | 5912.396 | 5447.4697 | 6284.92 |  | Central Electricity Authority |  |  |  |  | 6321.54 | NO-ESTIMATION | NO-ESTIMATION | NO-ESTIMATION | NO-ESTIMATION | CAPACITY-FACTOR-V1
IND | India | BHADRAVATI MILL |  | WRI1019910 | 41 | 13.8274 | 75.7131 | Coal |  |  |  |  | Mysore Mills ltd | Mysore Mills ltd | http://www.mpm.co.in/ | WRI | 1049289 | [13 empty] | 215.98 | NO-ESTIMATION | NO-ESTIMATION | NO-ESTIMATION | NO-ESTIMATION | CAPACITY-FACTOR-V1
IND | India | SIMHAPURI TPP |  | IND0000413 | 600 | 14.2133 | 80.0838 | Coal | Oil |  |  | 2013 |  | Central Electricity Authority | http://www.cea.nic.in/ | WRI | 1074075 | 2019 |  | 2881.574 | 3684.9 | 1439.363 | 22.0 | 89.541 |  | Central Electricity Authority |  |  |  |  | 3160.77 | NO-ESTIMATION | NO-ESTIMATION | NO-ESTIMATION | NO-ESTIMATION | CAPACITY-FACTOR-V1
IND | India | THAMMINAPATNAM TPP |  | IND0000453 | 300 | 14.2133 | 80.0838 | Coal | Oil |  |  | 2012 |  | Central Electricity Authority | http://www.cea.nic.in/ | WRI | 1081463 | 2019 |  | 1380.61 | 1518.87 | 1211.642 | 518.72 | 30.54 |  | Central Electricity Authority |  |  |  |  | 1580.38 | NO-ESTIMATION | NO-ESTIMATION | NO-ESTIMATION | NO-ESTIMATION | CAPACITY-FACTOR-V1
IND | India | DAMODARAM SANJEEVAIAH |  | IND0000090 | 1600 | 14.3444 | 80.1264 | Coal | Oil |  |  | 2014 |  | Central Electricity Authority | http://www.cea.nic.in/ | WRI | 1065634 | 2019 |  | 1025.3845 | 4750.17755 | 8081.514 | 4482.947 | 6469.539 |  | Central Electricity Authority |  |  |  |  | 8428.73 | HYDRO-V1 | HYDRO-V1 | HYDRO-V1 | HYDRO-V1 | HYDRO-V1
IND | India | SEMBCORP GAYATRI |  | IND0000524 | 1320 | 14.3510 | 80.1443 | Coal | Oil |  |  | 2016 |  | Central Electricity Authority | http://www.cea.nic.in/ | WRI |  | 2019 |  |  |  | 8470.57 | 8470.1 | 9064.815474723968 |  | Central Electricity Authority |  |  |  |  | 6953.7 | NO-ESTIMATION | NO-ESTIMATION | NO-ESTIMATION | NO-ESTIMATION | CAPACITY-FACTOR-V1
IND | India | PAINAMPURAM |  | IND0000315 | 1320 | 14.3512 | 80.1431 | Coal | Oil |  |  | 2015 |  | Central Electricity Authority | http://www.cea.nic.in/ | WRI | 1082235 | 2019 |  | 0.0 | 6348.3 | 8470.57 | 9271.61 | 7904.47 |  | Central Electricity Authority |  |  |  |  | 6953.7 | NO-ESTIMATION | NO-ESTIMATION | NO-ESTIMATION | NO-ESTIMATION | CAPACITY-FACTOR-V1
IND | India | RAYAL SEEMA |  | IND0000372 | 1650 | 14.7040 | 78.4577 | Coal | Oil |  |  | 2008 |  | Central Electricity Authority | http://www.cea.nic.in/ | WRI | 1010163 | 2019 |  | 6420.386 | 6532.615 | 6020.8487 | 6216.6381 | 5949.706 |  | Central Electricity Authority |  |  |  |  | 8692.13 | WIND-V1 | WIND-V1 | WIND-V1 | WIND-V1 | WIND-V1
IND | India | DANAPUR BMM |  | WRI1019912 | 25 | 15.1707 | 76.3770 | Coal |  |  |  |  | Bmm Pvt ltd | Bmm Pvt ltd | http://jobs.cari.co.in/jobs/bmm-ispat-ltd | WRI | 1079148 | [13 empty] | 131.69 | NO-ESTIMATION | NO-ESTIMATION | NO-ESTIMATION | NO-ESTIMATION | CAPACITY-FACTOR-V1
IND | India | BELLARY JANKI |  | WRI1019909 | 18 | 15.1777 | 77.1036 | Coal |  |  |  |  | Janki Corp ltd | Janki Corp ltd | http://jankicorp.com/ | WRI | 1086171 | [13 empty] | 94.82 | NO-ESTIMATION | NO-ESTIMATION | NO-ESTIMATION | NO-ESTIMATION | CAPACITY-FACTOR-V1
IND | India | BELLARY HOTHUR |  | WRI1019908 | 10 | 15.1831 | 76.7909 | Coal |  |  |  |  | Hothur Pvt ltd | Hothur Pvt ltd | http://hothurindia.com/ | WRI | 1077892 | [13 empty] | 52.67 | NO-ESTIMATION | NO-ESTIMATION | NO-ESTIMATION | NO-ESTIMATION | CAPACITY-FACTOR-V1
IND | India | TORANGALLU EXT |  | IND0000459 | 600 | 15.1839 | 76.6622 | Coal | Oil |  |  | 2009 |  | Central Electricity Authority | http://www.cea.nic.in/ | WRI | 1069816 | 2019 |  | 4735.13 | 4229.98 | 2478.63 | 2152.69 | 2289.49 |  | Central Electricity Authority |  |  |  |  | 3160.77 | NO-ESTIMATION | NO-ESTIMATION | NO-ESTIMATION | NO-ESTIMATION | CAPACITY-FACTOR-V1
IND | India | TORANGALLU IMP |  | IND0000460 | 260 | 15.1839 | 76.6622 | Coal | Cogeneration | Oil |  | 1999 |  | Central Electricity Authority | http://www.cea.nic.in/ | WRI | 1069816 | 2019 |  | 2074.31 | 2029.2 | 1590.98 | 1550.69 | 1221.5 |  | Central Electricity Authority |  |  |  |  | 1369.66 | NO-ESTIMATION | NO-ESTIMATION | NO-ESTIMATION | NO-ESTIMATION | CAPACITY-FACTOR-V1
IND | India | BELLARY TPS |  | IND0000045 | 1700 | 15.1932 | 76.7195 | Coal | Oil |  |  | 2012 |  | Central Electricity Authority | http://www.cea.nic.in/ | WRI | 1053244 | 2019 |  | 5445.763 | 5741.319 | 5999.32 | 3738.4 | 3787.75 |  | Central Electricity Authority |  |  |  |  | 8955.52 | NO-ESTIMATION | NO-ESTIMATION | NO-ESTIMATION | NO-ESTIMATION | CAPACITY-FACTOR-V1
IND | India | KOPPAL HKMP |  | WRI1019924 | 12 | 15.3160 | 76.2507 | Coal |  |  |  |  | Hare Pvt ltd | Hare Pvt ltd | http://www.tradeindia.com/Seller-2020295-HARE-KRISHNA-METALLICS-PVT-LTD-/ | WRI | 1086577 | [13 empty] | 63.21 | NO-ESTIMATION | NO-ESTIMATION | NO-ESTIMATION | SOLAR-V1 | SOLAR-V1
IND | India | MUDHOL CEMENT |  | WRI1019927 | 50 | 16.2017 | 75.3005 | Coal |  |  |  |  | Jk Cement ltd | Jk Cement ltd | http://www.jkcement.com/power-plants | WRI | 1081008 | [13 empty] | 263.39 | NO-ESTIMATION | NO-ESTIMATION | NO-ESTIMATION | NO-ESTIMATION | CAPACITY-FACTOR-V1
IND | India | YERMARUS TPP |  | IND0000513 | 1600 | 16.2949 | 77.3568 | Coal | Oil |  |  | 2016 |  | Central Electricity Authority | http://www.cea.nic.in/ | WRI | 1077810 | 2019 |  |  | 0.994875 | 233.59664999999998 | 865.4 | 686.5 |  | Central Electricity Authority |  |  |  |  | 8428.73 | SOLAR-V1 | SOLAR-V1 | SOLAR-V1 | SOLAR-V1 | SOLAR-V1
IND | India | RAICHUR STEEL |  | WRI1019929 | 35 | 16.3027 | 77.3608 | Coal |  |  |  |  | Surana Industries ltd | Surana Industries ltd | http://www.suranaind.com/ | WRI | 1075476 | [13 empty] | 184.37 | NO-ESTIMATION | NO-ESTIMATION | NO-ESTIMATION | NO-ESTIMATION | CAPACITY-FACTOR-V1
IND | India | RAICHUR |  | IND0000356 | 1720 | 16.3532 | 77.3422 | Coal | Oil |  |  | 1996 |  | Central Electricity Authority | http://www.cea.nic.in/ | WRI | 1020559 | 2019 |  | 9983.018 | 10422.69 | 10503.882 | 9833.69 | 8065.38 |  | Central Electricity Authority |  |  |  |  | 9060.88 | NO-ESTIMATION | NO-ESTIMATION | NO-ESTIMATION | NO-ESTIMATION | CAPACITY-FACTOR-V1
IND | India | KUDGI |  | IND0000519 | 2400 | 16.4994 | 75.8349 | Coal | Oil |  |  | 2017 |  | Central Electricity Authority | http://www.cea.nic.in/ | WRI |  | 2019 |  |  |  | 24.151774999999997 | 3249.0 | 6970.0 |  | Central Electricity Authority |  |  |  |  | 12643.09 | NO-ESTIMATION | SOLAR-V1 | SOLAR-V1 | SOLAR-V1 | SOLAR-V1
IND | India | VIJAYWADA TPP-IV |  | IND0000501 | 500 | 16.5973 | 80.5382 | Coal | Oil |  |  | 2009 |  | Central Electricity Authority | http://www.cea.nic.in/ | WRI |  | 2019 |  | 3429.3 | 2836.89 | 3357.9 | 2852.05 | 2953.555 |  | Central Electricity Authority |  |  |  |  | 2633.97 | HYDRO-V1 | HYDRO-V1 | HYDRO-V1 | HYDRO-V1 | HYDRO-V1
IND | India | VIJAYWADA |  | IND0000500 | 1260 | 16.5984 | 80.5370 | Coal | Oil |  |  | 1987 |  | Central Electricity Authority | http://www.cea.nic.in/ | WRI | 1010169 | 2019 |  | 8197.97 | 8131.18 | 7262.06 | 6992.78 | 6949.37 |  | Central Electricity Authority |  |  |  |  | 6637.62 | NO-ESTIMATION | NO-ESTIMATION | NO-ESTIMATION | NO-ESTIMATION | CAPACITY-FACTOR-V1
IND | India | SITAPURAM POWER LIMITED |  | IND0000525 | 43 | 16.8301 | 80.0407 | Coal | Oil |  |  | 2016 |  | Central Electricity Authority | http://www.cea.nic.in/ | WRI |  | 2019 |  |  |  | 250.971 | 198.288 | 287.0 |  | Central Electricity Authority |  |  |  |  | 226.52 | NO-ESTIMATION | NO-ESTIMATION | NO-ESTIMATION | NO-ESTIMATION | CAPACITY-FACTOR-V1
IND | India | WADI CEMENT PLANT |  | WRI1019937 | 75 | 17.0552 | 76.9775 | Coal |  |  |  |  | Acc Acc ltd | Acc Acc ltd | http://www.acclimited.com/ | WRI | 1046079 | [13 empty] | 395.09 | NO-ESTIMATION | NO-ESTIMATION | NO-ESTIMATION | NO-ESTIMATION | NO-ESTIMATION
IND | India | GULBARGA CEMENT |  | WRI1019916 | 55 | 17.1084 | 77.1325 | Coal |  |  |  |  | Orient Cement ltd | Orient Cement ltd | http://www.orientcement.com/ | WRI | 1093908 | [13 empty] | 289.73 | NO-ESTIMATION | NO-ESTIMATION | NO-ESTIMATION | NO-ESTIMATION | CAPACITY-FACTOR-V1
IND | India | RAJASHREE CEMENT |  | WRI1019930 | 38.5 | 17.1427 | 77.1749 | Coal |  |  |  |  | Grasim Cement ltd | Grasim Cement ltd | http://www.grasim.com/ | WRI | 1058537 | [13 empty] | 202.81 | NO-ESTIMATION | NO-ESTIMATION | NO-ESTIMATION | NO-ESTIMATION | CAPACITY-FACTOR-V1
IND | India | VASAVADATTA CEMENT |  | WRI1019936 | 50.7 | 17.1605 | 77.2930 | Coal |  |  |  |  | Kesoram Industries ltd | Kesoram Industries ltd | https://www.kesocorp.com/ | WRI | 1020813 | [13 empty] | 267.08 | HYDRO-V1 | HYDRO-V1 | HYDRO-V1 | HYDRO-V1 | HYDRO-V1
IND | India | JSW RATNAGIRI TPP |  | IND0000162 | 1200 | 17.2970 | 73.2120 | Coal | Oil |  |  | 2010 |  | Central Electricity Authority | http://www.cea.nic.in/ | WRI | 1066560 | 2019 |  | 6942.29 | 7645.55 | 6063.2 | 6109.93 | 7352.32 |  | Central Electricity Authority |  |  |  |  | 6321.54 | NO-ESTIMATION | NO-ESTIMATION | NO-ESTIMATION | NO-ESTIMATION | CAPACITY-FACTOR-V1
IND | India | KALLUR GRINDING |  | WRI1019919 | 30 | 17.3821 | 77.4389 | Coal |  |  |  |  | Chettinad Corp ltd | Chettinad Corp ltd | http://www.chettinad.com/ | WRI | 1109672 | [13 empty] | 158.03 | WIND-V1 | WIND-V1 | WIND-V1 | WIND-V1 | WIND-V1
IND | India | VIZAG TPP |  | IND0000506 | 1040 | 17.5635 | 83.1382 | Coal | Oil |  |  | 2015 |  | Central Electricity Authority | http://www.cea.nic.in/ | WRI | 1018475 | 2019 |  |  | 434.64 | 3263.483 | 3300.57 | 903.13 |  | Central Electricity Authority |  |  |  |  | 5478.67 | WIND-V1 | WIND-V1 | WIND-V1 | WIND-V1 | WIND-V1
IND | India | SIMHADRI |  | IND0000412 | 2000 | 17.5910 | 83.0917 | Coal | Oil |  |  | 2006 |  | Central Electricity Authority | http://www.cea.nic.in/ | WRI | 1043929 | 2019 |  | 14196.0 | 13656.0 | 13389.0 | 11062.0 | 11703.0 |  | Central Electricity Authority |  |  |  |  | 10535.91 | NO-ESTIMATION | NO-ESTIMATION | NO-ESTIMATION | NO-ESTIMATION | CAPACITY-FACTOR-V1
IND | India | K_GUDEM |  | IND0000163 | 720 | 17.6219 | 80.6936 | Coal | Oil |  |  | 1972 |  | Central Electricity Authority | http://www.cea.nic.in/ | WRI | 1010146 | 2019 |  | 3968.141 | 3972.068 | 3537.52 | 3459.695 | 3211.443 |  | Central Electricity Authority |  |  |  |  | 3792.92 | NO-ESTIMATION | NO-ESTIMATION | NO-ESTIMATION | NO-ESTIMATION | CAPACITY-FACTOR-V1
IND | India | K_GUDEM NEW |  | IND0000164 | 1800 | 17.6219 | 80.6936 | Coal | Oil |  |  | 2010 |  | Central Electricity Authority | http://www.cea.nic.in/ | WRI | 1010146 | 2019 |  | 6792.303 | 6108.419 | 6062.339491 | 6576.796 | 8633.527 |  | Central Electricity Authority |  |  |  |  | 9482.32 | NO-ESTIMATION | NO-ESTIMATION | NO-ESTIMATION | NO-ESTIMATION | CAPACITY-FACTOR-V1
IND | India | BHIGWAN MILL |  | WRI1019945 | 30 | 18.2416 | 74.7529 | Coal |  |  |  |  | Ballarpur Industries ltd | Ballarpur Industries ltd | http://bilt.com/ | WRI | 1051707 | [13 empty] | 158.03 | NO-ESTIMATION | NO-ESTIMATION | NO-ESTIMATION | NO-ESTIMATION | CAPACITY-FACTOR-V1
IND | India | PUNE MILL |  | WRI1019978 | 30 | 18.2417 | 74.7531 | Coal |  |  |  |  | Sinarmas Paper ltd | Sinarmas Paper ltd | http://www.sinarmas.com/en/business-units/ | WRI | 1028869 | [13 empty] | 158.03 | NO-ESTIMATION | NO-ESTIMATION | NO-ESTIMATION | NO-ESTIMATION | CAPACITY-FACTOR-V1
IND | India | KAKATIYA TPP |  | IND0000171 | 1100 | 18.3835 | 79.8265 | Coal | Oil |  |  | 2012 |  | Central Electricity Authority | http://www.cea.nic.in/ | WRI | 1060248 | 2019 |  | 4106.29 | 3408.69 | 6130.019928099249 | 7006.7913 | 7321.2679 |  | Central Electricity Authority |  |  |  |  | 5794.75 | HYDRO-V1 | HYDRO-V1 | HYDRO-V1 | HYDRO-V1 | HYDRO-V1
IND | India | R_GUNDEM STPS |  | IND0000353 | 2600 | 18.7572 | 79.4560 | Coal | Oil |  |  | 1990 |  | Central Electricity Authority | http://www.cea.nic.in/ | WRI | 1023646 | 2019 |  | 19224.0 | 18990.0 | 18357.0 | 17704.0 | 17371.0 |  | Central Electricity Authority |  |  |  |  | 13696.69 | NO-ESTIMATION | NO-ESTIMATION | NO-ESTIMATION | NO-ESTIMATION | CAPACITY-FACTOR-V1
IND | India | R_GUNDEM - B |  | IND0000352 | 62.5 | 18.7695 | 79.4494 | Coal | Oil |  |  | 1970 |  | Central Electricity Authority | http://www.cea.nic.in/ | WRI | 1010161 | 2019 |  | 173.1111 | 356.966 | 403.96 | 421.72 | 372.59 |  | Central Electricity Authority |  |  |  |  | 329.24 | HYDRO-V1 | HYDRO-V1 | HYDRO-V1 | HYDRO-V1 | HYDRO-V1
IND | India | KHOPOLI WORKS |  | WRI1019960 | 60 | 18.7712 | 73.2590 | Coal |  |  |  |  | Uttam Steels ltd | Uttam Steels ltd | http://www.uttamgalva.com/ | WRI | 1079079 | [13 empty] | 316.07 | NO-ESTIMATION | NO-ESTIMATION | NO-ESTIMATION | NO-ESTIMATION | CAPACITY-FACTOR-V1
IND | India | SINGARENI TPP |  | IND0000414 | 1200 | 18.8372 | 79.5748 | Coal | Oil |  |  | 2016 |  | Central Electricity Authority | http://www.cea.nic.in/ | WRI | 1075888 | 2019 |  |  | 1.09395 | 3312.0 | 9004.21 | 8207.13 |  | Central Electricity Authority |  |  |  |  | 6321.54 | NO-ESTIMATION | NO-ESTIMATION | NO-ESTIMATION | NO-ESTIMATION | CAPACITY-FACTOR-V1
IND | India | PARLI |  | IND0000328 | 1170 | 18.8685 | 76.5254 | Coal | Oil |  |  | 2002 |  | Central Electricity Authority | http://www.cea.nic.in/ | WRI | 1022208 | 2019 |  | 4079.525 | 1144.014052 | 1420.412 | 2737.058 | 2536.15147033791 |  | Central Electricity Authority |  |  |  |  | 6163.51 | NO-ESTIMATION | NO-ESTIMATION | NO-ESTIMATION | NO-ESTIMATION | CAPACITY-FACTOR-V1
IND | India | TROMBAY_Coal |  | IND0000464 | 750 | 19.0004 | 72.8983 | Coal | Oil |  |  | 1992 |  | Central Electricity Authority | http://www.cea.nic.in/ | WRI | 1031024 | 2019 |  | 3797.0 | 5064.0 | 4683.0 | 4655.0 | 4721.0 |  | Central Electricity Authority |  |  |  |  | 3950.96 | WIND-V1 | WIND-V1 | WIND-V1 | WIND-V1 | WIND-V1
IND | India | MURBAD PLANT |  | WRI1019972 | 15 | 19.2610 | 73.3638 | Coal |  |  |  |  | Technocraft Technocraft group | Technocraft Technocraft group | http://www.technocraftgroup.com/ | WRI | 1075383 | [13 empty] | 79.01 | WIND-V1 | WIND-V1 | WIND-V1 | WIND-V1 | WIND-V1
IND | India | MARATHA CEMENT PLANT |  | WRI1019969 | 45 | 19.7030 | 79.2206 | Coal |  |  |  |  | Ambuja Cements ltd | Ambuja Cements ltd | http://www.ambujacement.com/ | WRI | 1058026 | [13 empty] | 237.05 | NO-ESTIMATION | WIND-V1 | WIND-V1 | WIND-V1 | WIND-V1
IND | India | CHANDRAPUR MANIKGHAR |  | WRI1019949 | 10 | 19.7218 | 79.1757 | Coal |  |  |  |  | Manikghar Cement co | Manikghar Cement co | http://www.manikgarhcement.com/ | WRI | 1061999 | [13 empty] | 52.67 | WIND-V1 | WIND-V1 | WIND-V1 | WIND-V1 | WIND-V1
IND | India | MANIKGARH CEMENT |  | WRI1019968 | 50 | 19.7235 | 79.1761 | Coal |  |  |  |  | Manikgarh Manikgarh cement | Manikgarh Manikgarh cement | http://www.manikgarhcement.com/ | WRI | 1093448 | [13 empty] | 263.39 | NO-ESTIMATION | NO-ESTIMATION | NO-ESTIMATION | NO-ESTIMATION | CAPACITY-FACTOR-V1
IND | India | AWARPUR CEMENT PLANT |  | WRI1019940 | 46 | 19.7881 | 79.1518 | Coal |  |  |  |  | Ultratech Cement ltd | Ultratech Cement ltd | http://www.ultratechcement.com/ | WRI | 1057890 | [13 empty] | 242.32 | NO-ESTIMATION | NO-ESTIMATION | NO-ESTIMATION | NO-ESTIMATION | SOLAR-V1
IND | India | BALLARPUR BILT POWER |  | WRI1019941 | 67.5 | 19.8601 | 79.3421 | Coal |  |  |  |  | Ballarpur Industries ltd | Ballarpur Industries ltd | http://bilt.com/ | WRI | 1081308 | [13 empty] | 355.58 | WIND-V1 | WIND-V1 | WIND-V1 | WIND-V1 | WIND-V1
IND | India | NASIK SINNAR |  | WRI1019977 | 270 | 19.8658 | 74.0835 | Coal |  |  |  |  | Rattanindia Power ltd | Rattanindia Power ltd | http://www.rattanindia.com/ | WRI | 1078274 | [13 empty] | 1422.34 | NO-ESTIMATION | NO-ESTIMATION | NO-ESTIMATION | NO-ESTIMATION | CAPACITY-FACTOR-V1
IND | India | CHANDA CEMENT WORKS |  | WRI1019947 | 40 | 19.9213 | 79.1133 | Coal |  |  |  |  | Acc Acc ltd | Acc Acc ltd | http://www.acclimited.com/ | WRI | 1057894 | [13 empty] | 210.71 | NO-ESTIMATION | NO-ESTIMATION | NO-ESTIMATION | NO-ESTIMATION | CAPACITY-FACTOR-V1
IND | India | CHANDRAPUR GUPTA |  | WRI1019948 | 120 | 19.9300 | 79.1346 | Coal |  |  |  |  | Gupta Ltd gepl) | Gupta Ltd gepl) | http://guptacoal.com/ | WRI | 1078635 | [13 empty] | 632.15 | NO-ESTIMATION | NO-ESTIMATION | NO-ESTIMATION | NO-ESTIMATION | CAPACITY-FACTOR-V1
IND | India | GHUGUS LMEL |  | WRI1019955 | 30 | 19.9306 | 79.1200 | Coal |  |  |  |  | Lloyds Industries ltd | Lloyds Industries ltd | http://www.lloyds.in/ | WRI | 1081693 | [13 empty] | 158.03 | NO-ESTIMATION | NO-ESTIMATION | NO-ESTIMATION | NO-ESTIMATION | CAPACITY-FACTOR-V1
IND | India | GEPL |  | IND0000126 | 120 | 19.9324 | 79.1040 | Coal | Oil |  |  | 2012 |  | Central Electricity Authority | http://www.cea.nic.in/ | WRI | 1078635 | 2019 |  | 0.0 | 0.0 | 0.0 | 0.0 | 0.0 |  | Central Electricity Authority |  |  |  |  | 632.15 | WIND-V1 | WIND-V1 | WIND-V1 | WIND-V1 | WIND-V1
IND | India | DHANU |  | IND0000096 | 500 | 19.9545 | 72.7478 | Coal | Oil |  |  | 1995 |  | Central Electricity Authority | http://www.cea.nic.in/ | WRI | 1011189 | 2019 |  | 3642.26 | 3480.74 | 3394.367 | 3189.8 | 3268.01 |  | Central Electricity Authority |  |  |  |  | 2633.97 | SOLAR-V1 | SOLAR-V1 | SOLAR-V1 | SOLAR-V1 | SOLAR-V1
IND | India | NASIK |  | IND0000292 | 630 | 19.9817 | 73.8896 | Coal | Oil |  |  | 1980 |  | Central Electricity Authority | http://www.cea.nic.in/ | WRI | 1022204 | 2019 |  | 3730.102 | 3870.0695 | 2972.753 | 2580.145 | 2057.288 |  | Central Electricity Authority |  |  |  |  | 3318.81 | NO-ESTIMATION | NO-ESTIMATION | NO-ESTIMATION | NO-ESTIMATION | CAPACITY-FACTOR-V1
IND | India | NASIK TPP PH 1 |  | IND0000293 | 1350 | 19.9817 | 73.8896 | Coal | Oil |  |  | 2016 |  | Central Electricity Authority | http://www.cea.nic.in/ | WRI | 1022204 | 2019 |  | 0.0 | 0.0 | 0.0 | 0.0 | 0.0 |  | Central Electricity Authority |  |  |  |  | 7111.74 | NO-ESTIMATION | NO-ESTIMATION | NO-ESTIMATION | NO-ESTIMATION | CAPACITY-FACTOR-V1
IND | India | GRACE INDUSTRIES |  | WRI1019956 | 25 | 20.0058 | 79.1845 | Coal |  |  |  |  | Grace Industries ltd | Grace Industries ltd | http://www.graceindustries.com/ | WRI | 1109616 | [13 empty] | 131.69 | NO-ESTIMATION | NO-ESTIMATION | NO-ESTIMATION | NO-ESTIMATION | CAPACITY-FACTOR-V1
IND | India | CHANDRAPUR_Coal |  | IND0000076 | 2920 | 20.0063 | 79.2900 | Coal | Oil |  |  | 1999 |  | Central Electricity Authority | http://www.cea.nic.in/ | WRI | 1022194 | 2019 |  | 11385.842 | 11158.697 | 13675.44 | 13780.23 | 14691.62 |  | Central Electricity Authority |  |  |  |  | 15382.43 | NO-ESTIMATION | NO-ESTIMATION | NO-ESTIMATION | NO-ESTIMATION | CAPACITY-FACTOR-V1
IND | India | DHARIWAL INF TPP |  | IND0000097 | 600 | 20.0102 | 79.2033 | Coal | Oil |  |  | 2013 |  | Central Electricity Authority | http://www.cea.nic.in/ | WRI | 1079457 | 2019 |  | 382.45 | 334.9 | 1413.0 | 2205.11 | 2966.0 |  | Central Electricity Authority |  |  |  |  | 3160.77 | NO-ESTIMATION | NO-ESTIMATION | NO-ESTIMATION | NO-ESTIMATION | CAPACITY-FACTOR-V1
IND | India | TADALI |  | WRI1020016 | 600 | 20.0116 | 79.2036 | Coal |  |  |  |  | Dhariwal Pvt ltd | Dhariwal Pvt ltd | http://cescnewinitiatives.com/contents/view/DHARIWALINFRASTRUCTURELIMITED/T | WRI | 1079457 | [13 empty] | 3160.77 | HYDRO-V1 | HYDRO-V1 | HYDRO-V1 | HYDRO-V1 | HYDRO-V1
IND | India | TADALI SPONGE IRON |  | WRI1019988 | 33 | 20.0123 | 79.1863 | Coal |  |  |  |  | Mukesh Gupta group | Mukesh Gupta group | http://sanvijay.com/gil.html | WRI | 1075539 | [13 empty] | 173.84 | HYDRO-V1 | HYDRO-V1 | HYDRO-V1 | HYDRO-V1 | HYDRO-V1
IND | India | MUL GRETA |  | WRI1019970 | 15 | 20.0805 | 79.7148 | Coal |  |  |  |  | Greta Energy ltd | Greta Energy ltd | http://www.gretagroup.com/ | WRI | 1109624 | [13 empty] | 79.01 | HYDRO-V1 | HYDRO-V1 | HYDRO-V1 | HYDRO-V1 | HYDRO-V1
IND | India | GMR WARORA TPP |  | IND0000112 | 600 | 20.2723 | 78.9793 | Coal | Oil |  |  | 2013 |  | Central Electricity Authority | http://www.cea.nic.in/ | WRI | 1073778 | 2019 |  | 3277.35 | 3635.24 | 3389.31 | 3438.21 | 3574.98 |  | Central Electricity Authority |  |  |  |  | 3160.77 | NO-ESTIMATION | NO-ESTIMATION | NO-ESTIMATION | NO-ESTIMATION | CAPACITY-FACTOR-V1
IND | India | WARDHA WARORA(Sai Wardha Power) |  | IND0000508 | 540 | 20.2727 | 78.9792 | Coal | Oil |  |  | 2010 |  | Central Electricity Authority | http://www.cea.nic.in/ | WRI | 1073065 | 2019 |  | 1045.82 | 1651.1589 | 1229.48 | 999.17 | 940.39 |  | Central Electricity Authority |  |  |  |  | 2844.69 | SOLAR-V1 | SOLAR-V1 | SOLAR-V1 | SOLAR-V1 | SOLAR-V1
IND | India | WARDHA WORKS |  | WRI1019994 | 80 | 20.6964 | 78.6385 | Coal |  |  |  |  | Lloyds Industries ltd | Lloyds Industries ltd | http://www.lloyds.in/ | WRI | 1041536 | [13 empty] | 421.43 | NO-ESTIMATION | NO-ESTIMATION | NO-ESTIMATION | NO-ESTIMATION | SOLAR-V1
IND | India | PARAS |  | IND0000325 | 500 | 20.7147 | 76.7948 | Coal | Oil |  |  | 2009 |  | Central Electricity Authority | http://www.cea.nic.in/ | WRI | 1022207 | 2019 |  | 2598.618 | 3175.473 | 2681.166 | 2810.625 | 2354.107 |  | Central Electricity Authority |  |  |  |  | 2633.97 | NO-ESTIMATION | NO-ESTIMATION | NO-ESTIMATION | NO-ESTIMATION | CAPACITY-FACTOR-V1
IND | India | BELA NAGPUR |  | WRI1019942 | 270 | 20.8050 | 79.0547 | Coal |  |  |  |  | Ideal Projects ltd | Ideal Projects ltd | http://www.idealenergysolar.com/ | WRI | 1077662 | [13 empty] | 1422.34 | NO-ESTIMATION | NO-ESTIMATION | NO-ESTIMATION | NO-ESTIMATION | CAPACITY-FACTOR-V1
IND | India | IEPL BELA TPP |  | IND0000150 | 270 | 20.8102 | 79.0556 | Coal | Oil |  |  | 2013 |  | Central Electricity Authority | http://www.cea.nic.in/ | WRI | 1077662 | 2019 |  | 0.0 | 0.0 | 0.0 | 72.825 | 135.491 |  | Central Electricity Authority |  |  |  |  | 1422.34 | HYDRO-V1 | HYDRO-V1 | HYDRO-V1 | HYDRO-V1 | HYDRO-V1
IND | India | KAMALANGA |  | IND0000178 | 1050 | 20.8700 | 85.2671 | Coal | Oil |  |  | 2013 |  | Central Electricity Authority | http://www.cea.nic.in/ | WRI | 1067342 | 2019 |  | 4436.7 | 5747.0 | 5476.7 | 5174.09 | 6233.686 |  | Central Electricity Authority |  |  |  |  | 5531.35 | NO-ESTIMATION | NO-ESTIMATION | NO-ESTIMATION | NO-ESTIMATION | CAPACITY-FACTOR-V1
IND | India | TALCHER |  | IND0000438 | 460 | 20.9099 | 85.2072 | Coal | Oil |  |  | 1974 |  | Central Electricity Authority | http://www.cea.nic.in/ | WRI | 1023650 | 2019 |  | 3382.0 | 3362.0 | 3359.0 | 3384.0 | 3224.0 |  | Central Electricity Authority |  |  |  |  | 2423.26 | NO-ESTIMATION | NO-ESTIMATION | NO-ESTIMATION | NO-ESTIMATION | CAPACITY-FACTOR-V1
IND | India | NAGPUR SPONGE IRON |  | WRI1019976 | 65 | 20.9276 | 79.2455 | Coal |  |  |  |  | Topworth Metals ltd | Topworth Metals ltd | http://www.topworthgroup.com/ | WRI | 1081444 | [13 empty] | 342.41 | NO-ESTIMATION | NO-ESTIMATION | NO-ESTIMATION | NO-ESTIMATION | CAPACITY-FACTOR-V1
IND | India | BUTIBORI TPP -II |  | IND0000071 | 600 | 20.9286 | 78.9333 | Coal | Oil |  |  | 2013 |  | Central Electricity Authority | http://www.cea.nic.in/ | WRI | 1063212 | 2019 |  | 3305.9567 | 3664.5695 | 3449.8 | 3032.6496 | 2026.27 |  | Central Electricity Authority |  |  |  |  | 3160.77 | NO-ESTIMATION | NO-ESTIMATION | NO-ESTIMATION | NO-ESTIMATION | CAPACITY-FACTOR-V1
IND | India | MIHAN TPP |  | IND0000268 | 246 | 21.0377 | 78.9334 | Coal | Oil |  |  | 2010 |  | Central Electricity Authority | http://www.cea.nic.in/ | WRI | 1066084 | 2019 |  | 0.0 | 0.0 | 0.0 | 0.0 | 0.0 |  | Central Electricity Authority |  |  |  |  | 1295.91 | NO-ESTIMATION | NO-ESTIMATION | NO-ESTIMATION | NO-ESTIMATION | CAPACITY-FACTOR-V1
IND | India | BHUSAWAL |  | IND0000058 | 1210 | 21.0483 | 75.8425 | Coal | Oil |  |  | 2007 |  | Central Electricity Authority | http://www.cea.nic.in/ | WRI | 1022193 | 2019 |  | 5855.07 | 7505.972 | 5666.0719 | 6159.621 | 6146.422 |  | Central Electricity Authority |  |  |  |  | 6374.22 | NO-ESTIMATION | NO-ESTIMATION | NO-ESTIMATION | NO-ESTIMATION | CAPACITY-FACTOR-V1
IND | India | AMARAVATI TPP |  | IND0000008 | 1350 | 21.0782 | 77.9009 | Coal | Oil |  |  | 2014 |  | Central Electricity Authority | http://www.cea.nic.in/ | WRI | 1073593 | 2019 |  | 1920.971 | 5629.663 | 1701.008 | 4350.558 | 3717.154 |  | Central Electricity Authority |  |  |  |  | 7111.74 | NO-ESTIMATION | NO-ESTIMATION | NO-ESTIMATION | NO-ESTIMATION | CAPACITY-FACTOR-V1
IND | India | TALCHER STPS |  | IND0000439 | 3000 | 21.0966 | 85.0740 | Coal | Oil |  |  | 2001 |  | Central Electricity Authority | http://www.cea.nic.in/ | WRI | 1067124 | 2019 |  | 22215.0 | 22480.0 | 21370.0 | 21490.0 | 19850.0 |  | Central Electricity Authority |  |  |  |  | 15803.87 | NO-ESTIMATION | NO-ESTIMATION | NO-ESTIMATION | NO-ESTIMATION | CAPACITY-FACTOR-V1
IND | India | DERANG |  | IND0000092 | 1200 | 21.1238 | 84.9843 | Coal | Oil |  |  | 2014 |  | Central Electricity Authority | http://www.cea.nic.in/ | WRI | 1078237 | 2019 |  | 481.94575000000003 | 5837.766 | 6164.74 | 3444.42 | 3950.566 |  | Central Electricity Authority |  |  |  |  | 6321.54 | NO-ESTIMATION | NO-ESTIMATION | NO-ESTIMATION | NO-ESTIMATION | CAPACITY-FACTOR-V1
IND | India | MOUDA STPS |  | IND0000273 | 2320 | 21.1797 | 79.3978 | Coal | Oil |  |  | 2014 |  | Central Electricity Authority | http://www.cea.nic.in/ | WRI | 1069781 | 2019 |  | 2096.0 | 1718.0 | 3838.0 | 7276.0 | 11179.55 |  | Central Electricity Authority |  |  |  |  | 12221.66 | NO-ESTIMATION | NO-ESTIMATION | NO-ESTIMATION | NO-ESTIMATION | CAPACITY-FACTOR-V1
IND | India | BHILAI TPP |  | IND0000054 | 500 | 21.1840 | 81.4237 | Coal | Oil |  |  | 2008 |  | Central Electricity Authority | http://www.cea.nic.in/ | WRI | 1011053 | 2019 |  | 2962.72 | 3263.584 | 3379.1005 | 3590.9 | 3139.308 |  | Central Electricity Authority |  |  |  |  | 2633.97 | NO-ESTIMATION | NO-ESTIMATION | NO-ESTIMATION | NO-ESTIMATION | CAPACITY-FACTOR-V1
IND | India | DURG SPONGE IRON |  | WRI1019998 | 12.8 | 21.1878 | 81.2099 | Coal |  |  |  |  | Jai Industries ltd | Jai Industries ltd | https://www.jaibalajigroup.com/power.html | WRI | 1057981 | [13 empty] | 67.42 | NO-ESTIMATION | NO-ESTIMATION | NO-ESTIMATION | NO-ESTIMATION | CAPACITY-FACTOR-V1
IND | India | UKAI_Coal |  | IND0000475 | 1110 | 21.2093 | 73.5574 | Coal | Oil |  |  | 1995 |  | Central Electricity Authority | http://www.cea.nic.in/ | WRI | 1017920 | 2019 |  | 6105.916 | 5100.214 | 4893.392 | 6225.693 | 6380.704 |  | Central Electricity Authority |  |  |  |  | 5847.43 | NO-ESTIMATION | NO-ESTIMATION | NO-ESTIMATION | NO-ESTIMATION | CAPACITY-FACTOR-V1
IND | India | BHANDARA STEEL MILL |  | WRI1019943 | 15 | 21.2320 | 79.6311 | Coal |  |  |  |  | Sunflag Co ltd | Sunflag Co ltd | http://www.sunflagsteel.com/ | WRI | 1057898 | [13 empty] | 79.01 | NO-ESTIMATION | NO-ESTIMATION | NO-ESTIMATION | NO-ESTIMATION | CAPACITY-FACTOR-V1
IND | India | KORADI |  | IND0000208 | 2400 | 21.2414 | 79.0960 | Coal | Oil |  |  | 2009 |  | Central Electricity Authority | http://www.cea.nic.in/ | WRI | 1022200 | 2019 |  | 2022.57 | 2725.69064 | 4875.81 | 8670.845796000001 | 7681.86 |  | Central Electricity Authority |  |  |  |  | 12643.09 | NO-ESTIMATION | NO-ESTIMATION | NO-ESTIMATION | SOLAR-V1 | SOLAR-V1
IND | India | K_KHEDA II |  | IND0000165 | 1340 | 21.2818 | 79.1160 | Coal | Oil |  |  | 2000 |  | Central Electricity Authority | http://www.cea.nic.in/ | WRI | 1022198 | 2019 |  | 7513.134 | 7444.948 | 7062.071 | 5630.601 | 6813.0 |  | Central Electricity Authority |  |  |  |  | 7059.06 | SOLAR-V1 | SOLAR-V1 | SOLAR-V1 | SOLAR-V1 | SOLAR-V1
IND | India | SURAT LIG. |  | IND0000430 | 500 | 21.3970 | 73.1060 | Coal | Oil |  |  | 2004 |  | Central Electricity Authority | http://www.cea.nic.in/ | WRI | 1017930 | 2019 |  | 2866.784 | 2697.969 | 2769.371 | 2851.191 | 3083.37 |  | Central Electricity Authority |  |  |  |  | 2633.97 | NO-ESTIMATION | WIND-V1 | WIND-V1 | WIND-V1 | WIND-V1
IND | India | TIRORA TPP |  | IND0000457 | 3300 | 21.4129 | 79.9671 | Coal | Oil |  |  | 2013 |  | Central Electricity Authority | http://www.cea.nic.in/ | WRI | 1071792 | 2019 |  | 15501.0 | 18964.0 | 16665.0 | 16604.0 | 20518.0 |  | Central Electricity Authority |  |  |  |  | 17384.26 | NO-ESTIMATION | NO-ESTIMATION | SOLAR-V1 | SOLAR-V1 | SOLAR-V1
IND | India | RAIKHEDA |  | IND0000358 | 1370 | 21.4499 | 81.8525 | Coal | Oil |  |  | 2015 |  | Central Electricity Authority | http://www.cea.nic.in/ | WRI | 1076145 | 2019 |  | 20.242749999999997 | 588.74 | 687.88 | 1242.19 | 2566.8 |  | Central Electricity Authority |  |  |  |  | 7217.1 | NO-ESTIMATION | NO-ESTIMATION | NO-ESTIMATION | NO-ESTIMATION | CAPACITY-FACTOR-V1
IND | India | NEPANAGAR MILL |  | WRI1020008 | 12.27 | 21.4504 | 76.4014 | Coal |  |  |  |  | National And paper | National And paper | http://www.epw.in/journal/1962/42/chair-uncategorised/national-newsprint-and-paper-mills-ltd-nepanagar-mp.html | WRI | 1058671 | [13 empty] | 64.63 | NO-ESTIMATION | NO-ESTIMATION | NO-ESTIMATION | NO-ESTIMATION | CAPACITY-FACTOR-V1
IND | India | BHAVNAGAR TPP |  | IND0000514 | 500 | 21.5837 | 72.2222 | Coal | Oil |  |  | 2016 |  | Central Electricity Authority | http://www.cea.nic.in/ | WRI |  | 2019 |  |  |  | 49.923 | 432.135 | 467.43 |  | Central Electricity Authority |  |  |  |  | 2633.97 | NO-ESTIMATION | NO-ESTIMATION | NO-ESTIMATION | NO-ESTIMATION | CAPACITY-FACTOR-V1
IND | India | IND BARATH TPP |  | IND0000153 | 350 | 21.6580 | 83.9200 | Coal | Oil |  |  | 2016 |  | Central Electricity Authority | http://www.cea.nic.in/ | WRI | 1079482 | 2019 |  |  | 19.6378 | 0.0 | 0.0 | 0.0 |  | Central Electricity Authority |  |  |  |  | 1843.78 | NO-ESTIMATION | NO-ESTIMATION | NO-ESTIMATION | NO-ESTIMATION | CAPACITY-FACTOR-V1
IND | India | I.B.VALLEY |  | IND0000145 | 420 | 21.6872 | 83.8600 | Coal | Oil |  |  | 1994 |  | Central Electricity Authority | http://www.cea.nic.in/ | WRI | 1024899 | 2019 |  | 2498.546 | 2772.82 | 2885.673 | 2527.017 | 2738.9845 |  | Central Electricity Authority |  |  |  |  | 2212.54 | NO-ESTIMATION | NO-ESTIMATION | NO-ESTIMATION | NO-ESTIMATION | CAPACITY-FACTOR-V1
IND | India | AVANTHA BHANDAR TPP |  | IND0000017 | 600 | 21.7438 | 83.2741 | Coal | Oil |  |  | 2017 |  | Central Electricity Authority | http://www.cea.nic.in/ | WRI | 1077485 | 2019 |  | 0.0 | 986.24735 | 283.2 | 540.29 | 0.0 |  | Central Electricity Authority |  |  |  |  | 3160.77 | NO-ESTIMATION | NO-ESTIMATION | NO-ESTIMATION | NO-ESTIMATION | CAPACITY-FACTOR-V1
IND | India | LARA |  | IND0000531 | 800 | 21.7570 | 83.4573 | Coal | Oil |  |  | 2018 |  | Central Electricity Authority | http://www.cea.nic.in/ | WRI |  | 2019 |  |  |  |  | 0.0 | 249.10722500000003 |  | Central Electricity Authority |  |  |  |  | 4214.36 | NO-ESTIMATION | NO-ESTIMATION | NO-ESTIMATION | NO-ESTIMATION | NO-ESTIMATION
IND | India | STERLITE TPP |  | IND0000426 | 600 | 21.8144 | 84.0404 | Coal | Oil |  |  | 2010 |  | Central Electricity Authority | http://www.cea.nic.in/ | WRI | 1064825 | 2019 |  | 7599.0 | 7459.0 | 1889.0 | 1172.06 | 528.24 |  | Central Electricity Authority |  |  |  |  | 3160.77 | NO-ESTIMATION | NO-ESTIMATION | NO-ESTIMATION | NO-ESTIMATION | CAPACITY-FACTOR-V1
IND | India | UCHPINDA TPP |  | IND0000471 | 1440 | 21.8858 | 83.1215 | Coal | Oil |  |  | 2016 |  | Central Electricity Authority | http://www.cea.nic.in/ | WRI | 1076601 | 2019 |  |  | 54.64 | 122.02 | 1324.32728 | 1729.12 |  | Central Electricity Authority |  |  |  |  | 7585.85 | NO-ESTIMATION | SOLAR-V1 | SOLAR-V1 | SOLAR-V1 | SOLAR-V1
IND | India | BARADARHA TPP |  | IND0000033 | 1200 | 21.9114 | 83.1889 | Coal | Oil |  |  | 2014 |  | Central Electricity Authority | http://www.cea.nic.in/ | WRI | 1081300 | 2019 |  | 265.78 | 2316.1072 | 6773.788 | 6153.76 | 6344.82 |  | Central Electricity Authority |  |  |  |  | 6321.54 | NO-ESTIMATION | NO-ESTIMATION | NO-ESTIMATION | NO-ESTIMATION | CAPACITY-FACTOR-V1
IND | India | NAWAPARA |  | IND0000522 | 600 | 21.9200 | 83.2788 | Coal | Oil |  |  | 2016 |  | Central Electricity Authority | http://www.cea.nic.in/ | WRI |  | 2019 |  |  |  | 649.9857 | 2495.566 | 2820.994 |  | Central Electricity Authority |  |  |  |  | 3160.77 | NO-ESTIMATION | NO-ESTIMATION | NO-ESTIMATION | HYDRO-V1 | HYDRO-V1
IND | India | AKALTARA TPP |  | IND0000002 | 1800 | 21.9603 | 82.4091 | Coal | Oil |  |  | 2015 |  | Central Electricity Authority | http://www.cea.nic.in/ | WRI | 1069957 | 2019 |  | 3035.55 | 5916.37 | 6243.0 | 5385.5797364327955 | 7279.0 |  | Central Electricity Authority |  |  |  |  | 9482.32 | SOLAR-V1 | SOLAR-V1 | SOLAR-V1 | SOLAR-V1 | SOLAR-V1
IND | India | RAIGARH TPP |  | IND0000357 | 1000 | 21.9846 | 83.2331 | Coal | Oil |  |  | 2007 |  | Central Electricity Authority | http://www.cea.nic.in/ | WRI |  | 2019 |  | 7368.39 | 4663.18 | 4045.104 | 3801.42 | 3002.607 |  | Central Electricity Authority |  |  |  |  | 5267.95 | SOLAR-V1 | SOLAR-V1 | SOLAR-V1 | SOLAR-V1 | SOLAR-V1
IND | India | BINJKOTE |  | IND0000527 | 600 | 22.0103 | 83.2058 | Coal | Oil |  |  | 2017 |  | Central Electricity Authority | http://www.cea.nic.in/ | WRI |  | 2019 |  |  |  |  | 546.795 | 1294.854 |  | Central Electricity Authority |  |  |  |  | 3160.77 | WIND-V1 | WIND-V1 | WIND-V1 | WIND-V1 | WIND-V1
IND | India | MARWA TPP |  | IND0000260 | 1000 | 22.0708 | 82.6022 | Coal | Oil |  |  | 2015 |  | Central Electricity Authority | http://www.cea.nic.in/ | WRI | 1075540 | 2019 |  | 0.0 | 59.29676499999999 | 2180.429 | 5341.639 | 6053.26 |  | Central Electricity Authority |  |  |  |  | 5267.95 | WIND-V1 | WIND-V1 | WIND-V1 | WIND-V1 | WIND-V1
IND | India | INDIA POWER TPP(HALDIA HIRANMAYE ) |  | IND0000529 | 300 | 22.0774 | 88.0995 | Coal | Oil |  |  | 2017 |  | Central Electricity Authority | http://www.cea.nic.in/ | WRI |  | 2019 |  |  |  |  | 25.281599999999997 | 72.75 |  | Central Electricity Authority |  |  |  |  | 1580.38 | SOLAR-V1 | SOLAR-V1 | SOLAR-V1 | SOLAR-V1 | SOLAR-V1
IND | India | Shri Singaji MALWA TPP |  | IND0000410 | 2520 | 22.0971 | 76.5317 | Coal | Oil |  |  | 2016 |  | Central Electricity Authority | http://www.cea.nic.in/ | WRI | 1062740 | 2019 |  | 1584.581 | 3960.584 | 2290.92 | 3527.085 | 7275.43 |  | Central Electricity Authority |  |  |  |  | 13275.25 | NO-ESTIMATION | NO-ESTIMATION | NO-ESTIMATION | SOLAR-V1 | SOLAR-V1
IND | India | TAMNAR TPP |  | IND0000441 | 2400 | 22.0987 | 83.4513 | Coal | Oil |  |  | 2014 |  | Central Electricity Authority | http://www.cea.nic.in/ | WRI | 1051009 | 2019 |  | 2321.6 | 4101.53 | 4529.6 | 6337.63 | 6660.853 |  | Central Electricity Authority |  |  |  |  | 12643.09 | NO-ESTIMATION | NO-ESTIMATION | NO-ESTIMATION | NO-ESTIMATION | CAPACITY-FACTOR-V1
IND | India | HALDIA |  | IND0000139 | 600 | 22.1042 | 88.1764 | Coal | Oil |  |  | 2015 |  | Central Electricity Authority | http://www.cea.nic.in/ | WRI | 1066841 | 2019 |  | 337.232 | 3331.0 | 3703.8 | 4175.29 | 4265.28 |  | Central Electricity Authority |  |  |  |  | 3160.77 | NO-ESTIMATION | NO-ESTIMATION | NO-ESTIMATION | NO-ESTIMATION | CAPACITY-FACTOR-V1
IND | India | SATPURA |  | IND0000396 | 1330 | 22.1100 | 78.1730 | Coal | Oil |  |  | 1993 |  | Central Electricity Authority | http://www.cea.nic.in/ | WRI | 1022150 | 2019 |  | 5532.937 | 4959.34 | 3260.348 | 4524.357 | 6757.733 |  | Central Electricity Authority |  |  |  |  | 7006.38 | NO-ESTIMATION | NO-ESTIMATION | NO-ESTIMATION | NO-ESTIMATION | SOLAR-V1
IND | India | SIPAT STPS |  | IND0000417 | 2980 | 22.1300 | 82.2930 | Coal | Oil |  |  | 2010 |  | Central Electricity Authority | http://www.cea.nic.in/ | WRI | 1049145 | 2019 |  | 20603.0 | 21078.0 | 22522.0 | 21771.0 | 22625.0 |  | Central Electricity Authority |  |  |  |  | 15698.51 | HYDRO-V1 | HYDRO-V1 | HYDRO-V1 | HYDRO-V1 | HYDRO-V1
IND | India | KASRAWAD FACTORY |  | WRI1020003 | 10 | 22.1335 | 75.4568 | Coal |  |  |  |  | Maral Overseas ltd | Maral Overseas ltd | http://maraloverseas.com/ | WRI | 1086398 | [13 empty] | 52.67 | NO-ESTIMATION | NO-ESTIMATION | NO-ESTIMATION | NO-ESTIMATION | CAPACITY-FACTOR-V1
IND | India | PATHADI TPS PH -I |  | IND0000330 | 600 | 22.2454 | 82.7246 | Coal | Oil |  |  | 2009 |  | Central Electricity Authority | http://www.cea.nic.in/ | WRI | 1059382 | 2019 |  | 2042.34 | 2702.5 | 4076.98 | 3805.59 | 3942.92 |  | Central Electricity Authority |  |  |  |  | 3160.77 | NO-ESTIMATION | NO-ESTIMATION | NO-ESTIMATION | NO-ESTIMATION | CAPACITY-FACTOR-V1
IND | India | SVPL |  | IND0000434 | 63 | 22.2915 | 82.5257 | Coal | Oil |  |  | 2011 |  | Central Electricity Authority | http://www.cea.nic.in/ | WRI |  | 2019 |  | 0.0 | 51.946400000000004 | 258.452 | 0.0 | 10.9472 |  | Central Electricity Authority |  |  |  |  | 331.88 | NO-ESTIMATION | SOLAR-V1 | SOLAR-V1 | SOLAR-V1 | SOLAR-V1
IND | India | SWASTIK KORBA |  | IND0000435 | 25 | 22.3005 | 82.7047 | Coal | Oil |  |  | 2015 |  | Central Electricity Authority | http://www.cea.nic.in/ | WRI | 1093389 | 2019 |  | 0.0 | 0.0 | 0.0 |  |  |  | Central Electricity Authority |  |  |  |  | 131.69 | NO-ESTIMATION | NO-ESTIMATION | NO-ESTIMATION | NO-ESTIMATION | CAPACITY-FACTOR-V1
IND | India | SALAYA TPP |  | IND0000387 | 1200 | 22.3049 | 69.7101 | Coal | Oil |  |  | 2012 |  | Central Electricity Authority | http://www.cea.nic.in/ | WRI | 1071160 | 2019 |  | 6224.0 | 4912.0 | 4889.0 | 2514.0 | 0.0 |  | Central Electricity Authority |  |  |  |  | 6321.54 | NO-ESTIMATION | NO-ESTIMATION | NO-ESTIMATION | NO-ESTIMATION | SOLAR-V1
IND | India | RATIJA TPP |  | IND0000370 | 100 | 22.3404 | 82.4930 | Coal | Oil |  |  | 2014 |  | Central Electricity Authority | http://www.cea.nic.in/ | WRI | 1081838 | 2019 |  | 215.21 | 218.93 | 344.3562380310918 | 641.872 | 689.008 |  | Central Electricity Authority |  |  |  |  | 526.79 | NO-ESTIMATION | NO-ESTIMATION | NO-ESTIMATION | NO-ESTIMATION | NO-ESTIMATION
IND | India | BANDAKHAR TPP |  | IND0000026 | 300 | 22.3421 | 82.4305 | Coal | Oil |  |  | 2015 |  | Central Electricity Authority | http://www.cea.nic.in/ | WRI | 1085367 | 2019 |  |  | 196.7602 | 1290.33 | 2018.79 | 1944.95 |  | Central Electricity Authority |  |  |  |  | 1580.38 | NO-ESTIMATION | NO-ESTIMATION | NO-ESTIMATION | NO-ESTIMATION | CAPACITY-FACTOR-V1
IND | India | KORBA-EAST |  | IND0000210 | 890 | 22.3828 | 82.7188 | Coal | Oil |  |  | 1991 |  | Central Electricity Authority | http://www.cea.nic.in/ | WRI | 1022145 | 2019 |  | 5373.7458 | 5645.389 | 5670.247 | 5274.6625 | 4871.167 |  | Central Electricity Authority |  |  |  |  | 4688.48 | HYDRO-V1 | HYDRO-V1 | HYDRO-V1 | HYDRO-V1 | HYDRO-V1
IND | India | KORBA STPS |  | IND0000209 | 2600 | 22.3881 | 82.6858 | Coal | Oil |  |  | 1991 |  | Central Electricity Authority | http://www.cea.nic.in/ | WRI | 1023643 | 2019 |  | 18807.0 | 19176.0 | 19078.0 | 19229.0 | 18784.0 |  | Central Electricity Authority |  |  |  |  | 13696.69 | NO-ESTIMATION | NO-ESTIMATION | NO-ESTIMATION | NO-ESTIMATION | CAPACITY-FACTOR-V1
IND | India | KASAIPALLI |  | IND0000185 | 270 | 22.3890 | 82.5549 | Coal | Oil |  |  | 2011 |  | Central Electricity Authority | http://www.cea.nic.in/ | WRI | 1080531 | 2019 |  | 1564.163 | 1683.597 | 1786.33 | 1712.912 | 1689.378 |  | Central Electricity Authority |  |  |  |  | 1422.34 | NO-ESTIMATION | NO-ESTIMATION | NO-ESTIMATION | NO-ESTIMATION | CAPACITY-FACTOR-V1
IND | India | CHAKABURA TPP |  | IND0000072 | 60 | 22.3932 | 82.5532 | Coal | Oil |  |  | 2010 |  | Central Electricity Authority | http://www.cea.nic.in/ | WRI | 1081836 | 2019 |  | 373.919000361581 | 417.168 | 433.848 | 420.909 | 431.77755258770543 |  | Central Electricity Authority |  |  |  |  | 316.07 | HYDRO-V1 | HYDRO-V1 | HYDRO-V1 | HYDRO-V1 | HYDRO-V1
IND | India | KORBA-WEST |  | IND0000211 | 1340 | 22.4118 | 82.6888 | Coal | Oil |  |  | 1995 |  | Central Electricity Authority | http://www.cea.nic.in/ | WRI | 1022146 | 2019 |  | 9013.4173 | 8691.857 | 8655.446996 | 8773.357529 | 8971.64935 |  | Central Electricity Authority |  |  |  |  | 7059.06 | HYDRO-V1 | HYDRO-V1 | HYDRO-V1 | HYDRO-V1 | HYDRO-V1
IND | India | KOLAGHAT |  | IND0000203 | 1260 | 22.4157 | 87.8713 | Coal | Oil |  |  | 1989 |  | Central Electricity Authority | http://www.cea.nic.in/ | WRI | 1033295 | 2019 |  | 6449.761 | 5124.74137 | 5382.524 | 4208.389 | 3926.272 |  | Central Electricity Authority |  |  |  |  | 6637.62 | HYDRO-V1 | HYDRO-V1 | HYDRO-V1 | HYDRO-V1 | HYDRO-V1
IND | India | SIKKA REP. |  | IND0000411 | 500 | 22.4208 | 69.8276 | Coal | Oil |  |  | 2015 |  | Central Electricity Authority | http://www.cea.nic.in/ | WRI | 1017919 | 2019 |  | 829.691 | 778.43 | 1927.747 | 2419.087 | 2467.2425 |  | Central Electricity Authority |  |  |  |  | 2633.97 | HYDRO-V1 | HYDRO-V1 | HYDRO-V1 | HYDRO-V1 | HYDRO-V1
IND | India | BUDGE BUDGE |  | IND0000069 | 750 | 22.4673 | 88.1400 | Coal | Oil |  |  | 2001 |  | Central Electricity Authority | http://www.cea.nic.in/ | WRI | 1011992 | 2019 |  | 5371.95 | 5327.27 | 4974.38 | 5563.09 | 5552.51 |  | Central Electricity Authority |  |  |  |  | 3950.96 | NO-ESTIMATION | NO-ESTIMATION | NO-ESTIMATION | NO-ESTIMATION | CAPACITY-FACTOR-V1
IND | India | SALORA |  | IND0000388 | 135 | 22.4900 | 82.6062 | Coal | Oil |  |  | 2014 |  | Central Electricity Authority | http://www.cea.nic.in/ | WRI | 1081843 | 2019 |  | 124.7792 | 0.0 | 0.0 | 0.0 | 0.0 |  | Central Electricity Authority |  |  |  |  | 711.17 | NO-ESTIMATION | NO-ESTIMATION | NO-ESTIMATION | NO-ESTIMATION | CAPACITY-FACTOR-V1
IND | India | SOUTHERN REPL. |  | IND0000421 | 135 | 22.5488 | 88.2926 | Coal | Oil |  |  | 1990 |  | Central Electricity Authority | http://www.cea.nic.in/ | WRI | 1011995 | 2019 |  | 905.97 | 479.43 | 370.84 | 274.96 | 257.4394 |  | Central Electricity Authority |  |  |  |  | 711.17 | NO-ESTIMATION | NO-ESTIMATION | NO-ESTIMATION | NO-ESTIMATION | CAPACITY-FACTOR-V1
IND | India | TITAGARH |  | IND0000458 | 240 | 22.7318 | 88.3710 | Coal | Oil |  |  | 1983 |  | Central Electricity Authority | http://www.cea.nic.in/ | WRI | 1011996 | 2019 |  | 1542.27 | 601.39 | 210.48 | 0.0 | 0.0 |  | Central Electricity Authority |  |  |  |  | 1264.3 | HYDRO-V1 | HYDRO-V1 | HYDRO-V1 | HYDRO-V1 | HYDRO-V1
IND | India | SEIONI TPP |  | IND0000397 | 600 | 22.7355 | 79.9123 | Coal | Oil |  |  | 2016 |  | Central Electricity Authority | http://www.cea.nic.in/ | WRI | 1108290 | 2019 |  |  | 3.7026 | 291.01875 | 1552.43 | 2342.564 |  | Central Electricity Authority |  |  |  |  | 3160.77 | NO-ESTIMATION | NO-ESTIMATION | SOLAR-V1 | SOLAR-V1 | SOLAR-V1
IND | India | JOJBERA |  | IND0000160 | 427.5 | 22.7554 | 86.2491 | Coal | Oil |  |  | 2000 |  | Central Electricity Authority | http://www.cea.nic.in/ | WRI | 1020023 | 2019 |  | 2692.7 | 2662.5 | 1424.0 | 1475.8 | 2482.579897 |  | Central Electricity Authority |  |  |  |  | 2252.05 | SOLAR-V1 | SOLAR-V1 | SOLAR-V1 | SOLAR-V1 | SOLAR-V1
IND | India | VARDHAM BUDNI |  | WRI1020010 | 25.8 | 22.7808 | 77.6515 | Coal |  |  |  |  | Vardham Vardham group | Vardham Vardham group | https://www.vardhman.com/ | WRI | 1095734 | [13 empty] | 135.91 | HYDRO-V1 | HYDRO-V1 | HYDRO-V1 | HYDRO-V1 | HYDRO-V1
IND | India | MUNDRA UMPP |  | IND0000279 | 4000 | 22.8158 | 69.5281 | Coal | Oil |  |  | 2012 |  | Central Electricity Authority | http://www.cea.nic.in/ | WRI | 1065093 | 2019 |  | 24501.0 | 23679.0 | 25303.0 | 24599.0 | 24752.0 |  | Central Electricity Authority |  |  |  |  | 21071.83 | NO-ESTIMATION | NO-ESTIMATION | NO-ESTIMATION | NO-ESTIMATION | CAPACITY-FACTOR-V1
IND | India | MUNDRA TPP |  | IND0000278 | 4620 | 22.8230 | 69.5532 | Coal | Oil |  |  | 2010 |  | Central Electricity Authority | http://www.cea.nic.in/ | WRI | 1060713 | 2019 |  | 28127.0 | 30539.0 | 28078.0 | 20311.0 | 22178.0 |  | Central Electricity Authority |  |  |  |  | 24337.96 | WIND-V1 | WIND-V1 | WIND-V1 | WIND-V1 | WIND-V1
IND | India | MAHADEV PRASAD STPP |  | IND0000246 | 540 | 22.8395 | 86.0613 | Coal | Oil |  |  | 2012 |  | Central Electricity Authority | http://www.cea.nic.in/ | WRI | 1078238 | 2019 |  | 1999.65 | 2663.47 | 2975.66 | 2662.47 | 2657.132 |  | Central Electricity Authority |  |  |  |  | 2844.69 | WIND-V1 | WIND-V1 | WIND-V1 | WIND-V1 | WIND-V1
IND | India | GADARWARA |  | IND0000539 | 800 | 22.8618 | 78.8648 | Coal | Oil |  |  | 2018 |  | Central Electricity Authority | http://www.cea.nic.in/ | WRI |  | 2019 | [5 empty] | 0.0 |  | Central Electricity Authority |  |  |  |  | 4214.36 | NO-ESTIMATION | NO-ESTIMATION | NO-ESTIMATION | NO-ESTIMATION | SOLAR-V1
IND | India | WANAKBORI |  | IND0000507 | 1470 | 22.8725 | 73.3588 | Coal | Oil |  |  | 1986 |  | Central Electricity Authority | http://www.cea.nic.in/ | WRI | 1017924 | 2019 |  | 6753.87 | 5161.538 | 3539.63 | 7018.217 | 7582.3 |  | Central Electricity Authority |  |  |  |  | 7743.89 | NO-ESTIMATION | NO-ESTIMATION | NO-ESTIMATION | NO-ESTIMATION | CAPACITY-FACTOR-V1
IND | India | BANDEL |  | IND0000027 | 335 | 22.9956 | 88.4042 | Coal | Oil |  |  | 1976 |  | Central Electricity Authority | http://www.cea.nic.in/ | WRI | 1033287 | 2019 |  | 946.141 | 948.831 | 1668.631 | 1713.201 | 1166.342 |  | Central Electricity Authority |  |  |  |  | 1764.76 | NO-ESTIMATION | NO-ESTIMATION | NO-ESTIMATION | NO-ESTIMATION | CAPACITY-FACTOR-V1
IND | India | ANUPUR TPP |  | IND0000015 | 1200 | 23.0655 | 81.7865 | Coal | Oil |  |  | 2015 |  | Central Electricity Authority | http://www.cea.nic.in/ | WRI | 1084929 | 2019 |  |  | 2702.8232000000003 | 3515.7495999999996 | 5777.12 | 6241.801 |  | Central Electricity Authority |  |  |  |  | 6321.54 | HYDRO-V1 | HYDRO-V1 | HYDRO-V1 | HYDRO-V1 | HYDRO-V1
IND | India | ANUPPUR |  | WRI1019996 | 600 | 23.0666 | 81.7841 | Coal |  |  |  |  | Hindustan Pvt lt | Hindustan Pvt lt | http://www.hindustanpowerprojects.com/ | WRI | 1084929 | [13 empty] | 3160.77 | NO-ESTIMATION | NO-ESTIMATION | NO-ESTIMATION | NO-ESTIMATION | WIND-V1
IND | India | TORR POWER SAB. |  | IND0000461 | 422 | 23.0701 | 72.5933 | Coal | Oil |  |  | 1985 |  | Central Electricity Authority | http://www.cea.nic.in/ | WRI | 1009904 | 2019 |  | 2720.0 | 2189.0 | 2521.0 | 2406.44 | 2549.71 |  | Central Electricity Authority |  |  |  |  | 2223.07 | NO-ESTIMATION | SOLAR-V1 | SOLAR-V1 | SOLAR-V1 | SOLAR-V1
IND | India | VARDHAM SATLAPUR |  | WRI1020011 | 30.75 | 23.0752 | 77.5526 | Coal |  |  |  |  | Vardham Vardham group | Vardham Vardham group | https://www.vardhman.com/ | WRI | 1095585 | [13 empty] | 161.98 | WIND-V1 | WIND-V1 | WIND-V1 | WIND-V1 | WIND-V1
IND | India | AMAR KANTAK |  | IND0000007 | 210 | 23.1642 | 81.6373 | Coal | Oil |  |  | 2008 |  | Central Electricity Authority | http://www.cea.nic.in/ | WRI | 1022140 | 2019 |  | 1887.904 | 1643.046 | 1338.093 | 1563.457 | 1487.88 |  | Central Electricity Authority |  |  |  |  | 1106.27 | NO-ESTIMATION | NO-ESTIMATION | NO-ESTIMATION | NO-ESTIMATION | CAPACITY-FACTOR-V1
IND | India | SANJAY GANDHI |  | IND0000392 | 1340 | 23.3026 | 81.0668 | Coal | Oil |  |  | 2000 |  | Central Electricity Authority | http://www.cea.nic.in/ | WRI | 1022149 | 2019 |  | 6229.793 | 6483.941 | 6316.03 | 6877.859 | 7972.703 |  | Central Electricity Authority |  |  |  |  | 7059.06 | HYDRO-V1 | HYDRO-V1 | HYDRO-V1 | HYDRO-V1 | HYDRO-V1
IND | India | BINA TPP |  | IND0000059 | 500 | 23.3172 | 78.1336 | Coal | Oil |  |  | 2012 |  | Central Electricity Authority | http://www.cea.nic.in/ | WRI | 1011107 | 2019 |  | 2236.9908 | 1204.0675 | 739.1554 | 2265.47 | 2299.63 |  | Central Electricity Authority |  |  |  |  | 2633.97 | NO-ESTIMATION | NO-ESTIMATION | NO-ESTIMATION | NO-ESTIMATION | CAPACITY-FACTOR-V1
IND | India | NAGDA GRASIM |  | WRI1020006 | 45.5 | 23.4469 | 75.4080 | Coal |  |  |  |  | Grasim Industries ltd | Grasim Industries ltd | http://www.grasim.com/ | WRI | 1058684 | [13 empty] | 239.69 | NO-ESTIMATION | NO-ESTIMATION | NO-ESTIMATION | NO-ESTIMATION | CAPACITY-FACTOR-V1
IND | India | MEJIA |  | IND0000262 | 1340 | 23.4639 | 87.1311 | Coal | Oil |  |  | 2001 |  | Central Electricity Authority | http://www.cea.nic.in/ | WRI | 1013532 | 2019 |  | 5521.9 | 5125.82 | 5716.32 | 6345.2487 | 6302.955 |  | Central Electricity Authority |  |  |  |  | 7059.06 | HYDRO-V1 | HYDRO-V1 | HYDRO-V1 | HYDRO-V1 | HYDRO-V1
IND | India | MEJIA TPS EXT |  | IND0000263 | 1000 | 23.4639 | 87.1311 | Coal | Oil |  |  | 2010 |  | Central Electricity Authority | http://www.cea.nic.in/ | WRI | 1013532 | 2019 |  | 5111.95 | 5882.55 | 6189.11 | 5101.2656 | 5428.759 |  | Central Electricity Authority |  |  |  |  | 5267.95 | HYDRO-V1 | HYDRO-V1 | HYDRO-V1 | HYDRO-V1 | HYDRO-V1
IND | India | D.P.L. |  | IND0000087 | 660 | 23.5211 | 87.3023 | Coal | Oil |  |  | 2005 |  | Central Electricity Authority | http://www.cea.nic.in/ | WRI | 1033288 | 2019 |  | 1228.69 | 1758.58 | 2143.39 | 2258.3458 | 2098.731 |  | Central Electricity Authority |  |  |  |  | 3476.85 | NO-ESTIMATION | NO-ESTIMATION | NO-ESTIMATION | NO-ESTIMATION | CAPACITY-FACTOR-V1
IND | India | DURGAPUR |  | IND0000108 | 210 | 23.5310 | 87.2500 | Coal | Oil |  |  | 1981 |  | Central Electricity Authority | http://www.cea.nic.in/ | WRI | 1013530 | 2019 |  | 1153.653 | 788.6561 | 518.2409 | 832.308 | 856.2 |  | Central Electricity Authority |  |  |  |  | 1106.27 | NO-ESTIMATION | NO-ESTIMATION | NO-ESTIMATION | NO-ESTIMATION | CAPACITY-FACTOR-V1
IND | India | MORDI PLANT |  | WRI1019893 | 46 | 23.5496 | 74.4072 | Coal |  |  |  |  | Rswm Rswm ltd | Rswm Rswm ltd | http://rswm.in/ | WRI | 1064678 | [13 empty] | 242.32 | HYDRO-V1 | HYDRO-V1 | HYDRO-V1 | HYDRO-V1 | HYDRO-V1
IND | India | DURGAPUR STEEL TPS |  | IND0000109 | 1000 | 23.5800 | 87.2043 | Coal | Oil |  |  | 2011 |  | Central Electricity Authority | http://www.cea.nic.in/ | WRI | 1057070 | 2019 |  | 3633.396 | 4179.266 | 6327.03 | 6182.0409 | 5981.371 |  | Central Electricity Authority |  |  |  |  | 5267.95 | HYDRO-V1 | HYDRO-V1 | HYDRO-V1 | HYDRO-V1 | HYDRO-V1
IND | India | SANTALDIH |  | IND0000393 | 500 | 23.6013 | 86.4666 | Coal | Oil |  |  | 2009 |  | Central Electricity Authority | http://www.cea.nic.in/ | WRI | 1033300 | 2019 |  | 3125.74 | 3378.12 | 3364.42 | 2693.417 | 3245.672 |  | Central Electricity Authority |  |  |  |  | 2633.97 | NO-ESTIMATION | NO-ESTIMATION | NO-ESTIMATION | NO-ESTIMATION | CAPACITY-FACTOR-V1
IND | India | BANSWARA CEMENT |  | WRI1019883 | 20 | 23.6026 | 74.2562 | Coal |  |  |  |  | India Ltd icl) | India Ltd icl) | http://www.indiacements.co.in/ | WRI | 1081085 | [13 empty] | 105.35 | HYDRO-V1 | HYDRO-V1 | HYDRO-V1 | HYDRO-V1 | HYDRO-V1
IND | India | RAGHUNATHPUR TPP PH-I |  | IND0000355 | 1200 | 23.6220 | 86.6610 | Coal | Oil |  |  | 2015 |  | Central Electricity Authority | http://www.cea.nic.in/ | WRI | 1069789 | 2019 |  | 11.472449999999998 | 240.7999 | 1831.84 | 2103.8239 | 2990.0335 |  | Central Electricity Authority |  |  |  |  | 6321.54 | NO-ESTIMATION | NO-ESTIMATION | NO-ESTIMATION | NO-ESTIMATION | CAPACITY-FACTOR-V1
IND | India | KUTCH LIG. |  | IND0000222 | 290 | 23.6626 | 68.7843 | Coal | Oil |  |  | 1996 |  | Central Electricity Authority | http://www.cea.nic.in/ | WRI | 1017916 | 2019 |  | 1393.879 | 1375.348 | 1259.123 | 1090.75 | 995.621 |  | Central Electricity Authority |  |  |  |  | 1527.7 | HYDRO-V1 | HYDRO-V1 | HYDRO-V1 | HYDRO-V1 | HYDRO-V1
IND | India | BOKARO A ''EXP'' |  | IND0000063 | 500 | 23.6783 | 86.0888 | Coal | Oil |  |  | 2016 |  | Central Electricity Authority | http://www.cea.nic.in/ | WRI | 1011089 | 2019 |  |  | 0.2805 | 191.56 | 2757.9618 | 2750.1 |  | Central Electricity Authority |  |  |  |  | 2633.97 | NO-ESTIMATION | NO-ESTIMATION | NO-ESTIMATION | NO-ESTIMATION | CAPACITY-FACTOR-V1
IND | India | CHANDRAPURA |  | IND0000078 | 630 | 23.7376 | 86.1273 | Coal | Oil |  |  | 2000 |  | Central Electricity Authority | http://www.cea.nic.in/ | WRI | 1013529 | 2019 |  | 4488.057 | 4585.885 | 5119.431 | 3672.61 | 3234.93641 |  | Central Electricity Authority |  |  |  |  | 3318.81 | NO-ESTIMATION | NO-ESTIMATION | NO-ESTIMATION | NO-ESTIMATION | CAPACITY-FACTOR-V1
IND | India | TENUGHAT |  | IND0000452 | 420 | 23.7573 | 85.8936 | Coal | Oil |  |  | 1995 |  | Central Electricity Authority | http://www.cea.nic.in/ | WRI | 1044194 | 2019 |  | 2100.03 | 2318.186 | 1218.76 | 1670.25 | 1473.96 |  | Central Electricity Authority |  |  |  |  | 2212.54 | NO-ESTIMATION | NO-ESTIMATION | NO-ESTIMATION | NO-ESTIMATION | CAPACITY-FACTOR-V1
IND | India | AKRIMOTA LIG |  | IND0000003 | 250 | 23.7689 | 68.6447 | Coal | Oil |  |  | 2005 |  | Central Electricity Authority | http://www.cea.nic.in/ | WRI | 1017933 | 2019 |  | 1153.421 | 1208.852 | 1175.765 | 1147.913 | 976.655 |  | Central Electricity Authority |  |  |  |  | 1316.98 | HYDRO-V1 | HYDRO-V1 | HYDRO-V1 | NO-ESTIMATION | HYDRO-V1
IND | India | BOKARO B |  | IND0000064 | 210 | 23.7850 | 85.8800 | Coal | Oil |  |  | 1993 |  | Central Electricity Authority | http://www.cea.nic.in/ | WRI | 1011089 | 2019 |  | 1438.87 | 1634.274 | 1272.52 | 493.5488 | 567.61 |  | Central Electricity Authority |  |  |  |  | 1106.27 | WIND-V1 | WIND-V1 | WIND-V1 | WIND-V1 | WIND-V1
IND | India | MAITHON RB TPP |  | IND0000252 | 1050 | 23.8209 | 86.7600 | Coal | Oil |  |  | 2011 |  | Central Electricity Authority | http://www.cea.nic.in/ | WRI | 1039488 | 2019 |  | 6311.0 | 6780.138 | 6956.983 | 6997.9400000000005 | 6857.95 |  | Central Electricity Authority |  |  |  |  | 5531.35 | WIND-V1 | WIND-V1 | WIND-V1 | WIND-V1 | WIND-V1
IND | India | BAKRESWAR |  | IND0000023 | 1050 | 23.8285 | 87.4513 | Coal | Oil |  |  | 2003 |  | Central Electricity Authority | http://www.cea.nic.in/ | WRI | 1033286 | 2019 |  | 7235.281 | 5979.125 | 6341.202 | 6779.256 | 6526.645 |  | Central Electricity Authority |  |  |  |  | 5531.35 | HYDRO-V1 | HYDRO-V1 | HYDRO-V1 | HYDRO-V1 | HYDRO-V1
IND | India | SASAN UMPP |  | IND0000395 | 3960 | 23.9784 | 82.6275 | Coal | Oil |  |  | 2013 |  | Central Electricity Authority | http://www.cea.nic.in/ | WRI | 1065091 | 2019 |  | 15069.0 | 29342.0 | 27671.0 | 29909.0 | 30905.0 |  | Central Electricity Authority |  |  |  |  | 20861.11 | NO-ESTIMATION | NO-ESTIMATION | NO-ESTIMATION | NO-ESTIMATION | CAPACITY-FACTOR-V1
IND | India | MAHAN TPP |  | IND0000247 | 1200 | 24.0077 | 82.4172 | Coal | Oil |  |  | 2015 |  | Central Electricity Authority | http://www.cea.nic.in/ | WRI | 1063158 | 2019 |  | 468.36 | 0.0 | 2430.38 | 2716.0 | 2991.0 |  | Central Electricity Authority |  |  |  |  | 6321.54 | HYDRO-V1 | HYDRO-V1 | HYDRO-V1 | HYDRO-V1 | HYDRO-V1
IND | India | RIHAND |  | IND0000375 | 3000 | 24.0270 | 82.7915 | Coal | Oil |  |  | 2002 |  | Central Electricity Authority | http://www.cea.nic.in/ | WRI | 1023648 | 2019 |  | 19784.0 | 19628.0 | 20486.0 | 22019.0 | 21253.624 |  | Central Electricity Authority |  |  |  |  | 15803.87 | NO-ESTIMATION | NO-ESTIMATION | NO-ESTIMATION | NO-ESTIMATION | CAPACITY-FACTOR-V1
IND | India | KYMORE |  | WRI1020004 | 50 | 24.0529 | 80.6144 | Coal |  |  |  |  | Acc Acc ltd | Acc Acc ltd | http://www.acclimited.com/ | WRI | 1046081 | [13 empty] | 263.39 | HYDRO-V1 | HYDRO-V1 | HYDRO-V1 | HYDRO-V1 | HYDRO-V1
IND | India | VINDH_CHAL STPS |  | IND0000503 | 4760 | 24.0983 | 82.6719 | Coal | Oil |  |  | 2002 |  | Central Electricity Authority | http://www.cea.nic.in/ | WRI | 1023652 | 2019 |  | 27594.0 | 29047.0 | 30015.0 | 35116.0 | 35136.0 |  | Central Electricity Authority |  |  |  |  | 25075.47 | HYDRO-V1 | HYDRO-V1 | HYDRO-V1 | HYDRO-V1 | HYDRO-V1
IND | India | SINGRAULI STPS |  | IND0000415 | 2000 | 24.1033 | 82.7068 | Coal | Oil |  |  | 1984 |  | Central Electricity Authority | http://www.cea.nic.in/ | WRI | 1023649 | 2019 |  | 13431.0 | 15054.0 | 13998.0 | 13616.0 | 13610.0 |  | Central Electricity Authority |  |  |  |  | 10535.91 | NO-ESTIMATION | NO-ESTIMATION | NO-ESTIMATION | NO-ESTIMATION | SOLAR-V1
IND | India | NIGRI |  | IND0000302 | 1320 | 24.1500 | 81.9045 | Coal | Oil |  |  | 2014 |  | Central Electricity Authority | http://www.cea.nic.in/ | WRI | 1074603 | 2019 |  | 1643.8983 | 4998.6783000000005 | 6794.6076 | 7269.503 | 6915.39 |  | Central Electricity Authority |  |  |  |  | 6953.7 | NO-ESTIMATION | NO-ESTIMATION | SOLAR-V1 | SOLAR-V1 | SOLAR-V1
IND | India | ANAPARA "C" |  | IND0000010 | 1200 | 24.2007 | 82.8000 | Coal | Oil |  |  | 2011 |  | Central Electricity Authority | http://www.cea.nic.in/ | WRI | 1066315 | 2019 |  | 7744.0 | 8076.8105 | 7902.0216 | 7940.74 | 7873.973 |  | Central Electricity Authority |  |  |  |  | 6321.54 | NO-ESTIMATION | NO-ESTIMATION | NO-ESTIMATION | NO-ESTIMATION | CAPACITY-FACTOR-V1
IND | India | ANPARA |  | IND0000013 | 2630 | 24.2010 | 82.7891 | Coal | Oil |  |  | 2000 |  | Central Electricity Authority | http://www.cea.nic.in/ | WRI | 1032580 | 2019 |  | 9670.879 | 11151.069472191359 | 13227.35235 | 15334.8763 | 18697.6559 |  | Central Electricity Authority |  |  |  |  | 13854.72 | HYDRO-V1 | HYDRO-V1 | HYDRO-V1 | HYDRO-V1 | HYDRO-V1
IND | India | MAIHAR CEMENT PLANT |  | WRI1020005 | 31.4 | 24.2021 | 80.7997 | Coal |  |  |  |  | Maihar Cement ltd | Maihar Cement ltd | http://www.maiharcement.co.in/ | WRI | 1061998 | [13 empty] | 165.41 | WIND-V1 | WIND-V1 | WIND-V1 | WIND-V1 | WIND-V1
IND | India | BINA REFINERY |  | WRI1019997 | 99 | 24.2508 | 78.1606 | Coal |  |  |  |  | Bharat Refinery ltd | Bharat Refinery ltd | http://borl.in/ | WRI | 1067576 | [13 empty] | 521.52 | NO-ESTIMATION | NO-ESTIMATION | NO-ESTIMATION | SOLAR-V1 | SOLAR-V1
IND | India | JAYPEE SIDHI CEMENT |  | WRI1020001 | 155 | 24.3272 | 81.3293 | Coal |  |  |  |  | Jaypee Ltd jccl) | Jaypee Ltd jccl) | http://www.jalindia.com/subsidiaries.html | WRI | 1095583 | [13 empty] | 816.53 | NO-ESTIMATION | NO-ESTIMATION | NO-ESTIMATION | SOLAR-V1 | SOLAR-V1
IND | India | ZAWAR MINES |  | WRI1019901 | 80 | 24.3500 | 73.7477 | Coal |  |  |  |  | Hindustan Zinc ltd | Hindustan Zinc ltd | http://www.hzlindia.com/ | WRI | 1067972 | [13 empty] | 421.43 | NO-ESTIMATION | NO-ESTIMATION | NO-ESTIMATION | NO-ESTIMATION | SOLAR-V1
IND | India | SAGARDIGHI TPP |  | IND0000385 | 1600 | 24.3696 | 88.1046 | Coal | Oil |  |  | 2012 |  | Central Electricity Authority | http://www.cea.nic.in/ | WRI | 1052676 | 2019 |  | 3628.781 | 2350.934 | 4222.614 | 5717.741 | 5487.276 |  | Central Electricity Authority |  |  |  |  | 8428.73 | NO-ESTIMATION | NO-ESTIMATION | NO-ESTIMATION | NO-ESTIMATION | SOLAR-V1
IND | India | KODERMA |  | IND0000201 | 1000 | 24.3858 | 85.5517 | Coal | Oil |  |  | 2012 |  | Central Electricity Authority | http://www.cea.nic.in/ | WRI | 1057071 | 2019 |  | 1721.426 | 3264.0 | 3609.528 | 5633.48 | 5975.5914 |  | Central Electricity Authority |  |  |  |  | 5267.95 | HYDRO-V1 | HYDRO-V1 | HYDRO-V1 | HYDRO-V1 | HYDRO-V1
IND | India | OBRA-A |  | IND0000311 | 1094 | 24.4448 | 82.9803 | Coal | Oil |  |  | 1979 |  | Central Electricity Authority | http://www.cea.nic.in/ | WRI | 1032599 | 2019 |  | 3182.742 | 3505.611 | 3359.814 | 3866.707 | 3319.054 |  | Central Electricity Authority |  |  |  |  | 5763.14 | NO-ESTIMATION | NO-ESTIMATION | NO-ESTIMATION | NO-ESTIMATION | CAPACITY-FACTOR-V1
IND | India | JAYPEE BELA CEMENT |  | WRI1019999 | 63.5 | 24.5286 | 81.1698 | Coal |  |  |  |  | Jaypee Ltd jccl) | Jaypee Ltd jccl) | http://www.jalindia.com/subsidiaries.html | WRI | 1020220 | [13 empty] | 334.51 | NO-ESTIMATION | NO-ESTIMATION | NO-ESTIMATION | NO-ESTIMATION | CAPACITY-FACTOR-V1
IND | India | KALISINDH |  | IND0000176 | 1200 | 24.5295 | 76.0986 | Coal | Oil |  |  | 2014 |  | Central Electricity Authority | http://www.cea.nic.in/ | WRI | 1071217 | 2019 |  | 1154.342 | 5508.7643 | 5531.3308 | 6249.927 | 5180.6 |  | Central Electricity Authority |  |  |  |  | 6321.54 | HYDRO-V1 | HYDRO-V1 | HYDRO-V1 | HYDRO-V1 | HYDRO-V1
IND | India | JAYPEE REWA CEMENT |  | WRI1020000 | 54.5 | 24.5650 | 81.1748 | Coal |  |  |  |  | Jaypee Ltd jccl) | Jaypee Ltd jccl) | http://www.jalindia.com/subsidiaries.html | WRI | 1020081 | [13 empty] | 287.1 | HYDRO-V1 | HYDRO-V1 | HYDRO-V1 | HYDRO-V1 | HYDRO-V1
IND | India | VIKRAM CEMENT |  | WRI1020013 | 46 | 24.5753 | 74.8012 | Coal |  |  |  |  | Vikram Vikram cement | Vikram Vikram cement | http://www.adityabirla.com/about/Grey-cement | WRI | 1086198 | [13 empty] | 242.32 | NO-ESTIMATION | SOLAR-V1 | SOLAR-V1 | SOLAR-V1 | SOLAR-V1
IND | India | SATNA CEMENT PLANT |  | WRI1020009 | 29 | 24.5959 | 80.8580 | Coal |  |  |  |  | Birla Corp ltd | Birla Corp ltd | http://www.birlacorporation.com/ | WRI | 1058069 | [13 empty] | 152.77 | NO-ESTIMATION | NO-ESTIMATION | NO-ESTIMATION | NO-ESTIMATION | CAPACITY-FACTOR-V1
IND | India | CHHABRA TPS |  | IND0000081 | 2320 | 24.6217 | 77.0357 | Coal | Oil |  |  | 2015 |  | Central Electricity Authority | http://www.cea.nic.in/ | WRI | 1063473 | 2019 |  | 4088.539 | 3991.512 | 6133.784 | 6870.637949347289 | 9478.0 |  | Central Electricity Authority |  |  |  |  | 12221.66 | NO-ESTIMATION | SOLAR-V1 | SOLAR-V1 | SOLAR-V1 | SOLAR-V1
IND | India | KAMAL SPONGE |  | WRI1020002 | 12 | 24.6266 | 80.8310 | Coal |  |  |  |  | Kjs Ahluwalia group | Kjs Ahluwalia group | http://www.kjsahluwaliagroup.com/ | WRI | 1109593 | [13 empty] | 63.21 | NO-ESTIMATION | NO-ESTIMATION | NO-ESTIMATION | NO-ESTIMATION | CAPACITY-FACTOR-V1
IND | India | NIMBAHERA JK CEMENT |  | WRI1019894 | 33.2 | 24.6428 | 74.6843 | Coal |  |  |  |  | Jk Cement ltd | Jk Cement ltd | http://www.moneycontrol.com/india/stockpricequote/cement-major/jkcement/JKC03 | WRI | 1081367 | [13 empty] | 174.89 | WIND-V1 | WIND-V1 | WIND-V1 | WIND-V1 | WIND-V1
IND | India | BAMANIA CEMENT |  | WRI1019882 | 10 | 24.6929 | 74.6890 | Coal |  |  |  |  | Jk Cement ltd | Jk Cement ltd | http://www.jkcement.com/ | WRI | 1081368 | [13 empty] | 52.67 | NO-ESTIMATION | NO-ESTIMATION | NO-ESTIMATION | NO-ESTIMATION | CAPACITY-FACTOR-V1
IND | India | JAYKAYPURAM PLANT |  | WRI1019889 | 66 | 24.6963 | 73.0017 | Coal |  |  |  |  | Jk Cement ltd | Jk Cement ltd | http://www.jklakshmicement.com/ | WRI | 1049986 | [13 empty] | 347.68 | SOLAR-V1 | SOLAR-V1 | SOLAR-V1 | SOLAR-V1 | SOLAR-V1
IND | India | MANGLAM CEMENT |  | WRI1019892 | 25 | 24.7176 | 75.9522 | Coal |  |  |  |  | Manglam Cement ltd | Manglam Cement ltd | http://www.mangalamcement.com/ | WRI | 1081372 | [13 empty] | 131.69 | NO-ESTIMATION | SOLAR-V1 | SOLAR-V1 | SOLAR-V1 | SOLAR-V1
IND | India | ADITYA CEMENT WORKS |  | WRI1019881 | 98 | 24.7663 | 74.6090 | Coal |  |  |  |  | Ultratech Cement ltd | Ultratech Cement ltd | http://www.ultratechcement.com/ | WRI | 1057893 | [13 empty] | 516.25 | NO-ESTIMATION | SOLAR-V1 | SOLAR-V1 | SOLAR-V1 | SOLAR-V1
IND | India | FARAKKA STPS |  | IND0000117 | 2100 | 24.7720 | 87.8940 | Coal | Oil |  |  | 1995 |  | Central Electricity Authority | http://www.cea.nic.in/ | WRI | 1023639 | 2019 |  | 12467.0 | 11440.0 | 12732.0 | 12381.0 | 13847.15 |  | Central Electricity Authority |  |  |  |  | 11062.71 | NO-ESTIMATION | NO-ESTIMATION | NO-ESTIMATION | NO-ESTIMATION | CAPACITY-FACTOR-V1
IND | India | NABI NAGAR TPP |  | IND0000287 | 750 | 24.7754 | 84.1588 | Coal | Oil |  |  | 2017 |  | Central Electricity Authority | http://www.cea.nic.in/ | WRI | 1061866 | 2019 |  |  | 0.1183 | 73.131513 | 916.48 | 2542.9 |  | Central Electricity Authority |  |  |  |  | 3950.96 | NO-ESTIMATION | NO-ESTIMATION | NO-ESTIMATION | NO-ESTIMATION | SOLAR-V1
IND | India | KAWAI TPP |  | IND0000189 | 1320 | 24.7773 | 76.7370 | Coal | Oil |  |  | 2013 |  | Central Electricity Authority | http://www.cea.nic.in/ | WRI | 1076027 | 2019 |  | 7399.0 | 8227.0 | 7856.0 | 4788.0 | 7179.0 |  | Central Electricity Authority |  |  |  |  | 6953.7 | NO-ESTIMATION | NO-ESTIMATION | NO-ESTIMATION | SOLAR-V1 | SOLAR-V1
IND | India | LALITPUR TPP |  | IND0000230 | 1980 | 24.7971 | 78.6463 | Coal | Oil |  |  | 2015 |  | Central Electricity Authority | http://www.cea.nic.in/ | WRI | 1078833 | 2019 |  |  | 495.63 | 3741.87 | 8072.02 | 5127.488 |  | Central Electricity Authority |  |  |  |  | 10430.55 | NO-ESTIMATION | NO-ESTIMATION | NO-ESTIMATION | NO-ESTIMATION | CAPACITY-FACTOR-V1
IND | India | BINANI CEMENT PLANT |  | WRI1019885 | 69.6 | 24.8263 | 73.0901 | Coal |  |  |  |  | Binani Industries ltd | Binani Industries ltd | http://binaniindustries.com/ | WRI | 1011108 | [13 empty] | 366.64 | NO-ESTIMATION | NO-ESTIMATION | NO-ESTIMATION | NO-ESTIMATION | SOLAR-V1
IND | India | CHANDERIA CEMENT WORKS |  | WRI1019886 | 35 | 24.9293 | 74.6367 | Coal |  |  |  |  | Birla Corp ltd | Birla Corp ltd | http://www.birlacorporation.com/ | WRI | 1081005 | [13 empty] | 184.37 | SOLAR-V1 | SOLAR-V1 | SOLAR-V1 | SOLAR-V1 | SOLAR-V1
IND | India | CHANDERIA SMELTER |  | WRI1019887 | 234 | 24.9637 | 74.6656 | Coal |  |  |  |  | Hindustan Zinc ltd | Hindustan Zinc ltd | http://www.hzlindia.com/ | WRI | 1046388 | [13 empty] | 1232.7 | SOLAR-V1 | SOLAR-V1 | SOLAR-V1 | SOLAR-V1 | SOLAR-V1
IND | India | RAJPURA DARIBA MINE |  | WRI1019897 | 160 | 24.9643 | 74.1197 | Coal |  |  |  |  | Hindustan Zinc ltd | Hindustan Zinc ltd | http://www.hzlindia.com/ | WRI | 1073141 | [13 empty] | 842.87 | SOLAR-V1 | SOLAR-V1 | SOLAR-V1 | SOLAR-V1 | SOLAR-V1
IND | India | SHRIRAM RAYONS PLANT |  | WRI1019900 | 40 | 25.1296 | 75.8832 | Coal |  |  |  |  | Dcm Industries ltd | Dcm Industries ltd | http://www.dcmsr.com/ | WRI | 1028792 | [13 empty] | 210.71 | SOLAR-V1 | SOLAR-V1 | SOLAR-V1 | SOLAR-V1 | SOLAR-V1
IND | India | KOTA COMPLEX |  | WRI1019890 | 125 | 25.1386 | 75.8883 | Coal |  |  |  |  | Dcm & chem | Dcm & chem | http://www.dcmshriram.com/ | WRI | 1070098 | [13 empty] | 658.49 | SOLAR-V1 | SOLAR-V1 | SOLAR-V1 | SOLAR-V1 | SOLAR-V1
IND | India | MEJA STPP |  | IND0000532 | 660 | 25.1447 | 81.9415 | Coal | Oil |  |  | 2018 |  | Central Electricity Authority | http://www.cea.nic.in/ | WRI |  | 2019 |  |  |  |  | 0.0 | 65.08535 |  | Central Electricity Authority |  |  |  |  | 3476.85 | SOLAR-V1 | SOLAR-V1 | SOLAR-V1 | SOLAR-V1 | SOLAR-V1
IND | India | KOTA |  | IND0000213 | 1240 | 25.1712 | 75.8171 | Coal | Oil |  |  | 1993 |  | Central Electricity Authority | http://www.cea.nic.in/ | WRI | 1026503 | 2019 |  | 8010.253 | 6992.321 | 6628.792 | 6415.029 | 7049.638 |  | Central Electricity Authority |  |  |  |  | 6532.26 | SOLAR-V1 | SOLAR-V1 | SOLAR-V1 | SOLAR-V1 | SOLAR-V1
IND | India | PRYAGRAJ (BARA) TPP |  | IND0000346 | 1980 | 25.1960 | 81.6594 | Coal | Oil |  |  | 2016 |  | Central Electricity Authority | http://www.cea.nic.in/ | WRI | 1072995 | 2019 |  |  | 219.51930000000002 | 4004.0 | 5155.986 | 7200.4 |  | Central Electricity Authority |  |  |  |  | 10430.55 | SOLAR-V1 | SOLAR-V1 | SOLAR-V1 | SOLAR-V1 | SOLAR-V1
IND | India | NITIN PLANT |  | WRI1019895 | 10.5 | 25.2042 | 74.6092 | Coal |  |  |  |  | Nitin Spinners ltd | Nitin Spinners ltd | http://www.nitinspinners.com/ | WRI | 1094770 | [13 empty] | 55.31 | NO-ESTIMATION | SOLAR-V1 | SOLAR-V1 | SOLAR-V1 | SOLAR-V1
IND | India | KAHALGAON |  | IND0000169 | 2340 | 25.2349 | 87.2635 | Coal | Oil |  |  | 2003 |  | Central Electricity Authority | http://www.cea.nic.in/ | WRI | 1023641 | 2019 |  | 14471.0 | 14192.0 | 14834.8 | 15177.0 | 15305.22 |  | Central Electricity Authority |  |  |  |  | 12327.02 | NO-ESTIMATION | NO-ESTIMATION | NO-ESTIMATION | SOLAR-V1 | SOLAR-V1
IND | India | GANDHI NAGAR |  | IND0000122 | 630 | 25.2502 | 72.6765 | Coal | Oil |  |  | 1993 |  | Central Electricity Authority | http://www.cea.nic.in/ | WRI |  | 2019 |  | 3034.575 | 2441.21 | 1938.249 | 3358.733 | 3326.369 |  | Central Electricity Authority |  |  |  |  | 3318.81 | NO-ESTIMATION | NO-ESTIMATION | NO-ESTIMATION | SOLAR-V1 | SOLAR-V1
IND | India | BARAUNI |  | IND0000035 | 720 | 25.3999 | 86.0218 | Coal | Oil |  |  | 2007 |  | Central Electricity Authority | http://www.cea.nic.in/ | WRI | 1011088 | 2019 |  | 0.0 | 0.0 | 120.90364 | 34.7098 | 40.15061665635222 |  | Central Electricity Authority |  |  |  |  | 3792.92 | NO-ESTIMATION | SOLAR-V1 | SOLAR-V1 | SOLAR-V1 | SOLAR-V1
IND | India | BARH STPP II |  | IND0000037 | 1320 | 25.4865 | 85.7452 | Coal | Oil |  |  | 2014 |  | Central Electricity Authority | http://www.cea.nic.in/ | WRI | 1049146 | 2019 |  | 1221.0 | 4056.0 | 7177.0 | 8778.0 | 9334.0 |  | Central Electricity Authority |  |  |  |  | 6953.7 | NO-ESTIMATION | NO-ESTIMATION | NO-ESTIMATION | SOLAR-V1 | SOLAR-V1
IND | India | PARICHA |  | IND0000327 | 1140 | 25.5124 | 78.7588 | Coal | Oil |  |  | 2004 |  | Central Electricity Authority | http://www.cea.nic.in/ | WRI | 1032602 | 2019 |  | 5673.374 | 6039.88 | 5474.15 | 5795.848 | 4505.33 |  | Central Electricity Authority |  |  |  |  | 6005.47 | NO-ESTIMATION | NO-ESTIMATION | NO-ESTIMATION | SOLAR-V1 | SOLAR-V1
IND | India | LAKHERI CEMENT PLANT |  | WRI1019891 | 25 | 25.6732 | 76.1901 | Coal |  |  |  |  | Acc Acc ltd | Acc Acc ltd | http://www.acclimited.com/ | WRI | 1073304 | [13 empty] | 131.69 | SOLAR-V1 | SOLAR-V1 | SOLAR-V1 | SOLAR-V1 | SOLAR-V1
IND | India | JALLIPPA KAPURDI TPP |  | IND0000157 | 1080 | 25.8888 | 71.3236 | Coal | Oil |  |  | 2011 |  | Central Electricity Authority | http://www.cea.nic.in/ | WRI | 1068005 | 2019 |  | 6555.64 | 6396.37 | 5826.29 | 6140.08 | 6016.72 |  | Central Electricity Authority |  |  |  |  | 5689.39 | SOLAR-V1 | SOLAR-V1 | SOLAR-V1 | SOLAR-V1 | SOLAR-V1
IND | India | UNCHAHAR |  | IND0000479 | 1550 | 25.9131 | 81.3274 | Coal | Oil |  |  | 2002 |  | Central Electricity Authority | http://www.cea.nic.in/ | WRI | 1023651 | 2019 |  | 6925.0 | 6353.0 | 6335.0 | 6337.0 | 6552.0 |  | Central Electricity Authority |  |  |  |  | 8165.33 | NO-ESTIMATION | SOLAR-V1 | SOLAR-V1 | SOLAR-V1 | SOLAR-V1
IND | India | SHREE MEGA POWER |  | WRI1019899 | 300 | 26.0743 | 74.3858 | Coal |  |  |  |  | Shree Cement ltd | Shree Cement ltd | http://www.shreecement.in/ | WRI | 1093388 | [13 empty] | 1580.38 | NO-ESTIMATION | NO-ESTIMATION | NO-ESTIMATION | SOLAR-V1 | SOLAR-V1
IND | India | MUZAFFARPUR |  | IND0000281 | 610 | 26.1953 | 85.3017 | Coal | Oil |  |  | 2005 |  | Central Electricity Authority | http://www.cea.nic.in/ | WRI | 1011097 | 2019 |  | 766.26 | 669.939 | 669.5460181999999 | 1610.5611999999999 | 2707.839 |  | Central Electricity Authority |  |  |  |  | 3213.45 | NO-ESTIMATION | NO-ESTIMATION | NO-ESTIMATION | SOLAR-V1 | SOLAR-V1
IND | India | RAS CEMENT PLANT |  | WRI1019898 | 36 | 26.2630 | 74.1878 | Coal |  |  |  |  | Shree Cement ltd | Shree Cement ltd | http://www.shreecement.in/ | WRI | 1080895 | [13 empty] | 189.64 | NO-ESTIMATION | NO-ESTIMATION | NO-ESTIMATION | SOLAR-V1 | SOLAR-V1
IND | India | RABRIYAWAS CEMENT |  | WRI1019896 | 18.7 | 26.2984 | 74.1234 | Coal |  |  |  |  | Ambuja Cements ltd | Ambuja Cements ltd | http://www.ambujacement.com/ | WRI | 1081366 | [13 empty] | 98.51 | NO-ESTIMATION | NO-ESTIMATION | NO-ESTIMATION | SOLAR-V1 | SOLAR-V1
IND | India | BONGAIGAON TPP |  | IND0000066 | 750 | 26.5145 | 90.5287 | Coal | Oil |  |  | 2017 |  | Central Electricity Authority | http://www.cea.nic.in/ | WRI | 1064211 | 2019 |  |  | 106.5792 | 1511.0 | 1545.0 | 2574.062 |  | Central Electricity Authority |  |  |  |  | 3950.96 | NO-ESTIMATION | NO-ESTIMATION | NO-ESTIMATION | SOLAR-V1 | SOLAR-V1
IND | India | TANDA |  | IND0000443 | 440 | 26.5860 | 82.6020 | Coal | Oil |  |  | 1991 |  | Central Electricity Authority | http://www.cea.nic.in/ | WRI | 1032608 | 2019 |  | 2790.0 | 2757.0 | 2858.0 | 2887.0 | 2051.41 |  | Central Electricity Authority |  |  |  |  | 2317.9 | SOLAR-V1 | SOLAR-V1 | SOLAR-V1 | SOLAR-V1 | SOLAR-V1
IND | India | DAHANU FRESNEL |  | WRI1019902 | 100 | 26.7803 | 72.0091 | Coal |  |  |  |  | Reliance Power ltd | Reliance Power Ltd | http://www.reliancepower.co.in/ | WRI | 1090966 | [13 empty] | 526.79 | NO-ESTIMATION | NO-ESTIMATION | NO-ESTIMATION | SOLAR-V1 | SOLAR-V1
IND | India | KUNDARKI TPP |  | IND0000221 | 90 | 27.0786 | 82.0841 | Coal | Oil |  |  | 2012 |  | Central Electricity Authority | http://www.cea.nic.in/ | WRI | 1079728 | 2019 |  | 483.043 | 336.854 | 418.96 | 173.234 | 184.2408 |  | Central Electricity Authority |  |  |  |  | 474.11 | NO-ESTIMATION | NO-ESTIMATION | SOLAR-V1 | SOLAR-V1 | SOLAR-V1
IND | India | UTRAULA TPP |  | IND0000491 | 90 | 27.3455 | 82.3166 | Coal | Oil |  |  | 2012 |  | Central Electricity Authority | http://www.cea.nic.in/ | WRI | 1079729 | 2019 |  | 485.62 | 326.849 | 376.2 | 174.145 | 177.7023 |  | Central Electricity Authority |  |  |  |  | 474.11 | NO-ESTIMATION | NO-ESTIMATION | SOLAR-V1 | SOLAR-V1 | SOLAR-V1
IND | India | ROSA TPP PH - 1 |  | IND0000381 | 1200 | 27.8180 | 79.9360 | Coal | Oil |  |  | 2010 |  | Central Electricity Authority | http://www.cea.nic.in/ | WRI | 1044593 | 2019 |  | 7847.42 | 6434.0 | 7270.28 | 7090.9 | 3960.55 |  | Central Electricity Authority |  |  |  |  | 6321.54 | NO-ESTIMATION | NO-ESTIMATION | NO-ESTIMATION | NO-ESTIMATION | CAPACITY-FACTOR-V1
IND | India | BARSINGAR LIGNITE |  | IND0000039 | 250 | 27.8453 | 73.2000 | Coal | Oil |  |  | 2010 |  | Central Electricity Authority | http://www.cea.nic.in/ | WRI | 1010761 | 2019 |  | 1255.732 | 1165.318 | 1274.999 | 1436.072 | 1179.007 |  | Central Electricity Authority |  |  |  |  | 1316.98 | NO-ESTIMATION | NO-ESTIMATION | NO-ESTIMATION | NO-ESTIMATION | CAPACITY-FACTOR-V1
IND | India | KHAMBERKHERA IPP |  | IND0000193 | 90 | 28.0170 | 80.8307 | Coal | Oil |  |  | 2011 |  | Central Electricity Authority | http://www.cea.nic.in/ | WRI | 1092006 | 2019 |  | 474.37 | 289.245 | 340.2 | 163.611 | 126.5895 |  | Central Electricity Authority |  |  |  |  | 474.11 | SOLAR-V1 | SOLAR-V1 | SOLAR-V1 | SOLAR-V1 | SOLAR-V1
IND | India | H_GANJ B |  | IND0000138 | 605 | 28.0179 | 78.1326 | Coal | Oil |  |  | 2005 |  | Central Electricity Authority | http://www.cea.nic.in/ | WRI | 1032588 | 2019 |  | 3274.84 | 3454.840529 | 3518.31 | 3523.22 | 2869.5195 |  | Central Electricity Authority |  |  |  |  | 3187.11 | SOLAR-V1 | SOLAR-V1 | SOLAR-V1 | SOLAR-V1 | SOLAR-V1
IND | India | BARKHERA TPP |  | IND0000038 | 90 | 28.4723 | 79.8066 | Coal | Oil |  |  | 2011 |  | Central Electricity Authority | http://www.cea.nic.in/ | WRI | 1092007 | 2019 |  | 505.76 | 306.379 | 354.9 | 171.355 | 133.9128 |  | Central Electricity Authority |  |  |  |  | 474.11 | SOLAR-V1 | SOLAR-V1 | SOLAR-V1 | SOLAR-V1 | SOLAR-V1
IND | India | INDRA GANDHI STPP |  | IND0000154 | 1500 | 28.4849 | 76.3754 | Coal | Oil |  |  | 2011 |  | Central Electricity Authority | http://www.cea.nic.in/ | WRI | 1068117 | 2019 |  | 6587.527 | 5418.767 | 5109.497 | 7290.568 | 6966.604 |  | Central Electricity Authority |  |  |  |  | 7901.93 | NO-ESTIMATION | NO-ESTIMATION | NO-ESTIMATION | NO-ESTIMATION | CAPACITY-FACTOR-V1
IND | India | MAHATMA GANDHI TPP |  | IND0000248 | 1320 | 28.4900 | 76.3510 | Coal | Oil |  |  | 2012 |  | Central Electricity Authority | http://www.cea.nic.in/ | WRI | 1074159 | 2019 |  | 6147.8 | 4638.57 | 2709.41 | 6889.57 | 6435.09 |  | Central Electricity Authority |  |  |  |  | 6953.7 | NO-ESTIMATION | NO-ESTIMATION | NO-ESTIMATION | NO-ESTIMATION | CAPACITY-FACTOR-V1
IND | India | BADARPUR |  | IND0000019 | 705 | 28.5060 | 77.3066 | Coal | Oil |  |  | 1977 |  | Central Electricity Authority | http://www.cea.nic.in/ | WRI | 1013592 | 2019 |  | 2936.0 | 2013.0 | 1511.0 | 1395.0 | 1268.0 |  | Central Electricity Authority |  |  |  |  | 3713.91 | NO-ESTIMATION | NO-ESTIMATION | NO-ESTIMATION | NO-ESTIMATION | CAPACITY-FACTOR-V1
IND | India | DADRI (NCTPP) |  | IND0000088 | 1820 | 28.6030 | 77.6078 | Coal | Oil |  |  | 2001 |  | Central Electricity Authority | http://www.cea.nic.in/ | WRI | 1023644 | 2019 |  | 11466.0 | 9333.0 | 8197.0 | 9271.0 | 9861.136 |  | Central Electricity Authority |  |  |  |  | 9587.68 | NO-ESTIMATION | NO-ESTIMATION | NO-ESTIMATION | NO-ESTIMATION | SOLAR-V1
IND | India | RAJGHAT |  | IND0000359 | 135 | 28.6361 | 77.2542 | Coal | Oil |  |  | 1990 |  | Central Electricity Authority | http://www.cea.nic.in/ | WRI |  | 2019 |  | 359.1398 | 38.21225 | 0.0 | 0.0 | 0.0 |  | Central Electricity Authority |  |  |  |  | 711.17 | WIND-V1 | WIND-V1 | WIND-V1 | WIND-V1 | WIND-V1
IND | India | SURATGARH |  | IND0000431 | 1500 | 29.1790 | 74.0202 | Coal | Oil |  |  | 2002 |  | Central Electricity Authority | http://www.cea.nic.in/ | WRI | 1026508 | 2019 |  | 9155.18 | 5282.0 | 4030.818 | 4453.203 | 6476.696 |  | Central Electricity Authority |  |  |  |  | 7901.93 | NO-ESTIMATION | NO-ESTIMATION | NO-ESTIMATION | NO-ESTIMATION | CAPACITY-FACTOR-V1
IND | India | RAJIV GANDHI TPS HISAR |  | IND0000361 | 1200 | 29.3560 | 75.8690 | Coal | Oil |  |  | 2010 |  | Central Electricity Authority | http://www.cea.nic.in/ | WRI | 1066564 | 2019 |  | 5380.2671 | 4389.5609 | 3574.2349 | 4404.532 | 3614.79411 |  | Central Electricity Authority |  |  |  |  | 6321.54 | HYDRO-V1 | HYDRO-V1 | HYDRO-V1 | HYDRO-V1 | HYDRO-V1
IND | India | PANIPAT |  | IND0000321 | 920 | 29.3975 | 76.8763 | Coal | Oil |  |  | 2000 |  | Central Electricity Authority | http://www.cea.nic.in/ | WRI | 1018187 | 2019 |  | 3921.79 | 1513.72 | 1978.8 | 2327.9 | 3075.09 |  | Central Electricity Authority |  |  |  |  | 4846.52 | NO-ESTIMATION | NO-ESTIMATION | NO-ESTIMATION | NO-ESTIMATION | CAPACITY-FACTOR-V1
IND | India | TALWANDI SABO |  | IND0000440 | 1980 | 29.9240 | 75.2372 | Coal | Oil |  |  | 2015 |  | Central Electricity Authority | http://www.cea.nic.in/ | WRI | 1069204 | 2019 |  | 1423.7245 | 2850.99 | 6618.7154 | 7915.7 | 9859.5 |  | Central Electricity Authority |  |  |  |  | 10430.55 | NO-ESTIMATION | NO-ESTIMATION | NO-ESTIMATION | NO-ESTIMATION | CAPACITY-FACTOR-V1
IND | India | YAMUNANAGAR TPP |  | IND0000511 | 600 | 30.1081 | 77.3257 | Coal | Oil |  |  | 2007 |  | Central Electricity Authority | http://www.cea.nic.in/ | WRI | 1014171 | 2019 |  | 3194.35982 | 3709.5522 | 3123.572061 | 3156.053669 | 3039.66118 |  | Central Electricity Authority |  |  |  |  | 3160.77 | NO-ESTIMATION | NO-ESTIMATION | SOLAR-V1 | SOLAR-V1 | SOLAR-V1
IND | India | GHTP (LEH.MOH.) |  | IND0000130 | 920 | 30.2666 | 75.1661 | Coal | Oil |  |  | 2003 |  | Central Electricity Authority | http://www.cea.nic.in/ | WRI | 1011710 | 2019 |  | 4117.339 | 2853.46 | 2493.69 | 2685.88 | 2245.1 |  | Central Electricity Authority |  |  |  |  | 4846.52 | NO-ESTIMATION | NO-ESTIMATION | SOLAR-V1 | SOLAR-V1 | SOLAR-V1
IND | India | RAJPURA TPP |  | IND0000362 | 1400 | 30.5570 | 76.5770 | Coal | Oil |  |  | 2014 |  | Central Electricity Authority | http://www.cea.nic.in/ | WRI | 1069203 | 2019 |  | 5373.91 | 7262.5005722 | 8952.47 | 8647.43 | 8658.17 |  | Central Electricity Authority |  |  |  |  | 7375.14 | NO-ESTIMATION | NO-ESTIMATION | NO-ESTIMATION | SOLAR-V1 | SOLAR-V1
IND | India | ROPAR |  | IND0000380 | 840 | 31.0417 | 76.5847 | Coal | Oil |  |  | 1990 |  | Central Electricity Authority | http://www.cea.nic.in/ | WRI | 1026395 | 2019 |  | 5260.71 | 3600.7 | 2508.11 | 2068.276 | 1572.83 |  | Central Electricity Authority |  |  |  |  | 4425.08 | NO-ESTIMATION | NO-ESTIMATION | NO-ESTIMATION | NO-ESTIMATION | CAPACITY-FACTOR-V1
IND | India | GOINDWAL SAHIB TPP |  | IND0000136 | 540 | 31.3841 | 75.1464 | Coal | Oil |  |  | 2016 |  | Central Electricity Authority | http://www.cea.nic.in/ | WRI | 1039491 | 2019 |  |  | 117.654 | 197.872 | 1391.922 | 2211.67 |  | Central Electricity Authority |  |  |  |  | 2844.69 | NO-ESTIMATION | NO-ESTIMATION | NO-ESTIMATION | NO-ESTIMATION | CAPACITY-FACTOR-V1
IND | India | SOLAPUR STPP |  | IND0000536 | 1320 | 31.7537 | 77.2460 | Coal | Oil |  |  | 2018 |  | Central Electricity Authority | http://www.cea.nic.in/ | WRI |  | 2019 |  |  |  |  | 1064.0 | 1604.0 |  | Central Electricity Authority |  |  |  |  | 6953.7 | NO-ESTIMATION | NO-ESTIMATION | NO-ESTIMATION | NO-ESTIMATION | CAPACITY-FACTOR-V1
IND | India | TUTICORIN JV |  | IND0000468 | 1000 | 8.7603 | 78.1699 | Coal | Oil |  |  | 2015 |  | Central Electricity Authority | http://www.cea.nic.in/ | WRI | 1020080 | 2019 |  | 6.34865 | 3502.11 | 5806.851 | 5026.362 | 5113.271 |  | Central Electricity Authority |  |  |  |  | 5267.95 | NO-ESTIMATION | NO-ESTIMATION | SOLAR-V1 | SOLAR-V1 | SOLAR-V1
IND | India | TUTICORIN |  | IND0000466 | 1050 | 8.7635 | 78.1753 | Coal | Oil |  |  | 1984 |  | Central Electricity Authority | http://www.cea.nic.in/ | WRI | 1030954 | 2019 |  | 7043.329 | 6501.373 | 5089.655 | 4812.82 | 5807.854 |  | Central Electricity Authority |  |  |  |  | 5531.35 | NO-ESTIMATION | NO-ESTIMATION | NO-ESTIMATION | NO-ESTIMATION | CAPACITY-FACTOR-V1
IND | India | TUTICORIN- IND BARATH |  | IND0000467 | 300 | 8.7635 | 78.1753 | Coal | Oil |  |  | 2013 |  | Central Electricity Authority | http://www.cea.nic.in/ | WRI | 1093421 | 2019 |  | 1262.6 | 728.3639999999999 | 21.7304 | 0.0 | 0.0 |  | Central Electricity Authority |  |  |  |  | 1580.38 | NO-ESTIMATION | NO-ESTIMATION | NO-ESTIMATION | NO-ESTIMATION | NO-ESTIMATION
IND | India | MELAMARUTHUR (MUTHIARA) |  | IND0000264 | 1200 | 8.9159 | 78.1374 | Coal | Oil |  |  | 2015 |  | Central Electricity Authority | http://www.cea.nic.in/ | WRI | 1073326 | 2019 |  | 805.76 | 2504.53 | 3482.79 | 3630.0 | 2980.512 |  | Central Electricity Authority |  |  |  |  | 6321.54 | WIND-V1 | WIND-V1 | WIND-V1 | WIND-V1 | WIND-V1
IRL | Ireland | Moneypoint power station |  | WRI1002834 | 915 | 52.6074 | -9.4237 | Coal |  |  |  | 1986.0 | Electricity Supply Board | GCPT | https://endcoal.org/global-coal-plant-tracker/ | GEODB | 1015312 |  |  |  | 4715.241 |  |  |  |  | JRC-PPDB-OPEN |  |  |  |  | 5809 | HYDRO-V1 | HYDRO-V1 | HYDRO-V1 | HYDRO-V1 | HYDRO-V1
ISR | Israel | Rutenberg |  | WRI1008362 | 2250 | 31.6299 | 34.5216 | Coal |  |  |  |  | Israel Electric corporation | Israel Electric Corporation | https://www.iec.co.il/en/ir/documents/stat2010.pdf | GEODB | 1019866 | [13 empty] | 10136.93 | NO-ESTIMATION | NO-ESTIMATION | NO-ESTIMATION | NO-ESTIMATION | CAPACITY-FACTOR-V1
ISR | Israel | Orot Rabin |  | WRI1008361 | 2590 | 32.4700 | 34.8880 | Coal |  |  |  |  | Israel Electric corporation | Israel Electric Corporation | https://www.iec.co.il/en/ir/documents/stat2010.pdf | GEODB | 1019862 | [13 empty] | 11668.74 | NO-ESTIMATION | NO-ESTIMATION | NO-ESTIMATION | NO-ESTIMATION | SOLAR-V1
ITA | Italy | Sulcis power station |  | WRI1002959 | 350 | 39.1961 | 8.4002 | Coal |  |  |  | 1997.0 | Enel SpA | GCPT | https://endcoal.org/global-coal-plant-tracker/ | GEODB | 1016177 |  |  |  | 1299.96 | 665.647 | 1031.804 |  |  | JRC-PPDB-OPEN |  |  |  |  | 1142.72 | NO-ESTIMATION | NO-ESTIMATION | NO-ESTIMATION | NO-ESTIMATION | CAPACITY-FACTOR-V1
ITA | Italy | Brindisi Sud power station |  | WRI1002855 | 2640 | 40.5632 | 18.0318 | Coal |  |  |  | 1992.0 | Enel SpA | GCPT | https://endcoal.org/global-coal-plant-tracker/ | GEODB | 1015944 |  |  |  | 13250.991 | 8258.964 | 6210.383 |  |  | JRC-PPDB-OPEN |  |  |  |  | 8619.4 | NO-ESTIMATION | NO-ESTIMATION | NO-ESTIMATION | NO-ESTIMATION | CAPACITY-FACTOR-V1
ITA | Italy | Brindisi Nord power station |  | WRI1002854 | 640 | 40.6432 | 17.9802 | Coal |  |  |  | 1974.0 | Edipower SpA | GCPT | https://endcoal.org/global-coal-plant-tracker/ | GEODB | 1015943 | [6 empty] | 0.0 |  | ENTSOE |  |  |  |  | 2089.55 | NO-ESTIMATION | NO-ESTIMATION | NO-ESTIMATION | NO-ESTIMATION | CAPACITY-FACTOR-V1
ITA | Italy | Fiume Santo power station |  | WRI1002884 | 640 | 40.8461 | 8.3068 | Coal |  |  |  | 1992.0 | E.On Produzione SpA | GCPT | https://endcoal.org/global-coal-plant-tracker/ | GEODB | 1015999 |  |  |  | 2305.805 | 2455.414 | 3560.575 |  |  | JRC-PPDB-OPEN |  |  |  |  | 2089.55 | NO-ESTIMATION | NO-ESTIMATION | NO-ESTIMATION | NO-ESTIMATION | CAPACITY-FACTOR-V1
ITA | Italy | Torrevaldaliga Nord power station |  | WRI1002969 | 1980 | 42.1269 | 11.7583 | Coal |  |  |  | 2009.0 | Enel | GCPT | https://endcoal.org/global-coal-plant-tracker/ | GEODB | 1016189 |  |  |  | 11979.911 | 11551.684 | 11109.38 |  |  | JRC-PPDB-OPEN |  |  |  |  | 6464.55 | NO-ESTIMATION | NO-ESTIMATION | NO-ESTIMATION | NO-ESTIMATION | CAPACITY-FACTOR-V1
ITA | Italy | Pietro Vannucci power station |  | WRI1002853 | 150 | 42.8971 | 12.5381 | Coal |  |  |  | 1990.0 | Enel SpA | GCPT | https://endcoal.org/global-coal-plant-tracker/ | GEODB | [14 empty] | 489.73 | NO-ESTIMATION | NO-ESTIMATION | NO-ESTIMATION | NO-ESTIMATION | CAPACITY-FACTOR-V1
ITA | Italy | La Spezia power station |  | WRI1002900 | 1300 | 44.1118 | 9.8743 | Coal |  |  |  | 1967.0 | Enel SpA | GCPT | https://endcoal.org/global-coal-plant-tracker/ | WRI | 1016022 |  |  |  | 2540.82 | 2837.059 | 2014.794 |  |  | JRC-PPDB-OPEN |  |  |  |  | 4244.4 | NO-ESTIMATION | NO-ESTIMATION | NO-ESTIMATION | NO-ESTIMATION | CAPACITY-FACTOR-V1
ITA | Italy | Andrea Palladio power station (FUSINA) |  | WRI1002885 | 976 | 45.4314 | 12.2468 | Coal |  |  |  | 1971.0 | Enel SpA | GCPT | https://endcoal.org/global-coal-plant-tracker/ | GEODB |  |  |  |  | 5840.523 | 4639.261 | 3767.374 |  |  | JRC-PPDB-OPEN |  |  |  |  | 3186.56 | NO-ESTIMATION | NO-ESTIMATION | SOLAR-V1 | SOLAR-V1 | SOLAR-V1
ITA | Italy | Monfalcone power station |  | WRI1002911 | 336 | 45.7979 | 13.5455 | Coal |  |  |  | 1968.0 | A2A Spa | GCPT | https://endcoal.org/global-coal-plant-tracker/ | GEODB | 1016063 |  |  |  | 2109.601 | 2230.957 | 1995.002 |  |  | JRC-PPDB-OPEN |  |  |  |  | 1097.01 | NO-ESTIMATION | NO-ESTIMATION | NO-ESTIMATION | NO-ESTIMATION | CAPACITY-FACTOR-V1
JPN | Japan | Gushikawa power station |  | WRI1020040 | 312 | 26.3799 | 127.8757 | Coal |  |  |  | 1994.0 | Okinawa Electric Power Co | GCPT | https://endcoal.org/global-coal-plant-tracker/ | GEODB | 1024773 | [13 empty] | 2049.84 | NO-ESTIMATION | NO-ESTIMATION | NO-ESTIMATION | NO-ESTIMATION | SOLAR-V1
JPN | Japan | Ishikawa power station |  | WRI1020042 | 312 | 26.4307 | 127.8419 | Coal |  |  |  | 1986.0 | J-POWER | GCPT | https://endcoal.org/global-coal-plant-tracker/ | GEODB | 1014482 | [13 empty] | 2049.84 | NO-ESTIMATION | NO-ESTIMATION | NO-ESTIMATION | SOLAR-V1 | SOLAR-V1
JPN | Japan | Kin power station |  | WRI1020039 | 440 | 26.4460 | 127.9214 | Coal |  |  |  | 2002.0 | Okinawa Electric Power Co | GCPT | https://endcoal.org/global-coal-plant-tracker/ | GEODB | 1024777 | [13 empty] | 2890.8 | HYDRO-V1 | HYDRO-V1 | HYDRO-V1 | HYDRO-V1 | HYDRO-V1
JPN | Japan | Reihoku power station |  | WRI1000666 | 1400 | 32.4855 | 130.0429 | Coal |  |  |  | 1999.0 | Kyushu Electric Power Co | GCPT | https://endcoal.org/global-coal-plant-tracker/ | GEODB | 1021664 | [13 empty] | 9198 | NO-ESTIMATION | NO-ESTIMATION | SOLAR-V1 | SOLAR-V1 | SOLAR-V1
JPN | Japan | Matsushima power station |  | WRI1000673 | 1000 | 32.9409 | 129.5969 | Coal |  |  |  | 1981.0 | J-POWER | GCPT | https://endcoal.org/global-coal-plant-tracker/ | WRI | 1014493 | [13 empty] | 6570 | NO-ESTIMATION | NO-ESTIMATION | NO-ESTIMATION | NO-ESTIMATION | NO-ESTIMATION
JPN | Japan | Miike power station |  | WRI1020060 | 175 | 33.0086 | 130.4206 | Coal |  |  |  | 1975.0 | Shiguma Power Ariake | GCPT | https://endcoal.org/global-coal-plant-tracker/ | WRI | 1022613 | [13 empty] | 1149.75 | NO-ESTIMATION | NO-ESTIMATION | NO-ESTIMATION | NO-ESTIMATION | CAPACITY-FACTOR-V1
JPN | Japan | Oita IPP power station |  | WRI1020078 | 330 | 33.2687 | 131.6494 | Coal | Gas |  |  | 2002.0 | NS Energy | GCPT | https://endcoal.org/global-coal-plant-tracker/ | WRI | 1053383 | [13 empty] | 2168.1 | NO-ESTIMATION | NO-ESTIMATION | NO-ESTIMATION | NO-ESTIMATION | CAPACITY-FACTOR-V1
JPN | Japan | Matsuura Kyushu power station |  | WRI1020037 | 700 | 33.3552 | 129.6925 | Coal |  |  |  | 1989.0 | Kyushu Electric Power Co | GCPT | https://endcoal.org/global-coal-plant-tracker/ | GEODB | 1021640 | [13 empty] | 4599 | HYDRO-V1 | HYDRO-V1 | HYDRO-V1 | HYDRO-V1 | HYDRO-V1
JPN | Japan | Matsuura power station |  | WRI1000670 | 2000 | 33.3552 | 129.6925 | Coal |  |  |  | 1994.0 | J-POWER | GCPT | https://endcoal.org/global-coal-plant-tracker/ | GEODB | 1014494 | [13 empty] | 13140 | HYDRO-V1 | HYDRO-V1 | HYDRO-V1 | HYDRO-V1 | HYDRO-V1
JPN | Japan | Tosa power station |  | WRI1020058 | 30 | 33.5340 | 133.5575 | Coal |  |  |  | 2005.0 | Taiheiyo Cement Corp | GCPT | https://endcoal.org/global-coal-plant-tracker/ | WRI | 1045133 | [13 empty] | 197.1 | WIND-V1 | WIND-V1 | WIND-V1 | WIND-V1 | WIND-V1
JPN | Japan | Shikoku Tachibana-wan power station |  | WRI1020035 | 700 | 33.8560 | 134.6513 | Coal |  |  |  | 2000.0 | Shikoku Electric Power Co | GCPT | https://endcoal.org/global-coal-plant-tracker/ | GEODB | 1028687 | [13 empty] | 4599 | HYDRO-V1 | HYDRO-V1 | HYDRO-V1 | HYDRO-V1 | HYDRO-V1
JPN | Japan | J-POWER Tachibana-wan power station |  | WRI1000669 | 2100 | 33.8572 | 134.6514 | Coal |  |  |  | 2000.0 | J-POWER | GCPT | https://endcoal.org/global-coal-plant-tracker/ | WRI | 1014527 | [13 empty] | 13797 | NO-ESTIMATION | NO-ESTIMATION | NO-ESTIMATION | NO-ESTIMATION | NO-ESTIMATION
JPN | Japan | Yawata Works power station |  | WRI1020087 | 149 | 33.8982 | 130.8891 | Coal |  |  |  | 2000.0 | Nippon Steel & Sumitomo Metal | GCPT | https://endcoal.org/global-coal-plant-tracker/ | GCPT | 1024087 | [13 empty] | 978.93 | HYDRO-V1 | HYDRO-V1 | HYDRO-V1 | HYDRO-V1 | HYDRO-V1
JPN | Japan | Saijo power station |  | WRI1020036 | 406 | 33.9327 | 133.1677 | Coal |  |  |  | 1968.0 | Shikoku Electric Power Co | GCPT | https://endcoal.org/global-coal-plant-tracker/ | GEODB | 1028684 | [13 empty] | 2667.42 | WIND-V1 | WIND-V1 | WIND-V1 | WIND-V1 | WIND-V1
JPN | Japan | Nyugawa power station |  | WRI1020045 | 250 | 33.9346 | 133.1149 | Coal |  |  |  | 2003.0 | Sumitomo Joint Electric Power Co | GCPT | https://endcoal.org/global-coal-plant-tracker/ | WRI | 1030560 | [13 empty] | 1642.5 | NO-ESTIMATION | NO-ESTIMATION | NO-ESTIMATION | NO-ESTIMATION | NO-ESTIMATION
JPN | Japan | Niihama Nishi power station |  | WRI1020043 | 300 | 33.9545 | 133.2491 | Coal |  |  |  | 1984.0 | Sumitomo Joint Electric Power Co | GCPT | https://endcoal.org/global-coal-plant-tracker/ | WRI | 1030562 | [13 empty] | 1971 | HYDRO-V1 | HYDRO-V1 | HYDRO-V1 | HYDRO-V1 | HYDRO-V1
JPN | Japan | Shin Onoda power station |  | WRI1000661 | 1000 | 33.9690 | 131.1634 | Coal |  |  |  | 1986.0 | Chugoku Electric Power Co | GCPT | https://endcoal.org/global-coal-plant-tracker/ | GEODB | 1012431 | [13 empty] | 6570 | HYDRO-V1 | HYDRO-V1 | HYDRO-V1 | HYDRO-V1 | HYDRO-V1
JPN | Japan | Nanyo Complex power station |  | WRI1020080 | 481 | 34.0543 | 131.7578 | Coal |  |  |  | 1996.0 | Tosoh Corp | GCPT | https://endcoal.org/global-coal-plant-tracker/ | WRI | 1031877 | [13 empty] | 3160.17 | NO-ESTIMATION | NO-ESTIMATION | NO-ESTIMATION | NO-ESTIMATION | CAPACITY-FACTOR-V1
JPN | Japan | Osaki CoolGen Project |  | WRI1061347 | 166 | 34.2591 | 132.8723 | Coal |  |  |  | 2017.0 | Osaki CoolGen Corp. | GCPT | https://endcoal.org/global-coal-plant-tracker/ | GCPT | 1012416 | [13 empty] | 1090.62 | NO-ESTIMATION | NO-ESTIMATION | NO-ESTIMATION | NO-ESTIMATION | CAPACITY-FACTOR-V1
JPN | Japan | Takehara power station |  | WRI1000671 | 1300 | 34.3373 | 132.9572 | Coal |  |  |  | 1978.0 | J-POWER | GCPT | https://endcoal.org/global-coal-plant-tracker/ | GEODB | 1014531 | [13 empty] | 8541 | HYDRO-V1 | HYDRO-V1 | HYDRO-V1 | HYDRO-V1 | HYDRO-V1
JPN | Japan | Fukuyama Works power station |  | WRI1075841 | 98 | 34.4789 | 133.4416 | Coal |  |  |  | 1983.0 | JFE Steel Corp | GCPT | https://endcoal.org/global-coal-plant-tracker/ | GCPT | [14 empty] | 643.86 | HYDRO-V1 | HYDRO-V1 | HYDRO-V1 | HYDRO-V1 | HYDRO-V1
JPN | Japan | Mizushima Energy Center |  | WRI1061346 | 112 | 34.5099 | 133.7458 | Coal |  |  |  | 2017.0 | Mitsubishi Corporation | Japan Coal Plant Tracker | http://sekitan.jp/plant-map/en/v2/table_en | WRI | 1012406 | [13 empty] | 735.84 | NO-ESTIMATION | NO-ESTIMATION | NO-ESTIMATION | NO-ESTIMATION | CAPACITY-FACTOR-V1
JPN | Japan | Kobe power station |  | WRI1020065 | 1400 | 34.7032 | 135.2400 | Coal |  |  |  | 2003.0 | Kobelco Power Kobe Inc. | GCPT | https://endcoal.org/global-coal-plant-tracker/ | GEODB | 1053381 | [13 empty] | 9198 | HYDRO-V1 | HYDRO-V1 | HYDRO-V1 | HYDRO-V1 | HYDRO-V1
JPN | Japan | Takasago power station |  | WRI1020041 | 500 | 34.7535 | 134.7663 | Coal |  |  |  | 1968.0 | J-POWER | GCPT | https://endcoal.org/global-coal-plant-tracker/ | GEODB | 1014530 | [13 empty] | 3285 | NO-ESTIMATION | NO-ESTIMATION | NO-ESTIMATION | NO-ESTIMATION | CAPACITY-FACTOR-V1
JPN | Japan | Misumi power station |  | WRI1000660 | 1000 | 34.7797 | 131.9215 | Coal |  |  |  | 1998.0 | Chugoku Electric Power Co | GCPT | https://endcoal.org/global-coal-plant-tracker/ | GEODB | 1012405 | [13 empty] | 6570 | NO-ESTIMATION | NO-ESTIMATION | NO-ESTIMATION | NO-ESTIMATION | CAPACITY-FACTOR-V1
JPN | Japan | Hirohata Works power station |  | WRI1020089 | 290 | 34.7854 | 134.6214 | Coal |  |  |  | 1998.0 | Nippon Steel & Sumitomo Metal | GCPT | https://endcoal.org/global-coal-plant-tracker/ | WRI | 1024080 | [13 empty] | 1905.3 | HYDRO-V1 | HYDRO-V1 | HYDRO-V1 | HYDRO-V1 | HYDRO-V1
JPN | Japan | Hekinan power station |  | WRI1000637 | 4100 | 34.8352 | 136.9609 | Coal | Gas |  |  | 1997.0 | Chubu Electric Power Co Inc | GCPT | https://endcoal.org/global-coal-plant-tracker/ | GEODB | 1012269 | [13 empty] | 26937 | NO-ESTIMATION | NO-ESTIMATION | NO-ESTIMATION | NO-ESTIMATION | CAPACITY-FACTOR-V1
JPN | Japan | Shiohama Chemical New power station |  | WRI1075844 | 68 | 34.9411 | 136.6320 | Coal |  |  |  | 2008.0 | Mc Shiohama Energy Service Co | GCPT | https://endcoal.org/global-coal-plant-tracker/ | GCPT | [14 empty] | 446.76 | NO-ESTIMATION | NO-ESTIMATION | NO-ESTIMATION | NO-ESTIMATION | CAPACITY-FACTOR-V1
JPN | Japan | Nagoya power station |  | WRI1020055 | 259 | 35.0659 | 136.8775 | Coal |  |  |  | 2007.0 | Nakayama Nagoya | GCPT | https://endcoal.org/global-coal-plant-tracker/ | GCPT | 1056399 | [13 empty] | 1701.63 | HYDRO-V1 | HYDRO-V1 | HYDRO-V1 | HYDRO-V1 | HYDRO-V1
JPN | Japan | Nagoya Power Plant 2 |  | WRI1020155 | 110 | 35.0659 | 136.8778 | Coal |  |  |  | 2017.0 | Osaka Gas | Japan Coal Plant Tracker | http://sekitan.jp/plant-map/en/v2/table_en | WRI | 1056399 | [13 empty] | 722.7 | WIND-V1 | WIND-V1 | WIND-V1 | WIND-V1 | WIND-V1
JPN | Japan | Isogo power station |  | WRI1000672 | 1200 | 35.4036 | 139.6419 | Coal |  |  |  | 2006.0 | J-POWER | GCPT | https://endcoal.org/global-coal-plant-tracker/ | GEODB | 1076904 | [13 empty] | 7884 | NO-ESTIMATION | NO-ESTIMATION | NO-ESTIMATION | NO-ESTIMATION | SOLAR-V1
JPN | Japan | Maizuru power station |  | WRI1000652 | 1800 | 35.5270 | 135.3420 | Coal |  |  |  | 2007.0 | Kansai Electric Power Co | GCPT | https://endcoal.org/global-coal-plant-tracker/ | GEODB | 1020426 | [13 empty] | 11826 | NO-ESTIMATION | NO-ESTIMATION | NO-ESTIMATION | NO-ESTIMATION | CAPACITY-FACTOR-V1
JPN | Japan | Tsuruga power station |  | WRI1000647 | 1200 | 35.6724 | 136.0815 | Coal |  |  |  | 1996.0 | Hokuriku Electric Power Co | GCPT | https://endcoal.org/global-coal-plant-tracker/ | GEODB | [14 empty] | 7884 | NO-ESTIMATION | NO-ESTIMATION | NO-ESTIMATION | NO-ESTIMATION | CAPACITY-FACTOR-V1
JPN | Japan | Sumitomo Metals Kashima power station |  | WRI1020049 | 507 | 35.9475 | 140.6900 | Coal |  |  |  | 2007.0 | Sumitomo Metal Industries Ltd | GCPT | https://endcoal.org/global-coal-plant-tracker/ | WRI | [14 empty] | 3330.99 | NO-ESTIMATION | NO-ESTIMATION | NO-ESTIMATION | SOLAR-V1 | SOLAR-V1
JPN | Japan | Hitachinaka power station |  | WRI1000635 | 2000 | 36.4368 | 140.6138 | Coal |  |  |  | 2008.0 | Tokyo Electric Power Company | GCPT | https://endcoal.org/global-coal-plant-tracker/ | GEODB | 1031645 | [13 empty] | 13140 | NO-ESTIMATION | NO-ESTIMATION | NO-ESTIMATION | NO-ESTIMATION | CAPACITY-FACTOR-V1
JPN | Japan | Toyama Shinko power station |  | WRI1000645 | 1500 | 36.7654 | 137.1286 | Coal |  |  |  | 1972.0 | Hokuriku Electric Power Co | Japanese Electric Power Information Center | https://www.jepic.or.jp/en/ | GEODB | 1018696 | [13 empty] | 9855 | NO-ESTIMATION | NO-ESTIMATION | NO-ESTIMATION | NO-ESTIMATION | CAPACITY-FACTOR-V1
JPN | Japan | Nakoso power station |  | WRI1020046 | 1700 | 36.9128 | 140.8128 | Coal |  |  |  | 1986.0 | Joban Kyodo Power Co | GCPT | https://endcoal.org/global-coal-plant-tracker/ | GEODB | 1020154 | [13 empty] | 11169 | NO-ESTIMATION | NO-ESTIMATION | NO-ESTIMATION | NO-ESTIMATION | CAPACITY-FACTOR-V1
JPN | Japan | Itoigawa power station |  | WRI1020056 | 149 | 37.0151 | 137.7913 | Coal |  |  |  | 2005.0 | Summit Myojo Power Co | GCPT | https://endcoal.org/global-coal-plant-tracker/ | WRI | 1042710 | [13 empty] | 978.93 | NO-ESTIMATION | NO-ESTIMATION | NO-ESTIMATION | NO-ESTIMATION | WIND-V1
JPN | Japan | Nanao-Ohta Shinko power station |  | WRI1000646 | 1200 | 37.0664 | 137.0040 | Coal |  |  |  | 1997.0 | Hokuriku Electric Power Co | GCPT | https://endcoal.org/global-coal-plant-tracker/ | WRI | 1018672 | [13 empty] | 7884 | NO-ESTIMATION | NO-ESTIMATION | NO-ESTIMATION | WIND-V1 | WIND-V1
JPN | Japan | Haramachi power station |  | WRI1000618 | 2000 | 37.6660 | 141.0165 | Coal |  |  |  | 1998.0 | Tohoku Electric Power Co | GCPT | https://endcoal.org/global-coal-plant-tracker/ | GEODB | 1031452 | [13 empty] | 13140 | NO-ESTIMATION | NO-ESTIMATION | NO-ESTIMATION | NO-ESTIMATION | CAPACITY-FACTOR-V1
JPN | Japan | Shinchi power station |  | WRI1020064 | 2000 | 37.8427 | 140.9456 | Coal | Oil |  |  | 1994.0 | TEPCO | GCPT | https://endcoal.org/global-coal-plant-tracker/ | GEODB | 1029453 | [13 empty] | 13140 | NO-ESTIMATION | NO-ESTIMATION | NO-ESTIMATION | NO-ESTIMATION | CAPACITY-FACTOR-V1
JPN | Japan | Kansai Sendai power station |  | WRI1061348 | 112 | 38.2681 | 141.0092 | Coal |  |  |  | 2017.0 | Kansai Electric Power Co | GCPT | https://endcoal.org/global-coal-plant-tracker/ | WRI | [14 empty] | 735.84 | SOLAR-V1 | SOLAR-V1 | SOLAR-V1 | SOLAR-V1 | SOLAR-V1
JPN | Japan | Sakata Kyodo power station |  | WRI1020077 | 700 | 38.9686 | 139.8322 | Coal | Oil |  |  | 1978.0 | Sakata Kyodo Electric Power Co | GCPT | https://endcoal.org/global-coal-plant-tracker/ | GEODB | 1027816 | [13 empty] | 4599 | NO-ESTIMATION | NO-ESTIMATION | NO-ESTIMATION | NO-ESTIMATION | CAPACITY-FACTOR-V1
JPN | Japan | Kamaishi Works power station |  | WRI1020048 | 149 | 39.2688 | 141.8766 | Coal |  |  |  | 2000.0 | Nippon Steel & Sumitomo Metal | GCPT | https://endcoal.org/global-coal-plant-tracker/ | WRI | [14 empty] | 978.93 | NO-ESTIMATION | NO-ESTIMATION | NO-ESTIMATION | NO-ESTIMATION | CAPACITY-FACTOR-V1
JPN | Japan | Noshiro power station |  | WRI1000620 | 1200 | 40.1912 | 139.9911 | Coal |  |  |  | 1994.0 | Tohoku Electric Power Co | GCPT | https://endcoal.org/global-coal-plant-tracker/ | GEODB | 1031500 | [13 empty] | 7884 | NO-ESTIMATION | NO-ESTIMATION | NO-ESTIMATION | NO-ESTIMATION | CAPACITY-FACTOR-V1
JPN | Japan | Hachinohe Mill power station |  | WRI1075842 | 90 | 40.5680 | 141.4785 | Coal |  |  |  | 1992.0 | Mitsubishi Paper Mills Ltd | GCPT | https://endcoal.org/global-coal-plant-tracker/ | GCPT | [14 empty] | 591.3 | NO-ESTIMATION | NO-ESTIMATION | NO-ESTIMATION | NO-ESTIMATION | CAPACITY-FACTOR-V1
JPN | Japan | NSC Muroran Works power station |  | WRI1075843 | 195 | 42.3507 | 140.9930 | Coal |  |  |  | 1999.0 | Nippon Steel & Sumitomo Metal | GCPT | https://endcoal.org/global-coal-plant-tracker/ | GCPT | [14 empty] | 1281.15 | WIND-V1 | WIND-V1 | WIND-V1 | WIND-V1 | WIND-V1
JPN | Japan | Tomato-atsuma power station |  | WRI1000616 | 1650 | 42.6120 | 141.8050 | Coal |  |  |  | 1991.0 | Hokkaido Electric Power Co Inc | GCPT | https://endcoal.org/global-coal-plant-tracker/ | GEODB | 1018606 | [13 empty] | 10840.5 | NO-ESTIMATION | NO-ESTIMATION | NO-ESTIMATION | NO-ESTIMATION | SOLAR-V1
JPN | Japan | Tomakomai Mill power station |  | WRI1020052 | 73 | 42.6359 | 141.5886 | Coal |  |  |  | 1986.0 | Oji Paper Co Ltd | GCPT | https://endcoal.org/global-coal-plant-tracker/ | WRI | 1050874 | [13 empty] | 479.61 | NO-ESTIMATION | NO-ESTIMATION | NO-ESTIMATION | NO-ESTIMATION | SOLAR-V1
JPN | Japan | Naie power station |  | WRI1020030 | 350 | 43.4220 | 141.8439 | Coal |  |  |  | 1969.0 | Hokkaido Electric Power Co Inc | GCPT | https://endcoal.org/global-coal-plant-tracker/ | GEODB | 1018577 | [13 empty] | 2299.5 | NO-ESTIMATION | NO-ESTIMATION | NO-ESTIMATION | NO-ESTIMATION | CAPACITY-FACTOR-V1
JPN | Japan | Sunagawa Daini power station |  | WRI1020031 | 250 | 43.4639 | 141.8910 | Coal |  |  |  | 1980.0 | Hokkaido Electric Power Co Inc | GCPT | https://endcoal.org/global-coal-plant-tracker/ | GEODB | 1018600 | [13 empty] | 1642.5 | NO-ESTIMATION | NO-ESTIMATION | NO-ESTIMATION | NO-ESTIMATION | CAPACITY-FACTOR-V1
KAZ | Kazakhstan | OJSC Zhambyl GRES |  | WRI1000289 | 1230 | 42.9000 | 71.3667 | Coal |  |  |  |  | JSC Samruk Energy | Samruk Energy | http://www.theasset.com/storage/File/2011/Kaz/Presentation%20by%20Samruk%20Energy %20Saltanat%20Shunayeva %20managing%20director.pdf | CARMA | 1020644 | [13 empty] | 7228.27 | NO-ESTIMATION | NO-ESTIMATION | NO-ESTIMATION | NO-ESTIMATION | CAPACITY-FACTOR-V1
KAZ | Kazakhstan | Almaty CHP-1 |  | WRI1023221 | 145 | 43.2809 | 76.9310 | Coal |  |  |  |  | Samruk Energy | Samruk Energy | http://www.samruk-energy.kz/en/group/jsc-almaty-power-plants | GEODB | 1031978 | [13 empty] | 852.11 | NO-ESTIMATION | NO-ESTIMATION | NO-ESTIMATION | NO-ESTIMATION | CAPACITY-FACTOR-V1
KAZ | Kazakhstan | Almaty TPP-2 |  | WRI1000292 | 510 | 43.2935 | 76.7992 | Coal | [5 empty] | Samruk Energy | http://www.samruk-energy.kz/en/group/jsc-almaty-power-plants | GEODB | 1031979 | [13 empty] | 2997.09 | NO-ESTIMATION | NO-ESTIMATION | SOLAR-V1 | SOLAR-V1 | SOLAR-V1
KAZ | Kazakhstan | Almaty-3 power station |  | WRI1023220 | 290 | 43.4210 | 77.0073 | Coal |  |  |  | 1982.0 | Samruk-Energo JSC | GCPT | https://endcoal.org/global-coal-plant-tracker/ | WRI | 1031977 | [13 empty] | 1704.22 | NO-ESTIMATION | NO-ESTIMATION | NO-ESTIMATION | NO-ESTIMATION | SOLAR-V1
KAZ | Kazakhstan | Kazakhmys Balkhash power station |  | WRI1075834 | 90 | 46.8290 | 74.9493 | Coal |  |  |  | 1976.0 | Kazakhmys plc | GCPT | https://endcoal.org/global-coal-plant-tracker/ | GCPT | [14 empty] | 528.89 | NO-ESTIMATION | NO-ESTIMATION | NO-ESTIMATION | NO-ESTIMATION | CAPACITY-FACTOR-V1
KAZ | Kazakhstan | Zhezkazgan power station |  | WRI1023217 | 227 | 47.7853 | 67.7444 | Coal |  |  |  | 1975.0 | Kazakhmys plc | Kazakhmys | http://kazakhmys.kz/en/map/ | WRI | [14 empty] | 1333.99 | NO-ESTIMATION | NO-ESTIMATION | NO-ESTIMATION | NO-ESTIMATION | CAPACITY-FACTOR-V1
KAZ | Kazakhstan | Karaganda TETS 1 |  | WRI1000299 | 475 | 49.9161 | 73.2365 | Coal |  |  |  | 2002.0 | IPC | Kazakhmys | http://kazakhmys.kz/en/map/ | GEODB | [14 empty] | 2791.4 | NO-ESTIMATION | NO-ESTIMATION | NO-ESTIMATION | NO-ESTIMATION | CAPACITY-FACTOR-V1
KAZ | Kazakhstan | Karaganda TPS-3 power station |  | WRI1075833 | 590 | 49.9167 | 73.2372 | Coal |  |  |  | 1988.0 | TOO Karaganda Energy Center | GCPT | https://endcoal.org/global-coal-plant-tracker/ | GCPT | [14 empty] | 3467.22 | NO-ESTIMATION | NO-ESTIMATION | NO-ESTIMATION | NO-ESTIMATION | CAPACITY-FACTOR-V1
KAZ | Kazakhstan | Ust-Kamenogorsk TETS power station |  | WRI1023214 | 308 | 49.9823 | 82.6142 | Coal |  |  |  | 1978.0 | AES Kazakhstan | GCPT | https://endcoal.org/global-coal-plant-tracker/ | WRI | 1010073 | [13 empty] | 1810 | NO-ESTIMATION | NO-ESTIMATION | NO-ESTIMATION | NO-ESTIMATION | CAPACITY-FACTOR-V1
KAZ | Kazakhstan | Sogrinsk |  | WRI1023213 | 75 | 50.0292 | 82.7699 | Coal |  |  |  | 1961.0 | AES Sogrinsk CHP | AES Group | http://aes-group.kz/eng/about/business/7736/ | WRI | 1010072 | [13 empty] | 440.74 | NO-ESTIMATION | NO-ESTIMATION | NO-ESTIMATION | NO-ESTIMATION | CAPACITY-FACTOR-V1
KAZ | Kazakhstan | Karaganda TPS-2 power station |  | WRI1075832 | 400 | 50.0467 | 73.0532 | Coal |  |  |  | 1976.0 | JSC Mittal Steel Temiratu | GCPT | https://endcoal.org/global-coal-plant-tracker/ | GCPT | [14 empty] | 2350.65 | NO-ESTIMATION | NO-ESTIMATION | NO-ESTIMATION | NO-ESTIMATION | SOLAR-V1
KAZ | Kazakhstan | Ridder |  | WRI1023219 | 59 | 50.3547 | 83.4884 | Coal |  |  |  | 1956.0 |  | Ridder Tets AO | https://www.emis.com/Ridder_Tets_AO__Ð Ð¸Ð´Ð´ÐµÑ€_Ð¢ÑÑ†_ÐÐž__en_2608599.html | WRI | 1010071 | [13 empty] | 346.72 | NO-ESTIMATION | NO-ESTIMATION | NO-ESTIMATION | NO-ESTIMATION | CAPACITY-FACTOR-V1
KAZ | Kazakhstan | Astana-2 power station |  | WRI1023215 | 360 | 51.1892 | 71.5099 | Coal |  |  |  | 1989.0 | Astana Energia | Astana Energo Service OAO | http://www.aes.kz/node/2102 | WRI | 1011722 | [13 empty] | 2115.59 | NO-ESTIMATION | NO-ESTIMATION | NO-ESTIMATION | NO-ESTIMATION | CAPACITY-FACTOR-V1
KAZ | Kazakhstan | Ekibastuz-1 power station |  | WRI1000286 | 4000 | 51.8880 | 75.3770 | Coal |  |  |  | 1982.0 | Samruk-Energo JSC | Samruk Energy | http://www.samruk-energy.kz/en/group/llp-ekibastuz-sdps-1 | GEODB | 1009768 | [13 empty] | 23506.59 | NO-ESTIMATION | NO-ESTIMATION | SOLAR-V1 | SOLAR-V1 | SOLAR-V1
KAZ | Kazakhstan | Ekibastuz-2 power station |  | WRI1000287 | 1000 | 52.0230 | 75.4750 | Coal |  |  |  | 1992.0 | JSC Ekibastuzskaya GRES | GCPT | https://endcoal.org/global-coal-plant-tracker/ | GEODB | 1014175 | [13 empty] | 5876.64 | NO-ESTIMATION | NO-ESTIMATION | NO-ESTIMATION | NO-ESTIMATION | CAPACITY-FACTOR-V1
KAZ | Kazakhstan | Karaganda GRES-2 |  | WRI1000291 | 608 | 52.0230 | 75.4750 | Coal |  |  |  | 1996.0 | IPC | Kazakhmys | http://kazakhmys.kz/en/map/ | GEODB | 1020520 | [13 empty] | 3573 | NO-ESTIMATION | NO-ESTIMATION | NO-ESTIMATION | NO-ESTIMATION | CAPACITY-FACTOR-V1
KAZ | Kazakhstan | Aksu power station |  | WRI1000288 | 2450 | 52.1200 | 76.8750 | Coal |  |  |  | 1972.0 | Eurasian Energy Corp | Kazakhmys | http://kazakhmys.kz/en/map/ | GCPT | [14 empty] | 14397.78 | NO-ESTIMATION | NO-ESTIMATION | NO-ESTIMATION | NO-ESTIMATION | CAPACITY-FACTOR-V1
KAZ | Kazakhstan | Pavlodar-2 power station |  | WRI1023222 | 100 | 52.3221 | 76.9664 | Coal |  |  |  | 1963.0 | JSC Central-Asian Elec Power | Central Asian Electric Power Corporation | http://caepco.kz/assets/files/go_caepco_2015_en.pdf | WRI | 1025331 | [13 empty] | 587.66 | NO-ESTIMATION | NO-ESTIMATION | NO-ESTIMATION | NO-ESTIMATION | CAPACITY-FACTOR-V1
KAZ | Kazakhstan | Pavlodar-3 power station |  | WRI1075835 | 440 | 52.3666 | 76.9345 | Coal |  |  |  | 1975.0 | JSC Central-Asian Elec Power | GCPT | https://endcoal.org/global-coal-plant-tracker/ | GCPT | [14 empty] | 2585.72 | NO-ESTIMATION | NO-ESTIMATION | NO-ESTIMATION | NO-ESTIMATION | CAPACITY-FACTOR-V1
KAZ | Kazakhstan | MAEK-Kazatoprom TPP-2 |  | WRI1000290 | 1255 | 52.3670 | 76.9338 | Coal | [5 empty] | Invest KZ | http://www.investkz.com/en/journals/42/12.html | GEODB | [14 empty] | 7375.19 | NO-ESTIMATION | NO-ESTIMATION | NO-ESTIMATION | NO-ESTIMATION | CAPACITY-FACTOR-V1
KAZ | Kazakhstan | Pavlodar TPP-1 |  | WRI1000293 | 855 | 52.3670 | 76.9338 | Coal |  |  |  | 1959.0 | Aluminum of Kazakhstan | Central Asian Electric Power Corporation | http://caepco.kz/assets/files/go_caepco_2015_en.pdf | GEODB | 1025330 | [13 empty] | 5024.53 | NO-ESTIMATION | NO-ESTIMATION | NO-ESTIMATION | NO-ESTIMATION | CAPACITY-FACTOR-V1
KAZ | Kazakhstan | Petropavlovsk-2 power station |  | WRI1000294 | 401 | 54.8979 | 69.1874 | Coal |  |  |  | 1965.0 | JSC Central-Asian Elec Power | GCPT | https://endcoal.org/global-coal-plant-tracker/ | WRI | 1011720 | [13 empty] | 2356.53 | SOLAR-V1 | SOLAR-V1 | SOLAR-V1 | SOLAR-V1 | SOLAR-V1
KGZ | Kyrgyzstan | Bishkek CHP Power Plant Kyrgyzstan |  | GEODB0041762 | 674 | 42.8730 | 74.6541 | Coal | [5 empty] | GEODB | http://globalenergyobservatory.org | GEODB | 1021556 | 2017 | [12 empty] | 1259.94 | NO-ESTIMATION | NO-ESTIMATION | NO-ESTIMATION | NO-ESTIMATION | CAPACITY-FACTOR-V1
KHM | Cambodia | Sihanoukville CIIDG power station |  | WRI1075837 | 405 | 10.7326 | 103.5835 | Coal |  |  |  | 2015.0 | CIIDG Erdos Hongjun Electric Power Co. | GCPT | https://endcoal.org/global-coal-plant-tracker/ | GCPT | [15 empty] | HYDRO-V1 | HYDRO-V1 | HYDRO-V1 | HYDRO-V1 | HYDRO-V1
KHM | Cambodia | Sihanoukville CEL power station |  | WRI1026840 | 100 | 10.7402 | 103.5808 | Coal |  |  |  | 2014.0 | Cambodian Energy Limited | GCPT | https://endcoal.org/global-coal-plant-tracker/ | WRI | 1067950 | [14 empty] | WIND-V1 | WIND-V1 | WIND-V1 | WIND-V1 | WIND-V1
KOR | South Korea | Bukeju |  | WRI1029843 | 150 | 33.5370 | 126.5974 | Coal |  |  |  | 2000.0 | Korea Midland Power (KOMIPO) | KOMIPO | http://komipo.en.ec21.com/Anthracite_coal_power_plants--487304_487312.html | WRI | 1021136 | [13 empty] | 1134.85 | NO-ESTIMATION | NO-ESTIMATION | NO-ESTIMATION | NO-ESTIMATION | CAPACITY-FACTOR-V1
KOR | South Korea | Yeosu |  | WRI1000189 | 678 | 34.8393 | 127.6908 | Coal |  |  |  | 2011.0 | Korea South East Power (KOSEP) | KOSEP | https://www.kosep.co.kr/kosep/hw/en/ov/ovhw18/main.do?menuCd=EN02030102 | GEODB | 1021194 | [13 empty] | 5129.53 | WIND-V1 | WIND-V1 | WIND-V1 | WIND-V1 | WIND-V1
KOR | South Korea | Honam |  | WRI1000210 | 500 | 34.8545 | 127.7351 | Coal |  |  |  | 1973.0 | Korea East West Power | KEWP | http://www.ewp.co.kr/eng/main/main.asp | WRI | 1052922 | [13 empty] | 3782.84 | NO-ESTIMATION | NO-ESTIMATION | NO-ESTIMATION | NO-ESTIMATION | CAPACITY-FACTOR-V1
KOR | South Korea | Samcheonpo |  | WRI1000186 | 3240 | 34.9103 | 128.1085 | Coal |  |  |  |  | Korea South East Power (KOSEP) | KOSEP | https://www.kosep.co.kr/kosep/hw/en/ov/ovhw18/main.do?menuCd=EN02030102 | GEODB | 1021173 | [13 empty] | 24512.81 | NO-ESTIMATION | NO-ESTIMATION | NO-ESTIMATION | NO-ESTIMATION | CAPACITY-FACTOR-V1
KOR | South Korea | Hadong |  | WRI1000202 | 4000 | 34.9512 | 127.8213 | Coal |  |  |  |  | Korea Southern Power | KSP | https://www.kospo.co.kr/english/?mn=sub&mcode=01030100 | GEODB | 1021147 | [13 empty] | 30262.73 | HYDRO-V1 | HYDRO-V1 | HYDRO-V1 | HYDRO-V1 | HYDRO-V1
KOR | South Korea | Yeongnam |  | WRI1000205 | 400 | 35.5141 | 129.3835 | Coal |  |  |  |  | Korea Southern Power | KSP | https://www.kospo.co.kr/english/?mn=sub&mcode=01030100 | WRI | 1021198 | [13 empty] | 3026.27 | HYDRO-V1 | HYDRO-V1 | HYDRO-V1 | HYDRO-V1 | HYDRO-V1
KOR | South Korea | Saemangeum Ocise |  | WRI1029844 | 305 | 35.9399 | 126.5668 | Coal |  |  |  | 2016.0 | Doosan Group | Doosan | http://www.doosan.com/en/media/press-view/doosan-heavy-industries-construction-wins-us-470-million-project-to-construct-saemangeum-collective-energy-facility-20131007162740922520 | WRI | 1099819 | [13 empty] | 2307.53 | HYDRO-V1 | HYDRO-V1 | HYDRO-V1 | HYDRO-V1 | HYDRO-V1
KOR | South Korea | Seagull power station |  | WRI1075822 | 421 | 35.9779 | 126.6383 | Coal |  |  |  | 2014.0 | Gungjang Energy Co Ltd | GCPT | https://endcoal.org/global-coal-plant-tracker/ | GCPT | [14 empty] | 3185.15 | HYDRO-V1 | HYDRO-V1 | HYDRO-V1 | HYDRO-V1 | HYDRO-V1
KOR | South Korea | Seocheon |  | WRI1000194 | 400 | 36.1358 | 126.4961 | Coal |  |  |  | 1983.0 | Korea Midland Power (KOMIPO) | KOMIPO | http://komipo.en.ec21.com/Anthracite_coal_power_plants--487304_487312.html | GEODB | 1048937 | [13 empty] | 3026.27 | WIND-V1 | WIND-V1 | WIND-V1 | WIND-V1 | WIND-V1
KOR | South Korea | Shin Boryeong power station |  | WRI1075823 | 2000 | 36.3846 | 126.4862 | Coal |  |  |  | 2017.0 | Korea Midland Power | GCPT | https://endcoal.org/global-coal-plant-tracker/ | GCPT | [14 empty] | 15131.36 | WIND-V1 | WIND-V1 | WIND-V1 | WIND-V1 | WIND-V1
KOR | South Korea | Boryeong (poryang) |  | WRI1000191 | 4000 | 36.4020 | 126.4900 | Coal |  |  |  |  | Korea Midland Power (KOMIPO) | KOMIPO | http://komipo.en.ec21.com/Coal_fired_power_plants--487304_487306.html | GEODB | [14 empty] | 30262.73 | NO-ESTIMATION | SOLAR-V1 | SOLAR-V1 | SOLAR-V1 | SOLAR-V1
KOR | South Korea | Taean |  | WRI1000196 | 4000 | 36.9040 | 126.2330 | Coal |  |  |  |  | Korea Western Power | KWP | https://www.iwest.co.kr/eng/sub.asp?mid=1280&act=abou0602 | GEODB | 1021182 | [13 empty] | 30262.73 | NO-ESTIMATION | NO-ESTIMATION | NO-ESTIMATION | NO-ESTIMATION | CAPACITY-FACTOR-V1
KOR | South Korea | Dangjin |  | WRI1000208 | 4000 | 37.0543 | 126.5133 | Coal |  |  |  |  | Korea East West Power | KEWP | http://www.ewp.co.kr/eng/main/main.asp | GEODB | [14 empty] | 30262.73 | NO-ESTIMATION | NO-ESTIMATION | NO-ESTIMATION | NO-ESTIMATION | CAPACITY-FACTOR-V1
KOR | South Korea | Samcheok Green power station |  | WRI1075821 | 2044 | 37.1860 | 129.3418 | Coal |  |  |  | 2016.0 | Korea Southern Power | GCPT | https://endcoal.org/global-coal-plant-tracker/ | GCPT | [14 empty] | 15464.25 | NO-ESTIMATION | NO-ESTIMATION | NO-ESTIMATION | NO-ESTIMATION | CAPACITY-FACTOR-V1
KOR | South Korea | Yeongheung |  | WRI1000187 | 5080 | 37.2369 | 126.4361 | Coal |  |  |  |  | Korea South East Power (KOSEP) | KOSEP | https://www.kosep.co.kr/kosep/hw/en/ov/ovhw18/main.do?menuCd=EN02030102 | GEODB | 1021197 | [13 empty] | 38433.66 | NO-ESTIMATION | NO-ESTIMATION | NO-ESTIMATION | NO-ESTIMATION | CAPACITY-FACTOR-V1
KOR | South Korea | Bukpyung power station |  | WRI1075819 | 1190 | 37.4805 | 129.1433 | Coal |  |  |  | 2017.0 | GS E&R Korea East-West Power Co Samtan | GCPT | https://endcoal.org/global-coal-plant-tracker/ | GCPT | [14 empty] | 9003.16 | HYDRO-V1 | HYDRO-V1 | HYDRO-V1 | HYDRO-V1 | HYDRO-V1
KOR | South Korea | Donghae power station |  | WRI1075820 | 400 | 37.4863 | 129.1473 | Coal |  |  |  | 1998.0 | Korea East-West Power Co | GCPT | https://endcoal.org/global-coal-plant-tracker/ | GCPT | [14 empty] | 3026.27 | NO-ESTIMATION | NO-ESTIMATION | SOLAR-V1 | SOLAR-V1 | SOLAR-V1
KOR | South Korea | Yeongdong |  | WRI1000188 | 325 | 37.7386 | 128.9812 | Coal |  |  |  |  | Korea South East Power (KOSEP) | KOSEP | https://www.kosep.co.kr/kosep/hw/en/ov/ovhw18/main.do?menuCd=EN02030102 | WRI | 1021192 | [13 empty] | 2458.84 | HYDRO-V1 | HYDRO-V1 | HYDRO-V1 | HYDRO-V1 | HYDRO-V1
KOS | Kosovo | Kosovo A Coal Power Plant Kosovo |  | GEODB0042698 | 800 | 42.6767 | 21.0867 | Coal | [5 empty] | GEODB | http://globalenergyobservatory.org | GEODB | 1015552 | 2017 | [13 empty] | HYDRO-V1 | HYDRO-V1 | HYDRO-V1 | HYDRO-V1 | HYDRO-V1
KOS | Kosovo | Kosovo B Coal Power Plant Kosovo |  | GEODB0042699 | 678 | 42.6937 | 21.0570 | Coal | [5 empty] | GEODB | http://globalenergyobservatory.org | GEODB | 1015552 | 2017 | [13 empty] | NO-ESTIMATION | NO-ESTIMATION | NO-ESTIMATION | NO-ESTIMATION | CAPACITY-FACTOR-V1
LAO | Laos | Hongsa |  | WRI1022391 | 1878 | 19.6910 | 101.2800 | Coal |  |  |  | 2016.0 | Hongsa Power Company Limited | Lao Energy | http://www.laoenergy.la/pageMenu.php?id_menu=47 | WRI | 1031276 | [14 empty] | NO-ESTIMATION | NO-ESTIMATION | WIND-V1 | WIND-V1 | WIND-V1
LKA | Sri Lanka | Lakvijaya |  | WRI1030452 | 900 | 8.0178 | 79.7232 | Coal |  |  |  | 2013.0 | Ceylon Electricity Board | Ceylon Electricity Board | http://www.ceb.lk/knowledge-center/#tab-1442494805846-7-1 | WRI | [14 empty] | 5103 | NO-ESTIMATION | NO-ESTIMATION | NO-ESTIMATION | WIND-V1 | WIND-V1
MAR | Morocco | Centrale Thermique de Jorf Lasfar (JLEC) |  | WRI1023682 | 2020 | 33.1041 | -8.6378 | Coal |  |  |  | 1994.0 | Unit 1 and 2: Office National de lâ€™ElectricitÃ© (ONE) | [18 empty] | WIND-V1 | WIND-V1 | WIND-V1 | WIND-V1 | WIND-V1
MAR | Morocco | Mohammedia power station |  | WRI1023683 | 300 | 33.6820 | -7.4350 | Coal | Oil |  |  | 1986.0 | Office National de Electricite et de Eau Potable | GCPT | https://endcoal.org/global-coal-plant-tracker/ | GEODB | 1024700 | [13 empty] | 2036.17 | NO-ESTIMATION | WIND-V1 | WIND-V1 | WIND-V1 | WIND-V1
MAR | Morocco | Jerada power station |  | WRI1023681 | 515 | 34.3098 | -2.1902 | Coal |  |  |  | 2002.0 | Office National de Electricite (ONE) Sepco III | GCPT | https://endcoal.org/global-coal-plant-tracker/ | WRI | 1024696 | [13 empty] | 3495.42 | NO-ESTIMATION | NO-ESTIMATION | NO-ESTIMATION | NO-ESTIMATION | CAPACITY-FACTOR-V1
MDA | Moldova | Moldavskaya GRES |  | WRI1002989 | 2520 | 46.6292 | 29.9407 | Coal | Oil |  |  |  |  | Energy Charter Secretariat | http://www.energycharter.org/fileadmin/DocumentsMedia/IDEER/IDEER-Moldova_2015_en.pdf | WRI | 1023021 | [13 empty] | 0 | HYDRO-V1 | HYDRO-V1 | HYDRO-V1 | HYDRO-V1 | HYDRO-V1
MDG | Madagascar | Ambatovy |  | WRI1023098 | 120 | -18.8356 | 48.3125 | Coal | [5 empty] | African Development Bank Group | http://powerafrica.opendataforafrica.org | WRI | 1076480 | [14 empty] | NO-ESTIMATION | NO-ESTIMATION | NO-ESTIMATION | NO-ESTIMATION | CAPACITY-FACTOR-V1
MEX | Mexico | Plutarco ElÃ­as Calles (Petacalco) |  | MEX0001765 | 2778.4 | 17.9837 | -102.1154 | Coal |  |  |  |  | CFE | CFE-CENACE | http://base.energia.gob.mx/nacei/Archivos/3%20P%C3%A1gina%20Datos%20de%20Infraestructura/Ingl%C3%A9s/PowerPlantsAllGE100MW_NorthAmerica_201606.xlsx | North American Cooperation on Energy Information and ComisiÃ³n Reguladora de EnergÃ­a | 1013119 | 2016 | [12 empty] | 15787.81 | NO-ESTIMATION | NO-ESTIMATION | NO-ESTIMATION | NO-ESTIMATION | CAPACITY-FACTOR-V1
MEX | Mexico | CarbÃ³n II |  | MEX0001768 | 1400 | 28.4682 | -100.7003 | Coal |  |  |  |  | CFE | CFE-CENACE | http://base.energia.gob.mx/nacei/Archivos/3%20P%C3%A1gina%20Datos%20de%20Infraestructura/Ingl%C3%A9s/PowerPlantsAllGE100MW_NorthAmerica_201606.xlsx | North American Cooperation on Energy Information and ComisiÃ³n Reguladora de EnergÃ­a | 1013024 | 2016 | [12 empty] | 7955.27 | HYDRO-V1 | HYDRO-V1 | HYDRO-V1 | HYDRO-V1 | HYDRO-V1
MEX | Mexico | JosÃ© LÃ³pez Portillo (RÃ­o Escondido) |  | MEX0001771 | 1200 | 28.4844 | -100.6897 | Coal |  |  |  |  | CFE | CFE-CENACE | http://base.energia.gob.mx/nacei/Archivos/3%20P%C3%A1gina%20Datos%20de%20Infraestructura/Ingl%C3%A9s/PowerPlantsAllGE100MW_NorthAmerica_201606.xlsx | North American Cooperation on Energy Information and ComisiÃ³n Reguladora de EnergÃ­a |  | 2016 | [12 empty] | 6818.81 | NO-ESTIMATION | NO-ESTIMATION | NO-ESTIMATION | NO-ESTIMATION | CAPACITY-FACTOR-V1
MKD | Macedonia | Bitola Coal Power Plant Macedonia |  | GEODB0042700 | 675 | 41.0580 | 21.4832 | Coal | [5 empty] | GEODB | http://globalenergyobservatory.org | GEODB | 1014452 | 2017 | [12 empty] | 2773.72 | WIND-V1 | WIND-V1 | WIND-V1 | WIND-V1 | WIND-V1
MKD | Macedonia | Oslomej Coal Power Plant Macedonia |  | GEODB0042701 | 125 | 41.5824 | 21.0006 | Coal | [5 empty] | GEODB | http://globalenergyobservatory.org | GEODB | 1039351 | 2017 | [12 empty] | 513.65 | NO-ESTIMATION | NO-ESTIMATION | WIND-V1 | WIND-V1 | WIND-V1
MMR | Myanmar | Malamyine |  | WRI1061380 | 45 | 16.5000 | 97.6620 | Coal |  |  |  | 2017.0 | Pacific Link Cement | Global Cement | http://www.globalcement.com/news/item/6452-mawlamyine-plant-may-not-have-proper-power-plant-permission | WRI | [15 empty] | HYDRO-V1 | HYDRO-V1 | HYDRO-V1 | HYDRO-V1 | HYDRO-V1
MMR | Myanmar | Tigyit |  | WRI1061372 | 120 | 20.4300 | 96.7020 | Coal |  |  |  | 2005.0 |  | Open Development Myanmar | https://opendevelopmentmyanmar.net/dataset/?id=myanmar-power-stations&search_query=P3R5cGU9ZGF0YXNldCZ0YXhvbm9teT1hbGwmc29ydGluZz1zY29yZSZxdWVyeT1wb3dlcg== | WRI |  |  |  |  | 600.0 |  |  |  |  | Open Development Myanmar | [5 empty] | NO-ESTIMATION | NO-ESTIMATION | NO-ESTIMATION | NO-ESTIMATION | CAPACITY-FACTOR-V1
MNE | Montenegro | Pljevlja Coal Power Plant Montenegro |  | GEODB0042685 | 218.5 | 43.3342 | 19.3271 | Coal | [5 empty] | GEODB | http://globalenergyobservatory.org | GEODB | 1015540 | 2017 |  |  |  | 1215.014 | 1264.599 |  |  | JRC-PPDB-OPEN |  |  |  |  | 1322.65 | HYDRO-V1 | HYDRO-V1 | HYDRO-V1 | HYDRO-V1 | HYDRO-V1
MNG | Mongolia | Ulaanbaatar-4 Thermal Power Plant |  | WRI1000181 | 570 | 47.8938 | 106.8036 | Coal |  |  |  | 1984.0 | Thermal Power Plant-4 SSH Co | GCPT | https://endcoal.org/global-coal-plant-tracker/ | GCPT | 1011900 | [13 empty] | 3295.04 | NO-ESTIMATION | NO-ESTIMATION | NO-ESTIMATION | NO-ESTIMATION | SOLAR-V1
MNG | Mongolia | Ulaanbaatar-3 Thermal Power Plant |  | WRI1000182 | 198 | 47.8956 | 106.8651 | Coal |  |  |  | 2014.0 | Thermal Power Plant-3 SSH Co | GCPT | https://endcoal.org/global-coal-plant-tracker/ | GCPT | [14 empty] | 1144.59 | NO-ESTIMATION | NO-ESTIMATION | NO-ESTIMATION | NO-ESTIMATION | CAPACITY-FACTOR-V1
MNG | Mongolia | Dornod power station |  | WRI1075838 | 36 | 48.0793 | 114.5550 | Coal |  |  |  | 1982.0 | Central Energy System | GCPT | https://endcoal.org/global-coal-plant-tracker/ | GCPT | [14 empty] | 208.1 | NO-ESTIMATION | NO-ESTIMATION | NO-ESTIMATION | NO-ESTIMATION | CAPACITY-FACTOR-V1
MUS | Mauritius | Belle Vue power station |  | WRI1023112 | 70 | -20.0667 | 57.5982 | Coal |  |  |  | 2000.0 | Comp Therm Belle Vue (Ctvb) | African Development Bank Group | http://powerafrica.opendataforafrica.org | Power Africa | 1042113 | [13 empty] | 470.97 | NO-ESTIMATION | NO-ESTIMATION | NO-ESTIMATION | NO-ESTIMATION | CAPACITY-FACTOR-V1
MUS | Mauritius | Savannah Estate Sidec power station |  | WRI1023126 | 105 | -20.4728 | 57.6274 | Coal |  |  |  | 2007.0 | Compagnie Thermique Savannah | African Development Bank Group | http://powerafrica.opendataforafrica.org | Power Africa | 1059542 | [13 empty] | 706.46 | NO-ESTIMATION | NO-ESTIMATION | NO-ESTIMATION | NO-ESTIMATION | CAPACITY-FACTOR-V1
MUS | Mauritius | Ctds power station |  | WRI1023114 | 35 | -20.4800 | 57.5500 | Coal |  |  |  | 2005.0 | Compagnie Thermique Sud (Ctds) | African Development Bank Group | http://powerafrica.opendataforafrica.org | Power Africa | 1065687 | [13 empty] | 235.48 | NO-ESTIMATION | NO-ESTIMATION | NO-ESTIMATION | NO-ESTIMATION | CAPACITY-FACTOR-V1
MUS | Mauritius | Union St Aubin |  | WRI1023129 | 14.7 | -20.5079 | 57.5426 | Coal | [5 empty] | African Development Bank Group | http://powerafrica.opendataforafrica.org | Power Africa | 1022440 | [13 empty] | 98.9 | WIND-V1 | WIND-V1 | WIND-V1 | WIND-V1 | WIND-V1
MYS | Malaysia | Tanjung Bin power station |  | WRI1000254 | 3244 | 1.3340 | 103.5422 | Coal |  |  |  | 2010.0 | Malakoff Bhd | GCPT | https://endcoal.org/global-coal-plant-tracker/ | GEODB | [14 empty] | 23137.57 | NO-ESTIMATION | NO-ESTIMATION | NO-ESTIMATION | NO-ESTIMATION | CAPACITY-FACTOR-V1
MYS | Malaysia | Tg. Bin Energy |  | WRI1000285 | 2100 | 1.3348 | 103.5422 | Coal |  |  |  | 2016.0 |  | Penisular Malaysia Electricity Supply Company | http://www.st.gov.my/index.php/component/k2/item/606-peninsular-malaysia-electricity-supply-industry-outlook-2014.html | WRI | [14 empty] | 14978.08 | NO-ESTIMATION | NO-ESTIMATION | NO-ESTIMATION | NO-ESTIMATION | SOLAR-V1
MYS | Malaysia | Sejingkat power station |  | WRI1000279 | 210 | 1.6377 | 110.4654 | Coal |  |  |  | 2001.0 | Sejingkat Power Corp | GCPT | https://endcoal.org/global-coal-plant-tracker/ | GCPT | 1052828 | [13 empty] | 1497.8 | NO-ESTIMATION | NO-ESTIMATION | NO-ESTIMATION | NO-ESTIMATION | SOLAR-V1
MYS | Malaysia | Jimah power station |  | WRI1000256 | 1400 | 2.5903 | 101.7246 | Coal |  |  |  | 2009.0 | Jimah Energy Ventures Sdn Bhd | Penisular Malaysia Electricity Supply Company | http://www.st.gov.my/index.php/component/k2/item/606-peninsular-malaysia-electricity-supply-industry-outlook-2014.html | GCPT | 1010546 | [13 empty] | 9985.39 | NO-ESTIMATION | NO-ESTIMATION | NO-ESTIMATION | NO-ESTIMATION | CAPACITY-FACTOR-V1
MYS | Malaysia | Mukah Coal power station |  | WRI1000277 | 270 | 2.9685 | 112.3239 | Coal |  |  |  | 2009.0 | Sarawak Energy Bhd Group | GCPT | https://endcoal.org/global-coal-plant-tracker/ | GCPT | 1065636 | [13 empty] | 1925.75 | NO-ESTIMATION | NO-ESTIMATION | NO-ESTIMATION | SOLAR-V1 | SOLAR-V1
MYS | Malaysia | Sultan Aziz power station |  | WRI1075863 | 1600 | 3.1172 | 101.3204 | Coal |  |  |  | 1996.0 | Kapar Energy Ventures Sdn Bhd | GCPT | https://endcoal.org/global-coal-plant-tracker/ | GCPT | [14 empty] | 11411.87 | NO-ESTIMATION | NO-ESTIMATION | NO-ESTIMATION | NO-ESTIMATION | CAPACITY-FACTOR-V1
MYS | Malaysia | Manjung power station |  | WRI1000255 | 4180 | 4.1586 | 100.6423 | Coal |  |  |  | 2009.0 | TNB Janamanjung Sdn Bhd | GCPT | https://endcoal.org/global-coal-plant-tracker/ | GEODB | 1031404 | [13 empty] | 29813.52 | NO-ESTIMATION | NO-ESTIMATION | NO-ESTIMATION | NO-ESTIMATION | CAPACITY-FACTOR-V1
NAM | Namibia | Van Eck |  | WRI1023134 | 120 | -22.5140 | 17.0789 | Coal | [5 empty] | African Development Bank Group | http://powerafrica.opendataforafrica.org | Power Africa | 1023341 | [13 empty] | 66 | NO-ESTIMATION | NO-ESTIMATION | NO-ESTIMATION | NO-ESTIMATION | CAPACITY-FACTOR-V1
NER | Niger | Anou Araren Mine |  | WRI1023139 | 37.6 | 17.2893 | 7.8392 | Coal | [5 empty] | African Development Bank Group | http://powerafrica.opendataforafrica.org | Power Africa | 1011735 | [13 empty] | 226 | NO-ESTIMATION | NO-ESTIMATION | NO-ESTIMATION | NO-ESTIMATION | CAPACITY-FACTOR-V1
NLD | Netherlands | GELDERLAND |  | WRI1019307 | 590 | 51.8561 | 5.8294 | Coal | Biomass |  |  |  | GDF Suez | GDF Suez | https://www.google.com/url?sa=t&rct=j&q=&esrc=s&source=web&cd=3&ved=0ahUKEwilnu-T0aXOAhUBjz4KHT5VCjYQFggsMAI&url=http%3A%2F%2Fwww.engie.com%2Fwp-content%2Fuploads%2F2012%2F08%2FGDF_SUEZ_power_asset_table_vdef.xls&usg=AFQjCNHSG0cjbY0ZCS761mkpSWj0Z6E2zA&sig2=v45V3Rq0dF8CVwsH9bx9OQ&cad=rja | GEODB |  |  |  |  | 2886.239 |  |  |  |  | ENTSOE |  |  |  |  | 3416.99 | NO-ESTIMATION | NO-ESTIMATION | SOLAR-V1 | SOLAR-V1 | SOLAR-V1
NLD | Netherlands | Maasvlakte 3 |  | WRI1019296 | 1100 | 51.9587 | 4.0272 | Coal |  |  |  | 2016.0 | E.ON | GCPT | https://endcoal.org/global-coal-plant-tracker/ | GCPT | 1016872 |  |  |  | 13229.13 | 16282.349 |  |  |  | JRC-PPDB-OPEN |  |  |  |  | 6370.67 | SOLAR-V1 | SOLAR-V1 | SOLAR-V1 | SOLAR-V1 | SOLAR-V1
NLD | Netherlands | Maasvlakte (MV1 and MV2) |  | WRI1019295 | 1040 | 51.9626 | 4.0217 | Coal | Biomass |  |  | 1988.0 | E.ON | GDF Suez | https://www.google.com/url?sa=t&rct=j&q=&esrc=s&source=web&cd=3&ved=0ahUKEwilnu-T0aXOAhUBjz4KHT5VCjYQFggsMAI&url=http%3A%2F%2Fwww.engie.com%2Fwp-content%2Fuploads%2F2012%2F08%2FGDF_SUEZ_power_asset_table_vdef.xls&usg=AFQjCNHSG0cjbY0ZCS761mkpSWj0Z6E2zA&sig2=v45V3Rq0dF8CVwsH9bx9OQ&cad=rja | GEODB | 1016872 |  |  |  | 3652.756 |  |  |  |  | ENTSOE |  |  |  |  | 6023.18 | NO-ESTIMATION | NO-ESTIMATION | NO-ESTIMATION | NO-ESTIMATION | CAPACITY-FACTOR-V1
NLD | Netherlands | Hemweg power station |  | WRI1019298 | 685 | 52.4049 | 4.8465 | Coal |  |  |  | 1995.0 | NUON | GCPT | https://endcoal.org/global-coal-plant-tracker/ | GEODB | 1032336 |  |  |  | 4435.388 | 4131.54 | 3132.478 |  |  | JRC-PPDB-OPEN |  |  |  |  | 3967.19 | NO-ESTIMATION | NO-ESTIMATION | NO-ESTIMATION | NO-ESTIMATION | CAPACITY-FACTOR-V1
NLD | Netherlands | Eemshaven |  | WRI1019289 | 1600 | 53.4355 | 6.8793 | Coal | Biomass |  |  | 2015.0 | Essent | GCPT | https://endcoal.org/global-coal-plant-tracker/ | GCPT | 1067399 |  |  |  |  | 14428.277 | 14470.91 |  |  | JRC-PPDB-OPEN |  |  |  |  | 9266.43 | NO-ESTIMATION | NO-ESTIMATION | NO-ESTIMATION | NO-ESTIMATION | CAPACITY-FACTOR-V1
NZL | New Zealand | Huntly (steam) |  | WRI1000306 | 500 | -37.5444 | 175.1500 | Coal |  |  |  |  | Genesis Energy | Genesis Energy | https://www.genesisenergy.co.nz/generation-assets | GEODB | 1015220 | [13 empty] | 1164.84 | NO-ESTIMATION | NO-ESTIMATION | NO-ESTIMATION | NO-ESTIMATION | CAPACITY-FACTOR-V1
PAK | Pakistan | Port Qasim EPC power station |  | WRI1075849 | 1320 | 24.7845 | 67.3694 | Coal |  |  |  | 2018.0 | Port Qasim Electric Power Company | GCPT | https://endcoal.org/global-coal-plant-tracker/ | GCPT | [15 empty] | WIND-V1 | WIND-V1 | WIND-V1 | WIND-V1 | WIND-V1
PAK | Pakistan | Fauji Fertilizer Power Plant |  | WRI1030456 | 118 | 24.8339 | 67.4179 | Coal |  |  |  | 2017.0 | Fauji Fertilizer Bin Qasim Limited | The Express Tribune | https://tribune.com.pk/story/1318678/fauji-fertilizers-118mw-coal-fired-power-plant-comes-online/ | WRI | [15 empty] | HYDRO-V1 | HYDRO-V1 | HYDRO-V1 | HYDRO-V1 | HYDRO-V1
PAK | Pakistan | Lakhra |  | WRI1030454 | 150 | 25.7041 | 68.2861 | Coal |  |  |  | 1995.0 | Lakhra Power Generation Co Ltd | Lakhra Power Generation Company | http://lpgcl.gov.pk/ | WRI | 1033210 | [14 empty] | NO-ESTIMATION | NO-ESTIMATION | NO-ESTIMATION | NO-ESTIMATION | CAPACITY-FACTOR-V1
PAK | Pakistan | Muzaffargarh Sugar Mill |  | WRI1030459 | 120 | 30.2934 | 70.9672 | Coal |  |  |  | 2017.0 | Fatima Group | The Express Tribune | https://tribune.com.pk/story/1391202/govt-contest-tariff-case-filed-fatima-energy/ | WRI | [15 empty] | NO-ESTIMATION | NO-ESTIMATION | NO-ESTIMATION | NO-ESTIMATION | CAPACITY-FACTOR-V1
PAK | Pakistan | Sahiwal |  | WRI1030457 | 1320 | 30.7135 | 73.2432 | Coal |  |  |  | 2017.0 | Huaneng Shandong Power Co Ltd Shandong Ruyi Group | China Pakistan Economic Corridor | http://www.cpec.gov.pk/project-details/2 | WRI | [15 empty] | NO-ESTIMATION | NO-ESTIMATION | NO-ESTIMATION | NO-ESTIMATION | CAPACITY-FACTOR-V1
PAK | Pakistan | Faisalabad Sitara Chemical power plant |  | WRI1030455 | 40 | 31.5233 | 73.3886 | Coal |  |  |  | 2016.0 | Sitara Chemical Industries Ltd | Sitara Chemical Industries | http://www.sitara.com.pk/ | WRI | 1112835 | [14 empty] | NO-ESTIMATION | NO-ESTIMATION | NO-ESTIMATION | NO-ESTIMATION | CAPACITY-FACTOR-V1
PAK | Pakistan | Maple Leaf power station |  | WRI1030458 | 40 | 32.9052 | 71.6119 | Coal |  |  |  | 2017.0 | Maple Leaf Power | GCPT | https://endcoal.org/global-coal-plant-tracker/ | WRI | [15 empty] | NO-ESTIMATION | NO-ESTIMATION | NO-ESTIMATION | NO-ESTIMATION | CAPACITY-FACTOR-V1
PAN | Panama | Bahia las Minas Coal Power Plant Panama |  | GEODB0043529 | 120 | 9.3764 | -79.8233 | Coal | [5 empty] | GEODB | http://globalenergyobservatory.org | GEODB |  | 2017 | [12 empty] | 171 | WIND-V1 | WIND-V1 | WIND-V1 | WIND-V1 | WIND-V1
PER | Peru | Ilo 1 |  | WRI1022047 | 132 | -17.7762 | -71.1896 | Coal |  |  |  |  | EnergÃ­a del Sur S.A. | Peru Ministry of Energy and Mines | http://www.minem.gob.pe/minem/archivos/Capitulo%203%20Generacion%20electrica%202015%20FINAL.pdf | GEODB | 1016240 |  |  |  | 62.0 |  |  |  |  | Peru Ministry of Energy and Mines |  |  |  |  | 614.17 | NO-ESTIMATION | NO-ESTIMATION | NO-ESTIMATION | NO-ESTIMATION | CAPACITY-FACTOR-V1
PHL | Philippines | Naga power complex |  | WRI1075847 | 311 | 10.2175 | 123.7606 | Coal |  |  |  | 2001.0 | SPC Power Corp | GCPT | https://endcoal.org/global-coal-plant-tracker/ | GCPT | [14 empty] | 1959.76 | HYDRO-V1 | HYDRO-V1 | HYDRO-V1 | HYDRO-V1 | HYDRO-V1
PHL | Philippines | CEBU TPP(Salcon) |  | WRI1001921 | 106.8 | 10.2185 | 123.7577 | Coal | [5 empty] | Philippines Department of Energy | https://www.doe.gov.ph/list-existing-power-plants | GEODB | [14 empty] | 673 | NO-ESTIMATION | NO-ESTIMATION | NO-ESTIMATION | NO-ESTIMATION | CAPACITY-FACTOR-V1
PHL | Philippines | TOLEDO POWER CORP. (Sangi Sta) |  | WRI1001920 | 88.8 | 10.3871 | 123.6401 | Coal | [5 empty] | Philippines Department of Energy | https://www.doe.gov.ph/list-existing-power-plants | GEODB | 1031810 | [13 empty] | 559.57 | NO-ESTIMATION | NO-ESTIMATION | NO-ESTIMATION | NO-ESTIMATION | CAPACITY-FACTOR-V1
PHL | Philippines | PEDC Coal |  | WRI1001923 | 314 | 10.7235 | 122.5961 | Coal | [5 empty] | Philippines Department of Energy | https://www.doe.gov.ph/list-existing-power-plants | WRI | [14 empty] | 1978.67 | HYDRO-V1 | HYDRO-V1 | HYDRO-V1 | HYDRO-V1 | HYDRO-V1
PHL | Philippines | PCPC |  | WRI1029966 | 135 | 11.1872 | 123.1210 | Coal |  |  |  | 2016.0 | Palm Concepcion Power Corporation (PCPC) | Philippines Department of Energy | https://www.doe.gov.ph/list-existing-power-plants | WRI | [14 empty] | 850.7 | NO-ESTIMATION | NO-ESTIMATION | NO-ESTIMATION | NO-ESTIMATION | CAPACITY-FACTOR-V1
PHL | Philippines | Pagbilao power station |  | WRI1001869 | 1154 | 13.8932 | 121.7450 | Coal |  |  |  | 2004.0 | Team Energy Corp Therma Power | GCPT | https://endcoal.org/global-coal-plant-tracker/ | GEODB | 1013255 | [13 empty] | 7271.94 | NO-ESTIMATION | NO-ESTIMATION | NO-ESTIMATION | NO-ESTIMATION | CAPACITY-FACTOR-V1
PHL | Philippines | SLPGC |  | WRI1023890 | 300 | 13.9201 | 120.8265 | Coal |  |  |  | 2016.0 | South Luzon Thermal Energy Corporation | Philippines Department of Energy | https://www.doe.gov.ph/list-existing-power-plants | WRI | [14 empty] | 1890.45 | NO-ESTIMATION | NO-ESTIMATION | NO-ESTIMATION | NO-ESTIMATION | NO-ESTIMATION
PHL | Philippines | Calaca power station |  | WRI1001870 | 900 | 13.9303 | 120.7886 | Coal |  |  |  | 2007.0 | SEM-Calaca Power Corp | GCPT | https://endcoal.org/global-coal-plant-tracker/ | GEODB | 1023488 | [13 empty] | 5671.35 | NO-ESTIMATION | NO-ESTIMATION | NO-ESTIMATION | NO-ESTIMATION | CAPACITY-FACTOR-V1
PHL | Philippines | SLTEC Putting Bato |  | WRI1023889 | 270 | 13.9328 | 120.7909 | Coal |  |  |  | 2016.0 | South Luzon Thermal Energy Corporation | Philippines Department of Energy | https://www.doe.gov.ph/list-existing-power-plants | WRI | [14 empty] | 1701.4 | NO-ESTIMATION | NO-ESTIMATION | NO-ESTIMATION | NO-ESTIMATION | CAPACITY-FACTOR-V1
PHL | Philippines | Quezon power station |  | WRI1001873 | 440 | 14.2296 | 121.7558 | Coal |  |  |  | 2000.0 | Quezon Power Co | GCPT | https://endcoal.org/global-coal-plant-tracker/ | GEODB | 1024714 | [13 empty] | 2772.66 | NO-ESTIMATION | NO-ESTIMATION | NO-ESTIMATION | NO-ESTIMATION | CAPACITY-FACTOR-V1
PHL | Philippines | Mariveles Power Plant |  | WRI1001875 | 600 | 14.4252 | 120.5370 | Coal |  |  |  | 2013.0 | Sithe GN Power | GCPT | https://endcoal.org/global-coal-plant-tracker/ | GCPT | 1054104 | [13 empty] | 3780.9 | NO-ESTIMATION | NO-ESTIMATION | NO-ESTIMATION | NO-ESTIMATION | CAPACITY-FACTOR-V1
PHL | Philippines | Limay power station |  | WRI1075846 | 300 | 14.5204 | 120.6027 | Coal |  |  |  | 2018.0 | SMC Consolidated Power Corp | GCPT | https://endcoal.org/global-coal-plant-tracker/ | GCPT | [14 empty] | 1890.45 | NO-ESTIMATION | NO-ESTIMATION | NO-ESTIMATION | NO-ESTIMATION | CAPACITY-FACTOR-V1
PHL | Philippines | SCPC U1 |  | WRI1030470 | 300 | 14.5247 | 120.5964 | Coal |  |  |  | 2017.0 | San Miguel Consolidated Power Corporation | Philippines Department of Energy | https://www.doe.gov.ph/list-existing-power-plants | WRI | [14 empty] | 1890.45 | NO-ESTIMATION | NO-ESTIMATION | NO-ESTIMATION | NO-ESTIMATION | CAPACITY-FACTOR-V1
PHL | Philippines | UPPC |  | WRI1030480 | 30 | 14.8952 | 120.7715 | Coal |  |  |  | 1998.0 | United Pulp & Paper Co. Inc | Philippines Department of Energy | https://www.doe.gov.ph/list-existing-power-plants | WRI | [14 empty] | 189.04 | NO-ESTIMATION | NO-ESTIMATION | NO-ESTIMATION | NO-ESTIMATION | CAPACITY-FACTOR-V1
PHL | Philippines | Anda |  | WRI1029959 | 83.7 | 15.2342 | 120.6109 | Coal |  |  |  | 2016.0 | Anda Power Corporation | Philippines Department of Energy | https://www.doe.gov.ph/list-existing-power-plants | WRI | [14 empty] | 527.43 | NO-ESTIMATION | NO-ESTIMATION | NO-ESTIMATION | NO-ESTIMATION | CAPACITY-FACTOR-V1
PHL | Philippines | Masinloc power station |  | WRI1001871 | 660 | 15.5645 | 119.9233 | Coal |  |  |  | 1998.0 | SMC Global Power | GCPT | https://endcoal.org/global-coal-plant-tracker/ | GEODB | 1023529 | [13 empty] | 4158.99 | NO-ESTIMATION | NO-ESTIMATION | NO-ESTIMATION | NO-ESTIMATION | CAPACITY-FACTOR-V1
PHL | Philippines | Sual power station |  | WRI1001872 | 1218 | 16.1243 | 120.1012 | Coal |  |  |  | 1999.0 | SMC Global Power Holdings Corp. | GCPT | https://endcoal.org/global-coal-plant-tracker/ | GEODB | 1013257 | [13 empty] | 7675.23 | NO-ESTIMATION | NO-ESTIMATION | NO-ESTIMATION | NO-ESTIMATION | CAPACITY-FACTOR-V1
PHL | Philippines | SEC |  | WRI1023892 | 118 | 5.8710 | 125.0789 | Coal |  |  |  | 2016.0 | Sarangani Energy Corporation (SEC) | Philippines Department of Energy | https://www.doe.gov.ph/list-existing-power-plants | WRI | [14 empty] | 743.57 | NO-ESTIMATION | NO-ESTIMATION | NO-ESTIMATION | NO-ESTIMATION | CAPACITY-FACTOR-V1
PHL | Philippines | Davao San Miguel power station |  | WRI1029969 | 300 | 6.3943 | 125.6173 | Coal |  |  |  | 2017.0 | SMC Global Power Holdings | GCPT | https://endcoal.org/global-coal-plant-tracker/ | WRI | [14 empty] | 1890.45 | NO-ESTIMATION | NO-ESTIMATION | NO-ESTIMATION | NO-ESTIMATION | CAPACITY-FACTOR-V1
PHL | Philippines | Davao Therma South power station |  | WRI1075845 | 300 | 6.9644 | 125.4797 | Coal |  |  |  | 2016.0 | ThermaSouth | GCPT | https://endcoal.org/global-coal-plant-tracker/ | GCPT | [14 empty] | 1890.45 | HYDRO-V1 | HYDRO-V1 | HYDRO-V1 | HYDRO-V1 | HYDRO-V1
PHL | Philippines | Misamis Oriental power station |  | WRI1029968 | 405 | 8.5601 | 124.7465 | Coal |  |  |  | 2016.0 | FDC Misimas Power Corp | GCPT | https://endcoal.org/global-coal-plant-tracker/ | WRI | 1099105 | [13 empty] | 2552.11 | NO-ESTIMATION | NO-ESTIMATION | SOLAR-V1 | SOLAR-V1 | SOLAR-V1
PHL | Philippines | Mindanao Steag power station |  | WRI1001962 | 232 | 8.5725 | 124.7573 | Coal |  |  |  | 2006.0 | STEAG State Power Inc | GCPT | https://endcoal.org/global-coal-plant-tracker/ | GEODB | 1051729 | [13 empty] | 1461.95 | NO-ESTIMATION | NO-ESTIMATION | NO-ESTIMATION | NO-ESTIMATION | CAPACITY-FACTOR-V1
PHL | Philippines | Balingasag power station |  | WRI1030489 | 165 | 8.7662 | 124.7685 | Coal |  |  |  | 2017.0 | Minergy Coal Corporation | GCPT | https://endcoal.org/global-coal-plant-tracker/ | WRI | [14 empty] | 1039.74 | NO-ESTIMATION | NO-ESTIMATION | NO-ESTIMATION | NO-ESTIMATION | CAPACITY-FACTOR-V1
POL | Poland | EC Gorlice |  | WRI1061518 | 5 | 49.6769 | 21.1821 | Coal |  |  |  |  | SWF Energia | EC Gorlice | http://www.sfwenergia.com.pl/en/elektrociepownia-gorlice-sp-z-oo.html | University of DÄ…browa GÃ³rnicza | [14 empty] | 20.76 | NO-ESTIMATION | NO-ESTIMATION | NO-ESTIMATION | NO-ESTIMATION | CAPACITY-FACTOR-V1
POL | Poland | EC AndrychÃ³w |  | WRI1061511 | 12 | 49.8524 | 19.3369 | Coal |  |  |  | 1950.0 | EC AndrychÃ³w SA | EC AndrychÃ³w | http://www.ecandrychow.pl/ | University of DÄ…browa GÃ³rnicza | [14 empty] | 49.84 | NO-ESTIMATION | NO-ESTIMATION | NO-ESTIMATION | NO-ESTIMATION | CAPACITY-FACTOR-V1
POL | Poland | EC Moszczenica |  | WRI1061524 | 38 | 49.9415 | 18.5702 | Coal | Gas |  |  | 1966.0 | PGNiG Termika | PGNiG Termika | https://www.ptep.pl/o-firmie/zaklady/oddzial-moszczenica/ | University of DÄ…browa GÃ³rnicza | [14 empty] | 157.84 | NO-ESTIMATION | NO-ESTIMATION | NO-ESTIMATION | NO-ESTIMATION | CAPACITY-FACTOR-V1
POL | Poland | EC ZofiÃ³wka |  | WRI1061525 | 64 | 49.9642 | 18.6266 | Coal | Gas |  |  | 1973.0 | PGNiG Termika | PGNiG Termika | https://www.ptep.pl/o-firmie/zaklady/oddzial-zofiowka/ | University of DÄ…browa GÃ³rnicza | [14 empty] | 265.84 | NO-ESTIMATION | NO-ESTIMATION | NO-ESTIMATION | NO-ESTIMATION | CAPACITY-FACTOR-V1
POL | Poland | CEZ Skawina |  | WRI1019052 | 330 | 49.9767 | 19.8047 | Coal |  |  |  |  | CEZ Polska | ENTSOE | https://transparency.entsoe.eu/generation/r2/installedCapacityPerProductionUnit/show | University of DÄ…browa GÃ³rnicza | 1015581 | [13 empty] | 1370.77 | NO-ESTIMATION | NO-ESTIMATION | NO-ESTIMATION | NO-ESTIMATION | CAPACITY-FACTOR-V1
POL | Poland | EC WSK RzeszÃ³w |  | WRI1061494 | 12 | 50.0146 | 21.9813 | Coal |  |  |  |  | WSK RzeszÃ³w | WSK RzeszÃ³w | http://www.zmwskrz.com/ | University of DÄ…browa GÃ³rnicza | [14 empty] | 49.84 | NO-ESTIMATION | NO-ESTIMATION | NO-ESTIMATION | NO-ESTIMATION | CAPACITY-FACTOR-V1
POL | Poland | EC Azoty TarnÃ³w |  | WRI1019086 | 97 | 50.0277 | 20.9082 | Coal |  |  |  |  | Grupa Azoty | ENTSOE | https://transparency.entsoe.eu/generation/r2/installedCapacityPerProductionUnit/show | University of DÄ…browa GÃ³rnicza | 1010592 | [13 empty] | 402.92 | NO-ESTIMATION | NO-ESTIMATION | NO-ESTIMATION | NO-ESTIMATION | CAPACITY-FACTOR-V1
POL | Poland | EC OÅ›wiÄ™cim |  | WRI1061512 | 79 | 50.0395 | 19.2735 | Coal |  |  |  |  | Synthos Dwory 7 | Synthos Dwory 7 | https://www.synthosgroup.com/en/synthos-group/group/synthos-dwory-7/ | University of DÄ…browa GÃ³rnicza | [14 empty] | 328.15 | NO-ESTIMATION | NO-ESTIMATION | NO-ESTIMATION | NO-ESTIMATION | NO-ESTIMATION
POL | Poland | ZPC Å»ory |  | WRI1061517 | 5 | 50.0411 | 18.6298 | Coal |  |  |  |  | SWF Energia | ZPC Å»ory | http://www.sfwenergia.com.pl/en/zakad-produkcji-ciepa-ory-sp-z-oo.html | University of DÄ…browa GÃ³rnicza | [14 empty] | 20.76 | NO-ESTIMATION | NO-ESTIMATION | NO-ESTIMATION | NO-ESTIMATION | CAPACITY-FACTOR-V1
POL | Poland | EC Marcel |  | WRI1061521 | 37 | 50.0433 | 18.4842 | Coal |  |  |  | 1908.0 | EC Marcel S.A. | EC Marcel | http://www.ecmarcel.pl/ | University of DÄ…browa GÃ³rnicza | [14 empty] | 153.69 | NO-ESTIMATION | NO-ESTIMATION | NO-ESTIMATION | NO-ESTIMATION | CAPACITY-FACTOR-V1
POL | Poland | EC KrakÃ³w 1 |  | WRI1019051 | 446 | 50.0535 | 20.0061 | Coal |  |  |  | 1986.0 | Polska Grupa Energetyczna SA | ENTSOE | https://transparency.entsoe.eu/generation/r2/installedCapacityPerProductionUnit/show | University of DÄ…browa GÃ³rnicza | 1015526 |  |  |  | 1555.049 | 1750.493 | 1503.777 |  |  | JRC-PPDB-OPEN |  |  |  |  | 1852.62 | NO-ESTIMATION | NO-ESTIMATION | NO-ESTIMATION | NO-ESTIMATION | CAPACITY-FACTOR-V1
POL | Poland | EC Tychy |  | WRI1019092 | 105 | 50.1059 | 19.0164 | Coal |  |  |  |  | TAURON Wytwarzanie S.A. | ENTSOE | https://transparency.entsoe.eu/generation/r2/installedCapacityPerProductionUnit/show | University of DÄ…browa GÃ³rnicza | 1040003 | [13 empty] | 436.15 | WIND-V1 | WIND-V1 | WIND-V1 | WIND-V1 | WIND-V1
POL | Poland | Rybnik |  | WRI1019033 | 1775 | 50.1331 | 18.5232 | Coal |  |  |  |  | Polska Grupa Energetyczna SA | ENTSOE | https://transparency.entsoe.eu/generation/r2/installedCapacityPerProductionUnit/show | University of DÄ…browa GÃ³rnicza | 1015579 |  |  |  | 7093.616 | 7397.271 | 6765.795 |  |  | JRC-PPDB-OPEN |  |  |  |  | 7373.11 | NO-ESTIMATION | NO-ESTIMATION | NO-ESTIMATION | NO-ESTIMATION | SOLAR-V1
POL | Poland | Åaziska |  | WRI1019041 | 1155 | 50.1331 | 18.8465 | Coal | Biomass |  |  |  | TAURON Wytwarzanie S.A. | ENTSOE | https://transparency.entsoe.eu/generation/r2/installedCapacityPerProductionUnit/show | University of DÄ…browa GÃ³rnicza |  |  |  |  | 3043.664 | 3049.247 | 3383.151 |  |  | JRC-PPDB-OPEN |  |  |  |  | 4797.71 | NO-ESTIMATION | NO-ESTIMATION | NO-ESTIMATION | NO-ESTIMATION | CAPACITY-FACTOR-V1
POL | Poland | Jaworzno III |  | WRI1019038 | 1345 | 50.2064 | 19.2046 | Coal |  |  |  |  | TAURON Wytwarzanie S.A. | ENTSOE | https://transparency.entsoe.eu/generation/r2/installedCapacityPerProductionUnit/show | University of DÄ…browa GÃ³rnicza | 1015573 |  |  |  | 4394.889 | 4392.725 | 5835.671 |  |  | JRC-PPDB-OPEN |  |  |  |  | 5586.95 | NO-ESTIMATION | NO-ESTIMATION | NO-ESTIMATION | NO-ESTIMATION | CAPACITY-FACTOR-V1
POL | Poland | Siersza |  | WRI1019044 | 546 | 50.2083 | 19.4617 | Coal |  |  |  |  | TAURON Wytwarzanie S.A. | ENTSOE | https://transparency.entsoe.eu/generation/r2/installedCapacityPerProductionUnit/show | University of DÄ…browa GÃ³rnicza | 1015580 |  |  |  | 1601.711 | 1573.776 | 1475.757 |  |  | JRC-PPDB-OPEN |  |  |  |  | 2268.01 | NO-ESTIMATION | NO-ESTIMATION | NO-ESTIMATION | NO-ESTIMATION | CAPACITY-FACTOR-V1
POL | Poland | Jaworzno II |  | WRI1019066 | 189 | 50.2132 | 19.2273 | Coal |  |  |  |  | TAURON Wytwarzanie S.A. | ENTSOE | https://transparency.entsoe.eu/generation/r2/installedCapacityPerProductionUnit/show | University of DÄ…browa GÃ³rnicza |  |  |  |  | 839.264 |  |  |  |  | ENTSOE |  |  |  |  | 785.08 | NO-ESTIMATION | NO-ESTIMATION | NO-ESTIMATION | NO-ESTIMATION | CAPACITY-FACTOR-V1
POL | Poland | EC KnurÃ³w |  | WRI1061520 | 8 | 50.2153 | 18.6785 | Coal |  |  |  |  | Megawat | PrzedsiÄ™biorstwo Energetyczne Megawat | http://www.sfwenergia.com.pl/przedsiebiorstwo-energetyczne-megawat-spzoo.html | University of DÄ…browa GÃ³rnicza | [14 empty] | 33.23 | NO-ESTIMATION | NO-ESTIMATION | NO-ESTIMATION | NO-ESTIMATION | NO-ESTIMATION
POL | Poland | EC Katowice |  | WRI1019075 | 135 | 50.2855 | 19.0532 | Coal |  |  |  |  | TAURON Wytwarzanie S.A. | ENTSOE | https://transparency.entsoe.eu/generation/r2/installedCapacityPerProductionUnit/show | University of DÄ…browa GÃ³rnicza | 1013964 |  |  |  | 829.419 | 635.888 | 846.162 |  |  | JRC-PPDB-OPEN |  |  |  |  | 560.77 | NO-ESTIMATION | NO-ESTIMATION | NO-ESTIMATION | NO-ESTIMATION | SOLAR-V1
POL | Poland | EC Zabrze |  | WRI1061528 | 106 | 50.2956 | 18.8099 | Coal |  |  |  |  | Fortum | Fortum | http://www.eczabrze.fortum.pl/ | University of DÄ…browa GÃ³rnicza | [14 empty] | 440.3 | NO-ESTIMATION | NO-ESTIMATION | NO-ESTIMATION | NO-ESTIMATION | CAPACITY-FACTOR-V1
POL | Poland | EC BÄ™dzin |  | WRI1061513 | 82 | 50.3019 | 19.1384 | Coal |  |  |  |  | Mitteldeutsche Energie AG | EC BÄ™dzin | http://www.ecbedzin.pl/ | University of DÄ…browa GÃ³rnicza | [14 empty] | 340.61 | NO-ESTIMATION | NO-ESTIMATION | NO-ESTIMATION | NO-ESTIMATION | CAPACITY-FACTOR-V1
POL | Poland | EC Mielec |  | WRI1061503 | 33 | 50.3046 | 21.4644 | Coal |  |  |  | 1962.0 | SFW Energia Sp. z o.o. | SFW Energia | http://www.sfwenergia.pl/ | University of DÄ…browa GÃ³rnicza | [14 empty] | 137.07 | NO-ESTIMATION | NO-ESTIMATION | NO-ESTIMATION | NO-ESTIMATION | CAPACITY-FACTOR-V1
POL | Poland | EC ChorzÃ³w Elcho |  | WRI1019059 | 226 | 50.3079 | 18.9695 | Coal |  |  |  |  | CEZ Polska | ENTSOE | https://transparency.entsoe.eu/generation/r2/installedCapacityPerProductionUnit/show | University of DÄ…browa GÃ³rnicza |  |  |  |  | 1341.619 | 1354.763 | 1325.105 |  |  | JRC-PPDB-OPEN |  |  |  |  | 938.77 | NO-ESTIMATION | NO-ESTIMATION | NO-ESTIMATION | NO-ESTIMATION | CAPACITY-FACTOR-V1
POL | Poland | EC Szombierki |  | WRI1061523 | 9 | 50.3454 | 18.8864 | Coal |  |  |  | 1920.0 | ZespÃ³Å‚ ElektrociepÅ‚owni Bytom | ZEC Bytom | http://ecgenerator.pl/index.php/ec-szombierki/ | University of DÄ…browa GÃ³rnicza | [14 empty] | 37.38 | NO-ESTIMATION | NO-ESTIMATION | NO-ESTIMATION | SOLAR-V1 | SOLAR-V1
POL | Poland | EC Nowa |  | WRI1019079 | 150 | 50.3478 | 19.2771 | Coal |  |  |  | 2001.0 | ArcelorMittal | ENTSOE | https://transparency.entsoe.eu/generation/r2/installedCapacityPerProductionUnit/show | University of DÄ…browa GÃ³rnicza | 1018980 | [13 empty] | 623.08 | WIND-V1 | WIND-V1 | WIND-V1 | WIND-V1 | WIND-V1
POL | Poland | EC Miechowice |  | WRI1061522 | 125 | 50.3488 | 18.8419 | Coal |  |  |  | 1954.0 | ZespÃ³Å‚ ElektrociepÅ‚owni Bytom | ZEC Bytom | http://bytomski.pl/forum-mobile/kamienice-bloki-i-inne-budynki/124990-elektrocieplownia-miechowice | University of DÄ…browa GÃ³rnicza | [14 empty] | 519.23 | NO-ESTIMATION | NO-ESTIMATION | NO-ESTIMATION | NO-ESTIMATION | SOLAR-V1
POL | Poland | Åagisza |  | WRI1019042 | 700 | 50.3499 | 19.1412 | Coal |  |  |  |  | TAURON Wytwarzanie S.A. | ENTSOE | https://transparency.entsoe.eu/generation/r2/installedCapacityPerProductionUnit/show | University of DÄ…browa GÃ³rnicza |  |  |  |  | 3129.146 | 2292.482 | 2179.201 |  |  | JRC-PPDB-OPEN |  |  |  |  | 2907.7 | HYDRO-V1 | HYDRO-V1 | HYDRO-V1 | HYDRO-V1 | HYDRO-V1
POL | Poland | PoÅ‚aniec |  | WRI1019034 | 1623 | 50.4365 | 21.3377 | Coal |  |  |  |  | Enea PoÅ‚aniec S.A. | ENTSOE | https://transparency.entsoe.eu/generation/r2/installedCapacityPerProductionUnit/show | University of DÄ…browa GÃ³rnicza |  |  |  |  | 7608.988 | 8797.283 | 7949.086 |  |  | JRC-PPDB-OPEN |  |  |  |  | 6741.72 | HYDRO-V1 | HYDRO-V1 | HYDRO-V1 | HYDRO-V1 | HYDRO-V1
POL | Poland | Stalowa Wola |  | WRI1019056 | 350 | 50.5538 | 22.0787 | Coal |  |  |  |  | TAURON Wytwarzanie S.A. | ENTSOE | https://transparency.entsoe.eu/generation/r2/installedCapacityPerProductionUnit/show | University of DÄ…browa GÃ³rnicza | 1015582 |  |  |  | 308.529 | 285.599 | 168.868 |  |  | JRC-PPDB-OPEN |  |  |  |  | 1453.85 | NO-ESTIMATION | NO-ESTIMATION | NO-ESTIMATION | NO-ESTIMATION | CAPACITY-FACTOR-V1
POL | Poland | EC Opolszczyzna - ECO |  | WRI1061530 | 10 | 50.6872 | 17.9201 | Coal | Biomass |  |  |  | Energetyka Cieplna Opolszczyzny | Energetyka Cieplna Opolszczyzny | http://www.ecosa.pl/en/ | University of DÄ…browa GÃ³rnicza | [14 empty] | 41.53 | NO-ESTIMATION | NO-ESTIMATION | NO-ESTIMATION | NO-ESTIMATION | CAPACITY-FACTOR-V1
POL | Poland | Opole |  | WRI1019035 | 1492 | 50.7514 | 17.8845 | Coal |  |  |  |  | Polska Grupa Energetyczna SA | ENTSOE | https://transparency.entsoe.eu/generation/r2/installedCapacityPerProductionUnit/show | University of DÄ…browa GÃ³rnicza | 1015578 |  |  |  | 6329.272 | 6411.914 | 6563.427 |  |  | JRC-PPDB-OPEN |  |  |  |  | 6197.57 | NO-ESTIMATION | NO-ESTIMATION | NO-ESTIMATION | NO-ESTIMATION | CAPACITY-FACTOR-V1
POL | Poland | EC Fortum |  | WRI1061519 | 68 | 50.8273 | 19.1247 | Coal | Biomass |  |  | 2010.0 | Fortum | Fortum | https://www.fortum.com/about-us/our-company/our-energy-production/our-power-plants/czestochowa-chp-plant | University of DÄ…browa GÃ³rnicza | [14 empty] | 282.46 | HYDRO-V1 | HYDRO-V1 | HYDRO-V1 | HYDRO-V1 | HYDRO-V1
POL | Poland | TurÃ³w |  | WRI1019036 | 1498 | 50.9482 | 14.9128 | Coal | Biomass |  |  |  | Polska Grupa Energetyczna SA | ENTSOE | https://transparency.entsoe.eu/generation/r2/installedCapacityPerProductionUnit/show | University of DÄ…browa GÃ³rnicza | 1015583 |  |  |  | 7353.387 | 7368.772 | 6745.672 |  |  | JRC-PPDB-OPEN |  |  |  |  | 6222.49 | NO-ESTIMATION | NO-ESTIMATION | NO-ESTIMATION | NO-ESTIMATION | CAPACITY-FACTOR-V1
POL | Poland | EC Starachowice |  | WRI1061504 | 36 | 51.0299 | 21.0799 | Coal |  |  |  |  | ZEC Starachowice | ZEC Starachowice | https://www.zecstar.pl/ | University of DÄ…browa GÃ³rnicza | [14 empty] | 149.53 | WIND-V1 | WIND-V1 | WIND-V1 | WIND-V1 | WIND-V1
POL | Poland | EC Czechnica |  | WRI1019090 | 110 | 51.0381 | 17.1498 | Coal |  |  |  | 1981.0 | ZEW Kogeneracja | ENTSOE | https://transparency.entsoe.eu/generation/r2/installedCapacityPerProductionUnit/show | University of DÄ…browa GÃ³rnicza | 1033814 | [13 empty] | 456.92 | SOLAR-V1 | SOLAR-V1 | SOLAR-V1 | SOLAR-V1 | SOLAR-V1
POL | Poland | EC WrocÅ‚aw |  | WRI1019055 | 263 | 51.1234 | 17.0241 | Coal |  |  |  |  | Polska Grupa Energetyczna SA | ENTSOE | https://transparency.entsoe.eu/generation/r2/installedCapacityPerProductionUnit/show | University of DÄ…browa GÃ³rnicza | 1033815 |  |  |  | 568.732 | 677.088 | 674.942 |  |  | JRC-PPDB-OPEN |  |  |  |  | 1092.46 | WIND-V1 | WIND-V1 | WIND-V1 | WIND-V1 | WIND-V1
POL | Poland | EC GIGA |  | WRI1061502 | 6 | 51.2258 | 22.7079 | Coal |  |  |  | 1950.0 | Veolia WschÃ³d | Veolia WschÃ³d | http://www.veoliaterm.pl/o-nas/veolia-wschod | University of DÄ…browa GÃ³rnicza | [14 empty] | 24.92 | NO-ESTIMATION | NO-ESTIMATION | NO-ESTIMATION | NO-ESTIMATION | SOLAR-V1
POL | Poland | BeÅ‚chatÃ³w |  | WRI1023817 | 5472 | 51.2679 | 19.3265 | Coal |  |  |  |  | Polska Grupa Energetyczna SA | ENTSOE | https://transparency.entsoe.eu/generation/r2/installedCapacityPerProductionUnit/show | University of DÄ…browa GÃ³rnicza | 1015570 |  |  |  | 32153.781 | 30488.065 | 32908.815 |  |  | JRC-PPDB-OPEN |  |  |  |  | 22729.96 | NO-ESTIMATION | NO-ESTIMATION | NO-ESTIMATION | NO-ESTIMATION | CAPACITY-FACTOR-V1
POL | Poland | PuÅ‚awy |  | WRI1019081 | 112 | 51.4574 | 21.9744 | Coal |  |  |  |  | Grupa Azoty PuÅ‚awy | ENTSOE | https://transparency.entsoe.eu/generation/r2/installedCapacityPerProductionUnit/show | University of DÄ…browa GÃ³rnicza | [14 empty] | 465.23 | HYDRO-V1 | HYDRO-V1 | HYDRO-V1 | HYDRO-V1 | HYDRO-V1
POL | Poland | Kozienice |  | WRI1075563 | 1075 | 51.5829 | 21.5478 | Coal |  |  |  | 2017.0 | Elektrownia Wytwarzanie S.A. | GCPT | https://endcoal.org/global-coal-plant-tracker/ | GCPT | [14 empty] | 4465.4 | NO-ESTIMATION | NO-ESTIMATION | NO-ESTIMATION | NO-ESTIMATION | CAPACITY-FACTOR-V1
POL | Poland | EC ZduÅ„ska Wola |  | WRI1061501 | 12 | 51.5999 | 18.9675 | Coal |  |  |  | 1992.0 | SFW Energia Sp. z o.o. | SFW Energia Sp. z o.o. | http://www.ec-zdwola.pl/ | University of DÄ…browa GÃ³rnicza | [14 empty] | 49.84 | NO-ESTIMATION | NO-ESTIMATION | NO-ESTIMATION | NO-ESTIMATION | CAPACITY-FACTOR-V1
POL | Poland | Kozienice |  | WRI1019032 | 2673 | 51.6658 | 21.4647 | Coal |  |  |  |  | Enea Wytwarzanie | ENTSOE | https://transparency.entsoe.eu/generation/r2/installedCapacityPerProductionUnit/show | University of DÄ…browa GÃ³rnicza | 1015575 |  |  |  | 7670.15 | 8101.586 | 8278.602 |  |  | JRC-PPDB-OPEN |  |  |  |  | 11103.28 | NO-ESTIMATION | NO-ESTIMATION | NO-ESTIMATION | NO-ESTIMATION | CAPACITY-FACTOR-V1
POL | Poland | Kozienice II |  | WRI1019040 | 1075 | 51.6668 | 21.4614 | Coal |  |  |  | 2017.0 | Enea Wytwarzanie | ENTSOE | https://transparency.entsoe.eu/generation/r2/installedCapacityPerProductionUnit/show | University of DÄ…browa GÃ³rnicza | 1015575 |  |  |  | 4764.358 | 4750.88 | 3752.808 |  |  | JRC-PPDB-OPEN |  |  |  |  | 4465.4 | NO-ESTIMATION | NO-ESTIMATION | NO-ESTIMATION | NO-ESTIMATION | CAPACITY-FACTOR-V1
POL | Poland | EC Kalisz-Piwonice |  | WRI1061510 | 8 | 51.7297 | 18.1062 | Coal |  |  |  | 1932.0 | Energa Kogeneracja | Energa Kogeneracja | http://www.energa-kogeneracja.pl/s57-elektrocieplownia_kalisz | University of DÄ…browa GÃ³rnicza | [14 empty] | 33.23 | NO-ESTIMATION | NO-ESTIMATION | NO-ESTIMATION | NO-ESTIMATION | CAPACITY-FACTOR-V1
POL | Poland | EC ÅÃ³dÅº-4 |  | WRI1019064 | 198 | 51.7462 | 19.5403 | Coal |  |  |  |  | Veolia Energia ÅÃ³dÅº | ENTSOE | https://transparency.entsoe.eu/generation/r2/installedCapacityPerProductionUnit/show | University of DÄ…browa GÃ³rnicza |  |  |  |  | 344.894 | 408.649 | 439.002 |  |  | JRC-PPDB-OPEN |  |  |  |  | 822.46 | NO-ESTIMATION | NO-ESTIMATION | NO-ESTIMATION | NO-ESTIMATION | CAPACITY-FACTOR-V1
POL | Poland | EC ÅÃ³dÅº-3 |  | WRI1019061 | 205 | 51.7985 | 19.4216 | Coal |  |  |  |  | Veolia Energia ÅÃ³dÅº | ENTSOE | https://transparency.entsoe.eu/generation/r2/installedCapacityPerProductionUnit/show | University of DÄ…browa GÃ³rnicza | [14 empty] | 851.54 | NO-ESTIMATION | NO-ESTIMATION | NO-ESTIMATION | NO-ESTIMATION | CAPACITY-FACTOR-V1
POL | Poland | EC Zgierz |  | WRI1061496 | 39 | 51.8413 | 19.3939 | Coal | Biomass |  |  | 1948.0 | Polska Grupa Energetyczna SA | PGE | https://eczgierz.pgegiek.pl/ | University of DÄ…browa GÃ³rnicza | [14 empty] | 162 | NO-ESTIMATION | NO-ESTIMATION | NO-ESTIMATION | NO-ESTIMATION | CAPACITY-FACTOR-V1
POL | Poland | EC PruszkÃ³w |  | WRI1061500 | 9 | 52.1707 | 20.8006 | Coal |  |  |  | 1957.0 | PGNiG TERMIKA | PGNiG TERMIKA | http://www.termika.pgnig.pl/elektrocieplownia-pruszkow | University of DÄ…browa GÃ³rnicza | [14 empty] | 37.38 | NO-ESTIMATION | NO-ESTIMATION | NO-ESTIMATION | NO-ESTIMATION | CAPACITY-FACTOR-V1
POL | Poland | EC Siekierki |  | WRI1019046 | 620 | 52.1901 | 21.0873 | Coal |  |  |  | 1961.0 | PGNiG TERMIKA | ENTSOE | https://transparency.entsoe.eu/generation/r2/installedCapacityPerProductionUnit/show | University of DÄ…browa GÃ³rnicza | 1015532 |  |  |  | 1843.555 | 1943.116 | 1946.791 |  |  | JRC-PPDB-OPEN |  |  |  |  | 2575.39 | NO-ESTIMATION | NO-ESTIMATION | SOLAR-V1 | SOLAR-V1 | SOLAR-V1
POL | Poland | Konin |  | WRI1019078 | 233 | 52.2837 | 18.2695 | Coal | Biomass |  |  |  | ZespÃ³Å‚ Elektrowni 'PÄ…tnÃ³w - AdamÃ³w - Konin' SA | ENTSOE | https://transparency.entsoe.eu/generation/r2/installedCapacityPerProductionUnit/show | University of DÄ…browa GÃ³rnicza | 1033793 | [13 empty] | 967.85 | NO-ESTIMATION | NO-ESTIMATION | NO-ESTIMATION | NO-ESTIMATION | SOLAR-V1
POL | Poland | EC Å»eraÅ„ |  | WRI1019053 | 386 | 52.2945 | 20.9942 | Coal |  |  |  |  | PGNiG Termika SA | ENTSOE | https://transparency.entsoe.eu/generation/r2/installedCapacityPerProductionUnit/show | University of DÄ…browa GÃ³rnicza | [14 empty] | 1603.39 | NO-ESTIMATION | NO-ESTIMATION | NO-ESTIMATION | NO-ESTIMATION | CAPACITY-FACTOR-V1
POL | Poland | PÄ…tnÃ³w I |  | WRI1019039 | 1244 | 52.3013 | 18.2344 | Coal |  |  |  | 1967.0 | ZespÃ³Å‚ Elektrowni 'PÄ…tnÃ³w - AdamÃ³w - Konin' SA | ENTSOE | https://transparency.entsoe.eu/generation/r2/installedCapacityPerProductionUnit/show | University of DÄ…browa GÃ³rnicza |  |  |  |  | 4115.684 | 4278.926 | 3784.868 |  |  | JRC-PPDB-OPEN |  |  |  |  | 5167.41 | NO-ESTIMATION | NO-ESTIMATION | NO-ESTIMATION | NO-ESTIMATION | CAPACITY-FACTOR-V1
POL | Poland | PÄ…tnÃ³w II |  | WRI1019050 | 464 | 52.3014 | 18.2369 | Coal |  |  |  | 2008.0 | ZespÃ³Å‚ Elektrowni 'PÄ…tnÃ³w - AdamÃ³w - Konin' SA | ENTSOE | https://transparency.entsoe.eu/generation/r2/installedCapacityPerProductionUnit/show | University of DÄ…browa GÃ³rnicza |  |  |  |  | 2206.349 | 1958.188 | 2444.593 |  |  | JRC-PPDB-OPEN |  |  |  |  | 1927.39 | NO-ESTIMATION | NO-ESTIMATION | NO-ESTIMATION | NO-ESTIMATION | CAPACITY-FACTOR-V1
POL | Poland | PoznaÅ„ Karolin EC-II |  | WRI1019084 | 276 | 52.4361 | 16.9873 | Coal | Biomass |  |  | 1985.0 | Veolia Energia PoznaÅ„ SA | ENTSOE | https://transparency.entsoe.eu/generation/r2/installedCapacityPerProductionUnit/show | University of DÄ…browa GÃ³rnicza | [14 empty] | 1146.46 | NO-ESTIMATION | NO-ESTIMATION | NO-ESTIMATION | NO-ESTIMATION | NO-ESTIMATION
POL | Poland | EC Janikosoda |  | WRI1061505 | 56 | 52.7664 | 18.1098 | Coal |  |  |  |  | CIECH Soda Polska | CIECH Soda Polska | https://ciechgroup.com/grupa-ciech/spolki-grupy-ciech/ciech-soda-polska/ | University of DÄ…browa GÃ³rnicza | [14 empty] | 232.61 | NO-ESTIMATION | NO-ESTIMATION | NO-ESTIMATION | NO-ESTIMATION | CAPACITY-FACTOR-V1
POL | Poland | EC Soda MÄ…twy |  | WRI1061506 | 36 | 52.7671 | 18.2409 | Coal |  |  |  |  | CIECH Soda Polska | CIECH Soda Polska | https://ciechgroup.com/grupa-ciech/spolki-grupy-ciech/ciech-soda-polska/ | University of DÄ…browa GÃ³rnicza | [14 empty] | 149.53 | NO-ESTIMATION | NO-ESTIMATION | NO-ESTIMATION | NO-ESTIMATION | CAPACITY-FACTOR-V1
POL | Poland | EC Bydgoszcz II |  | WRI1019068 | 227 | 53.0995 | 18.0879 | Coal |  |  |  |  | Polska Grupa Energetyczna SA | ENTSOE | https://transparency.entsoe.eu/generation/r2/installedCapacityPerProductionUnit/show | University of DÄ…browa GÃ³rnicza | 1037001 | [13 empty] | 942.92 | NO-ESTIMATION | NO-ESTIMATION | NO-ESTIMATION | NO-ESTIMATION | CAPACITY-FACTOR-V1
POL | Poland | OstroÅ‚Ä™ka A |  | WRI1061531 | 75 | 53.1019 | 21.6053 | Coal |  |  |  |  | ENERGA | ENERGA | http://www.energaostroleka.energa-wytwarzanie.pl/ | University of DÄ…browa GÃ³rnicza | [14 empty] | 311.54 | NO-ESTIMATION | NO-ESTIMATION | NO-ESTIMATION | NO-ESTIMATION | CAPACITY-FACTOR-V1
POL | Poland | OstroÅ‚Ä™ka B |  | WRI1019045 | 681 | 53.1039 | 21.6118 | Coal | Biomass |  |  | 1972.0 | ENERGA | ENTSOE | https://transparency.entsoe.eu/generation/r2/installedCapacityPerProductionUnit/show | University of DÄ…browa GÃ³rnicza |  |  |  |  | 2642.166 | 2388.628 | 2423.484 |  |  | JRC-PPDB-OPEN |  |  |  |  | 2828.78 | NO-ESTIMATION | NO-ESTIMATION | NO-ESTIMATION | NO-ESTIMATION | CAPACITY-FACTOR-V1
POL | Poland | EC Bydgoszcz I |  | WRI1061493 | 14 | 53.1355 | 17.9836 | Coal |  |  |  | 1929.0 | Polska Grupa Energetyczna SA | PGE | https://pgegiek.pl/Nasze-oddzialy/Elektrocieplownie/Zespol-Elektrocieplowni-Bydgoszcz | University of DÄ…browa GÃ³rnicza | [14 empty] | 58.15 | NO-ESTIMATION | NO-ESTIMATION | NO-ESTIMATION | NO-ESTIMATION | CAPACITY-FACTOR-V1
POL | Poland | EC BiaÅ‚ystok |  | WRI1019071 | 198 | 53.1486 | 23.1689 | Coal | Biomass |  |  | 1991.0 | ENEA Wytwarzanie S.A. | ENTSOE | https://transparency.entsoe.eu/generation/r2/installedCapacityPerProductionUnit/show | University of DÄ…browa GÃ³rnicza | 1015523 | [13 empty] | 822.46 | NO-ESTIMATION | NO-ESTIMATION | NO-ESTIMATION | NO-ESTIMATION | CAPACITY-FACTOR-V1
POL | Poland | Dolna Odra |  | WRI1019037 | 1362 | 53.2067 | 14.4651 | Coal | Biomass |  |  |  | Polska Grupa Energetyczna SA | ENTSOE | https://transparency.entsoe.eu/generation/r2/installedCapacityPerProductionUnit/show | University of DÄ…browa GÃ³rnicza | 1033803 |  |  |  | 4920.36 | 4494.158 | 4055.569 |  |  | JRC-PPDB-OPEN |  |  |  |  | 5657.56 | NO-ESTIMATION | NO-ESTIMATION | NO-ESTIMATION | NO-ESTIMATION | CAPACITY-FACTOR-V1
POL | Poland | Pomorzany |  | WRI1019076 | 134 | 53.3907 | 14.5253 | Coal |  |  |  | 1961.0 | Polska Grupa Energetyczna SA | ENTSOE | https://transparency.entsoe.eu/generation/r2/installedCapacityPerProductionUnit/show | University of DÄ…browa GÃ³rnicza | 1033804 | [13 empty] | 556.61 | NO-ESTIMATION | NO-ESTIMATION | NO-ESTIMATION | NO-ESTIMATION | CAPACITY-FACTOR-V1
POL | Poland | EC Mondi Åšwiecie |  | WRI1019089 | 123 | 53.3938 | 18.3751 | Coal | Biomass |  |  |  | Mondi Åšwiecie S.A. | ENTSOE | https://transparency.entsoe.eu/generation/r2/installedCapacityPerProductionUnit/show | University of DÄ…browa GÃ³rnicza | [14 empty] | 510.92 | NO-ESTIMATION | NO-ESTIMATION | NO-ESTIMATION | SOLAR-V1 | SOLAR-V1
POL | Poland | Szczecin |  | WRI1061492 | 88 | 53.4116 | 14.5858 | Coal | Biomass |  |  |  | Polska Grupa Energetyczna SA | PGE | https://pgegiek.pl/Nasze-oddzialy/Elektrownie/Zespol-Elektrowni-Dolna-Odra | University of DÄ…browa GÃ³rnicza | [14 empty] | 365.54 | NO-ESTIMATION | NO-ESTIMATION | NO-ESTIMATION | NO-ESTIMATION | CAPACITY-FACTOR-V1
POL | Poland | EC GrudziÄ…dz |  | WRI1061507 | 18 | 53.4792 | 18.7719 | Coal | Biomass |  |  |  | OPEC | OPEC-INEKO | http://ineko.opec.grudziadz.pl/Opec-Ineko.aspx | University of DÄ…browa GÃ³rnicza | [14 empty] | 74.76 | NO-ESTIMATION | NO-ESTIMATION | NO-ESTIMATION | NO-ESTIMATION | CAPACITY-FACTOR-V1
POL | Poland | EC ZakÅ‚ady Chemiczne Police |  | WRI1019088 | 100 | 53.5743 | 14.5334 | Coal |  |  |  |  | Grupa Azoty | ENTSOE | https://transparency.entsoe.eu/generation/r2/installedCapacityPerProductionUnit/show | University of DÄ…browa GÃ³rnicza | [14 empty] | 415.38 | NO-ESTIMATION | NO-ESTIMATION | NO-ESTIMATION | NO-ESTIMATION | CAPACITY-FACTOR-V1
POL | Poland | EC International Paper Kwidzyn |  | WRI1019082 | 112 | 53.7002 | 18.9210 | Coal |  |  |  |  | International Paper | ENTSOE | https://transparency.entsoe.eu/generation/r2/installedCapacityPerProductionUnit/show | University of DÄ…browa GÃ³rnicza |  |  |  |  | 467.639 |  |  |  |  | ENTSOE |  |  |  |  | 465.23 | NO-ESTIMATION | NO-ESTIMATION | NO-ESTIMATION | NO-ESTIMATION | CAPACITY-FACTOR-V1
POL | Poland | EC ElblÄ…g |  | WRI1061509 | 42 | 54.1805 | 19.3855 | Coal |  |  |  | 1928.0 | Energa Kogeneracja | Energa Kogeneracja | http://www.energa-kogeneracja.pl/s24-elektrocieplownia_elblag | University of DÄ…browa GÃ³rnicza | [14 empty] | 174.46 | WIND-V1 | WIND-V1 | WIND-V1 | WIND-V1 | WIND-V1
POL | Poland | EC GdaÅ„sk |  | WRI1019060 | 217 | 54.3784 | 18.6404 | Coal |  |  |  | 1970.0 | Polska Grupa Energetyczna SA | ENTSOE | https://transparency.entsoe.eu/generation/r2/installedCapacityPerProductionUnit/show | University of DÄ…browa GÃ³rnicza | 1033806 |  |  |  | 1437.017 |  |  |  |  | ENTSOE |  |  |  |  | 901.38 | WIND-V1 | WIND-V1 | WIND-V1 | WIND-V1 | WIND-V1
POL | Poland | Gdynia |  | WRI1019085 | 105 | 54.5535 | 18.4803 | Coal |  |  |  | 1974.0 | Polska Grupa Energetyczna SA | ENTSOE | https://transparency.entsoe.eu/generation/r2/installedCapacityPerProductionUnit/show | University of DÄ…browa GÃ³rnicza | 1033808 |  |  |  | 446.513 |  |  |  |  | ENTSOE |  |  |  |  | 436.15 | NO-ESTIMATION | WIND-V1 | WIND-V1 | WIND-V1 | WIND-V1
PRK | North Korea | Haeju Cement |  | WRI1019826 | 200 | 38.0290 | 125.6628 | Coal | [5 empty] | The People's Korea | https://web.archive.org/web/20090824204833/http://www1.korea-np.co.jp/pk/112th_issue/99091601.htm | WRI | [14 empty] | 139.24 | NO-ESTIMATION | NO-ESTIMATION | NO-ESTIMATION | NO-ESTIMATION | CAPACITY-FACTOR-V1
PRK | North Korea | Sariwon |  | WRI1019827 | 200 | 38.4631 | 125.8289 | Coal | [5 empty] | The People's Korea | https://web.archive.org/web/20090824204833/http://www1.korea-np.co.jp/pk/112th_issue/99091601.htm | WRI | [14 empty] | 139.24 | NO-ESTIMATION | NO-ESTIMATION | NO-ESTIMATION | NO-ESTIMATION | CAPACITY-FACTOR-V1
PRK | North Korea | December (Nampo) power station |  | WRI1019828 | 200 | 38.7285 | 125.4161 | Coal |  |  |  | 1996.0 | Ministry of Electric Power | The People's Korea | https://web.archive.org/web/20090824204833/http://www1.korea-np.co.jp/pk/112th_issue/99091601.htm | WRI | 1013798 | [13 empty] | 139.24 | NO-ESTIMATION | NO-ESTIMATION | NO-ESTIMATION | WIND-V1 | WIND-V1
PRK | North Korea | December 12th Power plant |  | WRI1019832 | 100 | 38.8893 | 125.5596 | Coal | [5 empty] | The People's Korea | https://web.archive.org/web/20090824204833/http://www1.korea-np.co.jp/pk/112th_issue/99091601.htm | WRI | [14 empty] | 69.62 | NO-ESTIMATION | NO-ESTIMATION | NO-ESTIMATION | NO-ESTIMATION | NO-ESTIMATION
PRK | North Korea | East Pyongyang power station |  | WRI1019821 | 500 | 38.9695 | 125.6881 | Coal |  |  |  | 2006.0 | Ministry of Electric Power | The People's Korea | https://web.archive.org/web/20090824204833/http://www1.korea-np.co.jp/pk/112th_issue/99091601.htm | WRI | 1026404 | [13 empty] | 348.1 | NO-ESTIMATION | NO-ESTIMATION | NO-ESTIMATION | NO-ESTIMATION | CAPACITY-FACTOR-V1
PRK | North Korea | Pyongyang power station |  | WRI1075851 | 400 | 39.0093 | 125.7109 | Coal |  |  |  | 1965.0 | Pyongyang Power Plant | GCPT | https://endcoal.org/global-coal-plant-tracker/ | GCPT | [14 empty] | 278.48 | NO-ESTIMATION | NO-ESTIMATION | NO-ESTIMATION | NO-ESTIMATION | CAPACITY-FACTOR-V1
PRK | North Korea | Sunchon power station |  | WRI1019824 | 400 | 39.4014 | 125.9682 | Coal |  |  |  | 1984.0 | Sunchon Power Plant | The People's Korea | https://web.archive.org/web/20090824204833/http://www1.korea-np.co.jp/pk/112th_issue/99091601.htm | WRI | 1073692 | [13 empty] | 278.48 | NO-ESTIMATION | NO-ESTIMATION | NO-ESTIMATION | SOLAR-V1 | SOLAR-V1
PRK | North Korea | Pukchang power station |  | WRI1019820 | 1600 | 39.5858 | 126.3043 | Coal |  |  |  | 1976.0 | Pukchang Thermal Plant Complex | The People's Korea | https://web.archive.org/web/20090824204833/http://www1.korea-np.co.jp/pk/112th_issue/99091601.htm | WRI | 1026385 | [13 empty] | 1113.94 | NO-ESTIMATION | NO-ESTIMATION | NO-ESTIMATION | NO-ESTIMATION | CAPACITY-FACTOR-V1
PRK | North Korea | Hongnam Fertilizer |  | WRI1019834 | 18 | 39.8402 | 127.6341 | Coal | [5 empty] | The People's Korea | https://web.archive.org/web/20090824204833/http://www1.korea-np.co.jp/pk/112th_issue/99091601.htm | WRI | 1056459 | [13 empty] | 12.53 | NO-ESTIMATION | NO-ESTIMATION | NO-ESTIMATION | NO-ESTIMATION | CAPACITY-FACTOR-V1
PRK | North Korea | Hamhung |  | WRI1019822 | 500 | 39.8531 | 127.5789 | Coal | [5 empty] | The People's Korea | https://web.archive.org/web/20090824204833/http://www1.korea-np.co.jp/pk/112th_issue/99091601.htm | WRI | [14 empty] | 348.1 | NO-ESTIMATION | NO-ESTIMATION | NO-ESTIMATION | NO-ESTIMATION | CAPACITY-FACTOR-V1
PRK | North Korea | The Feburary 8th Vinylon |  | WRI1019833 | 29 | 39.8531 | 127.5790 | Coal | [5 empty] | The People's Korea | https://web.archive.org/web/20090824204833/http://www1.korea-np.co.jp/pk/112th_issue/99091601.htm | WRI | [14 empty] | 20.19 | NO-ESTIMATION | NO-ESTIMATION | NO-ESTIMATION | SOLAR-V1 | SOLAR-V1
PRK | North Korea | River Chongchon |  | WRI1019829 | 200 | 40.0707 | 124.5524 | Coal | [5 empty] | The People's Korea | https://web.archive.org/web/20090824204833/http://www1.korea-np.co.jp/pk/112th_issue/99091601.htm | WRI | [14 empty] | 139.24 | NO-ESTIMATION | NO-ESTIMATION | SOLAR-V1 | SOLAR-V1 | SOLAR-V1
PRK | North Korea | Chongjin City power station |  | WRI1019823 | 450 | 41.7633 | 129.7502 | Coal |  |  |  | 1987.0 | Ministry of Electric Power | The People's Korea | https://web.archive.org/web/20090824204833/http://www1.korea-np.co.jp/pk/112th_issue/99091601.htm | WRI | 1056029 | [13 empty] | 313.29 | WIND-V1 | WIND-V1 | WIND-V1 | WIND-V1 | WIND-V1
PRK | North Korea | Rajin |  | WRI1019825 | 400 | 41.7784 | 129.7915 | Coal | [5 empty] | The People's Korea | https://web.archive.org/web/20090824204833/http://www1.korea-np.co.jp/pk/112th_issue/99091601.htm | WRI | [14 empty] | 278.48 | WIND-V1 | WIND-V1 | WIND-V1 | WIND-V1 | WIND-V1
PRK | North Korea | Chongjin Chemical Fiber |  | WRI1019836 | 6 | 41.7956 | 129.7758 | Coal | [5 empty] | The People's Korea | https://web.archive.org/web/20090824204833/http://www1.korea-np.co.jp/pk/112th_issue/99091601.htm | CARMA | 1056460 | [13 empty] | 4.17 | NO-ESTIMATION | NO-ESTIMATION | NO-ESTIMATION | NO-ESTIMATION | CAPACITY-FACTOR-V1
PRK | North Korea | The June 16thÂ Power Plant |  | WRI1019830 | 200 | 42.3271 | 130.3825 | Coal |  |  |  | 1975.0 |  | The People's Korea | https://web.archive.org/web/20090824204833/http://www1.korea-np.co.jp/pk/112th_issue/99091601.htm | WRI | [14 empty] | 139.24 | HYDRO-V1 | HYDRO-V1 | HYDRO-V1 | HYDRO-V1 | HYDRO-V1
PRT | Portugal | Sines power station |  | WRI1023227 | 1296 | 37.9322 | -8.8038 | Coal |  |  |  | 1986.0 | EDP ProduÃ§Ã£o | GCPT | https://endcoal.org/global-coal-plant-tracker/ | WRI | 1012748 |  |  |  | 9634.588 | 8082.69 | 9436.484 |  |  | JRC-PPDB-OPEN |  |  |  |  | 10120.94 | HYDRO-V1 | HYDRO-V1 | HYDRO-V1 | HYDRO-V1 | HYDRO-V1
PRT | Portugal | Pego power station |  | WRI1023234 | 682 | 39.4680 | -8.1097 | Coal |  |  |  | 1994.0 | Tejo Energia SA | GCPT | https://endcoal.org/global-coal-plant-tracker/ | WRI | 1031171 |  |  |  | 4012.876 | 3614.833 | 4187.788 |  |  | JRC-PPDB-OPEN |  |  |  |  | 5325.99 | HYDRO-V1 | HYDRO-V1 | HYDRO-V1 | HYDRO-V1 | HYDRO-V1
ROU | Romania | TPP Craiova |  | WRI1019108 | 262 | 44.3450 | 23.8156 | Coal |  |  |  | 1988.0 |  | ENTSOE | https://transparency.entsoe.eu/generation/r2/installedCapacityPerProductionUnit/show | GEODB |  |  |  |  | 919.102 | 962.796 | 900.116 |  |  | JRC-PPDB-OPEN |  |  |  |  | 642.31 | NO-ESTIMATION | NO-ESTIMATION | NO-ESTIMATION | NO-ESTIMATION | CAPACITY-FACTOR-V1
ROU | Romania | Isalnita power station |  | WRI1019099 | 630 | 44.3886 | 23.7180 | Coal |  |  |  | 1988.0 | SC Complexul Energetic Craiova | GCPT | https://endcoal.org/global-coal-plant-tracker/ | GEODB | 1027043 |  |  |  | 2474.726 | 1718.079 | 2148.359 |  |  | JRC-PPDB-OPEN |  |  |  |  | 1544.48 | HYDRO-V1 | HYDRO-V1 | HYDRO-V1 | HYDRO-V1 | HYDRO-V1
ROU | Romania | Turceni power station |  | WRI1023225 | 1650 | 44.6694 | 23.4080 | Coal |  |  |  | 1983.0 | Complexul Energetic Oltenia SA | GCPT | https://endcoal.org/global-coal-plant-tracker/ | WRI | 1027288 |  |  |  | 4317.598 | 4019.7 | 4526.104 |  |  | JRC-PPDB-OPEN |  |  |  |  | 4045.09 | HYDRO-V1 | HYDRO-V1 | HYDRO-V1 | HYDRO-V1 | HYDRO-V1
ROU | Romania | TPP Drobeta |  | WRI1019105 | 313 | 44.6751 | 22.6878 | Coal | [5 empty] | ENTSOE | https://transparency.entsoe.eu/generation/r2/installedCapacityPerProductionUnit/show | WRI | [14 empty] | 767.34 | HYDRO-V1 | HYDRO-V1 | HYDRO-V1 | HYDRO-V1 | HYDRO-V1
ROU | Romania | Rovinari power station |  | WRI1019094 | 1320 | 44.9068 | 23.1383 | Coal |  |  |  | 1977.0 | CE Oltenia Complexul Energetic | GCPT | https://endcoal.org/global-coal-plant-tracker/ | GEODB | 1027216 |  |  |  | 5362.342 | 5603.316 | 5828.578 |  |  | JRC-PPDB-OPEN |  |  |  |  | 3236.07 | NO-ESTIMATION | NO-ESTIMATION | NO-ESTIMATION | SOLAR-V1 | SOLAR-V1
ROU | Romania | TPP Govora |  | WRI1019118 | 177 | 45.0400 | 24.2900 | Coal | [5 empty] | ENTSOE | https://transparency.entsoe.eu/generation/r2/installedCapacityPerProductionUnit/show | GEODB | 1027092 | [13 empty] | 433.92 | HYDRO-V1 | HYDRO-V1 | HYDRO-V1 | HYDRO-V1 | HYDRO-V1
ROU | Romania | Paroseni power station |  | WRI1019123 | 150 | 45.3647 | 23.2610 | Coal |  |  |  | 1964.0 | SC Complex Energetic Hunedoara | GCPT | https://endcoal.org/global-coal-plant-tracker/ | GEODB | 1027179 |  |  |  | 722.889 | 380.235 | 267.791 |  |  | JRC-PPDB-OPEN |  |  |  |  | 367.73 | HYDRO-V1 | HYDRO-V1 | HYDRO-V1 | HYDRO-V1 | HYDRO-V1
ROU | Romania | Mintia-Deva power station |  | WRI1019096 | 1075 | 45.9134 | 22.8254 | Coal |  |  |  | 1976.0 | SC Complex Energetic Hunedoara | GCPT | https://endcoal.org/global-coal-plant-tracker/ | GEODB |  |  |  |  | 843.34 | 895.579 | 777.144 |  |  | JRC-PPDB-OPEN |  |  |  |  | 2635.43 | NO-ESTIMATION | NO-ESTIMATION | NO-ESTIMATION | NO-ESTIMATION | CAPACITY-FACTOR-V1
ROU | Romania | TPP Oradea |  | WRI1019119 | 170 | 47.0842 | 21.8928 | Coal | [5 empty] | ENTSOE | https://transparency.entsoe.eu/generation/r2/installedCapacityPerProductionUnit/show | CARMA | [14 empty] | 416.76 | NO-ESTIMATION | NO-ESTIMATION | NO-ESTIMATION | NO-ESTIMATION | CAPACITY-FACTOR-V1
ROU | Romania | Iasi-2 power station |  | WRI1075556 | 60 | 47.1473 | 27.7172 | Coal |  |  |  | 1986.0 | SC CET IaÅŸi SA | GCPT | https://endcoal.org/global-coal-plant-tracker/ | GCPT | [14 empty] | 147.09 | HYDRO-V1 | HYDRO-V1 | HYDRO-V1 | HYDRO-V1 | HYDRO-V1
RUS | Russia | Partizanskaya TPP |  | WRI1003778 | 203 | 43.0615 | 133.1355 | Coal |  |  |  |  | JSC "FAR EASTERN GK" (JSC "DGK") | EnergyBase (RUS) | https://energybase.ru/power-plant/Partizanskaya_TPP | WRI | [14 empty] | 701.24 | HYDRO-V1 | HYDRO-V1 | HYDRO-V1 | HYDRO-V1 | HYDRO-V1
RUS | Russia | Vladivostok-2 power station |  | WRI1075839 | 300 | 43.1009 | 131.9722 | Coal |  |  |  | 1971.0 | Far Eastern Generating Co JSC | GCPT | https://endcoal.org/global-coal-plant-tracker/ | GCPT | [14 empty] | 1036.32 | HYDRO-V1 | HYDRO-V1 | HYDRO-V1 | HYDRO-V1 | HYDRO-V1
RUS | Russia | Primorskaya TPP |  | WRI1003786 | 1467 | 46.4625 | 134.2911 | Coal |  |  |  | 1974.0 | JSC "FAR EASTERN GK" (JSC "DGK") | EnergyBase (RUS) | https://energybase.ru/power-plant/Primorsk_TPP | WRI | 1041607 | [13 empty] | 5067.63 | NO-ESTIMATION | NO-ESTIMATION | NO-ESTIMATION | NO-ESTIMATION | CAPACITY-FACTOR-V1
RUS | Russia | Yuzhno-Sakhalinsk TPP-1 |  | WRI1061802 | 592.8 | 46.9981 | 142.7422 | Coal |  |  |  |  | JSC "SAKHALINENERGO" | EnergyBase (RUS) | https://energybase.ru/power-plant/Yuzhno-Sakhalinsk_CHP-1 | EnergyBase (RUS) | [14 empty] | 2047.77 | NO-ESTIMATION | NO-ESTIMATION | NO-ESTIMATION | NO-ESTIMATION | CAPACITY-FACTOR-V1
RUS | Russia | Novocherkasskaya GRES |  | WRI1003770 | 2214 | 47.4000 | 40.2333 | Coal | Gas |  |  | 1956.0 | PJSC "OGK-2" | EnergyBase (RUS) | https://energybase.ru/power-plant/Novocherkasskaya_TPP | GEODB | 1027569 | [13 empty] | 7648.08 | NO-ESTIMATION | NO-ESTIMATION | NO-ESTIMATION | NO-ESTIMATION | CAPACITY-FACTOR-V1
RUS | Russia | Experimental TPP |  | WRI1061849 | 79.2 | 47.8714 | 40.0186 | Coal |  |  |  |  | JSC "Experimental TPP" | EnergyBase (RUS) | https://energybase.ru/power-plant/experimental_TPP | EnergyBase (RUS) | [14 empty] | 273.58 | NO-ESTIMATION | NO-ESTIMATION | NO-ESTIMATION | NO-ESTIMATION | CAPACITY-FACTOR-V1
RUS | Russia | Khabarovsk TPP-1 |  | WRI1061792 | 435 | 48.4136 | 135.1175 | Coal | Gas |  |  |  | JSC "FAR EASTERN GK" (JSC "DGK") | EnergyBase (RUS) | https://energybase.ru/power-plant/CHP-1 | EnergyBase (RUS) | [14 empty] | 1502.67 | SOLAR-V1 | SOLAR-V1 | SOLAR-V1 | SOLAR-V1 | SOLAR-V1
RUS | Russia | Khabarovsk cogeneration station-3 |  | WRI1061791 | 720 | 48.5713 | 135.1509 | Coal | Gas |  |  |  | JSC "FAR EASTERN GK" (JSC "DGK") | EnergyBase (RUS) | https://energybase.ru/power-plant/CHP-3 | EnergyBase (RUS) | [14 empty] | 2487.18 | NO-ESTIMATION | NO-ESTIMATION | NO-ESTIMATION | NO-ESTIMATION | CAPACITY-FACTOR-V1
RUS | Russia | Sakhalin SDPP |  | WRI1061803 | 84 | 48.9791 | 142.9641 | Coal |  |  |  |  | JSC "SAKHALINENERGO" | EnergyBase (RUS) | https://energybase.ru/power-plant/Sakhalin_TPP | EnergyBase (RUS) | [14 empty] | 290.17 | HYDRO-V1 | HYDRO-V1 | HYDRO-V1 | HYDRO-V1 | HYDRO-V1
RUS | Russia | May GRES |  | WRI1061793 | 80.85 | 49.0051 | 140.2247 | Coal |  |  |  |  | JSC "FAR EASTERN GK" (JSC "DGK") | EnergyBase (RUS) | https://energybase.ru/power-plant/The_May_TPP | EnergyBase (RUS) | [14 empty] | 279.28 | NO-ESTIMATION | NO-ESTIMATION | NO-ESTIMATION | NO-ESTIMATION | CAPACITY-FACTOR-V1
RUS | Russia | Raichihinskaya GRES |  | WRI1061799 | 102 | 49.7482 | 129.6922 | Coal |  |  |  |  | JSC "FAR EASTERN GK" (JSC "DGK") | EnergyBase (RUS) | https://energybase.ru/power-plant/Raichikhino_TPP | EnergyBase (RUS) | [14 empty] | 352.35 | HYDRO-V1 | HYDRO-V1 | HYDRO-V1 | HYDRO-V1 | HYDRO-V1
RUS | Russia | TPPP PGGHO (Krasnokamenskaya TPP) |  | WRI1061862 | 410 | 50.0819 | 118.0942 | Coal |  |  |  |  | Joint-stock company "United Heat Power Company" ("OTEK") | EnergyBase (RUS) | https://energybase.ru/power-plant/CHP_PPGHO_Krasnokamenskaya | EnergyBase (RUS) | [14 empty] | 1416.31 | NO-ESTIMATION | NO-ESTIMATION | SOLAR-V1 | SOLAR-V1 | SOLAR-V1
RUS | Russia | Priargunskaya CHPP |  | WRI1061786 | 24 | 50.3572 | 119.0956 | Coal |  |  |  | 1956.0 | PJSC "TGC-14" | EnergyBase (RUS) | https://energybase.ru/power-plant/Priargunskaya_CHP | EnergyBase (RUS) | [14 empty] | 82.9 | NO-ESTIMATION | NO-ESTIMATION | NO-ESTIMATION | NO-ESTIMATION | SOLAR-V1
RUS | Russia | Sherlovo thermal power station |  | WRI1061789 | 12 | 50.5369 | 116.3158 | Coal |  |  |  | 1961.0 | PJSC "TGC-14" | EnergyBase (RUS) | https://energybase.ru/power-plant/Sherlovogorsk_CHP | EnergyBase (RUS) | [14 empty] | 41.45 | NO-ESTIMATION | NO-ESTIMATION | NO-ESTIMATION | NO-ESTIMATION | CAPACITY-FACTOR-V1
RUS | Russia | Komsomolskaya CHPP-2 |  | WRI1061795 | 240.5 | 50.5407 | 137.0372 | Coal |  |  |  |  | JSC "FAR EASTERN GK" (JSC "DGK") | EnergyBase (RUS) | https://energybase.ru/power-plant/Komsomolskaya_CHP-2 | EnergyBase (RUS) | [14 empty] | 830.78 | NO-ESTIMATION | NO-ESTIMATION | NO-ESTIMATION | NO-ESTIMATION | CAPACITY-FACTOR-V1
RUS | Russia | Kharanorskaya |  | WRI1003728 | 655 | 50.8539 | 115.7000 | Coal | Oil |  |  | 1995.0 | JSC INTER RAO-Electric Power Generation | EnergyBase (RUS) | https://energybase.ru/power-plant/Kharanorskaya_TPP | GEODB | 1012223 | [13 empty] | 2262.64 | WIND-V1 | WIND-V1 | WIND-V1 | WIND-V1 | WIND-V1
RUS | Russia | Novotroitskaya TPP |  | WRI1062072 | 172 | 51.2246 | 58.3641 | Coal | Gas |  |  |  | OJSC "Ural Steel" | EnergyBase (RUS) | https://energybase.ru/power-plant/novotroitskaya-chp | EnergyBase (RUS) | [14 empty] | 594.15 | NO-ESTIMATION | NO-ESTIMATION | NO-ESTIMATION | NO-ESTIMATION | CAPACITY-FACTOR-V1
RUS | Russia | Gusinoozyorskaya |  | WRI1003708 | 1160 | 51.3008 | 106.4833 | Coal | Oil |  |  | 1976.0 | JSC INTER RAO-Electric Power Generation | EnergyBase (RUS) | https://energybase.ru/power-plant/Gusinoozerskaya_TPP | WRI | 1026578 | [13 empty] | 4007.12 | NO-ESTIMATION | NO-ESTIMATION | NO-ESTIMATION | NO-ESTIMATION | CAPACITY-FACTOR-V1
RUS | Russia | Mednogorskaya TPP |  | WRI1061751 | 14 | 51.4346 | 57.5726 | Coal |  |  |  |  | Orenburg Branch of PJSC "T Plus" | EnergyBase (RUS) | https://energybase.ru/power-plant/Mednogorskaya_CHP | EnergyBase (RUS) | [14 empty] | 48.36 | WIND-V1 | WIND-V1 | WIND-V1 | WIND-V1 | WIND-V1
RUS | Russia | Rubtsovsk TPP |  | WRI1062069 | 61 | 51.5425 | 81.2086 | Coal |  |  |  | 1943.0 | LLC "Investment and Development Company" | EnergyBase (RUS) | https://energybase.ru/power-plant/rubtsovskaya-chp | EnergyBase (RUS) | [14 empty] | 210.71 | NO-ESTIMATION | WIND-V1 | WIND-V1 | WIND-V1 | WIND-V1
RUS | Russia | Kyzyl TPP |  | WRI1061784 | 17 | 51.7017 | 94.5444 | Coal |  |  |  | 1958.0 | JSC "Yenisei TGC (TGC-13)" | EnergyBase (RUS) | https://energybase.ru/power-plant/Kyzyl_CHP | EnergyBase (RUS) | [14 empty] | 58.72 | HYDRO-V1 | HYDRO-V1 | HYDRO-V1 | HYDRO-V1 | HYDRO-V1
RUS | Russia | Ulan-Ude CHP-1 |  | WRI1061785 | 148.77 | 51.8327 | 107.6151 | Coal |  |  |  | 1936.0 | PJSC "TGC-14" | EnergyBase (RUS) | https://energybase.ru/power-plant/Ulan-Ude_CHP-1 | EnergyBase (RUS) | [14 empty] | 513.91 | WIND-V1 | WIND-V1 | WIND-V1 | WIND-V1 | WIND-V1
RUS | Russia | Chita CHPP-2 |  | WRI1061788 | 12 | 52.0117 | 113.5111 | Coal |  |  |  | 1936.0 | PJSC "TGC-14" | EnergyBase (RUS) | https://energybase.ru/power-plant/Chita_CHP-2 | EnergyBase (RUS) | [14 empty] | 41.45 | WIND-V1 | WIND-V1 | WIND-V1 | WIND-V1 | WIND-V1
RUS | Russia | Chita CHPP-1 |  | WRI1061787 | 452.8 | 52.0539 | 113.3575 | Coal |  |  |  | 1965.0 | PJSC "TGC-14" | EnergyBase (RUS) | https://energybase.ru/power-plant/Chita_CHP-1 | EnergyBase (RUS) | [14 empty] | 1564.16 | NO-ESTIMATION | NO-ESTIMATION | SOLAR-V1 | SOLAR-V1 | SOLAR-V1
RUS | Russia | Irkutsk TPP-5 |  | WRI1061826 | 18 | 52.1851 | 104.0900 | Coal |  |  |  |  | PJSC "IRKUTSKENERGO" | EnergyBase (RUS) | https://energybase.ru/power-plant/Irkutsk_CHP-5 | EnergyBase (RUS) | [14 empty] | 62.17 | NO-ESTIMATION | NO-ESTIMATION | NO-ESTIMATION | NO-ESTIMATION | CAPACITY-FACTOR-V1
RUS | Russia | Novo-Irkustsk |  | WRI1003765 | 655 | 52.2508 | 104.2039 | Coal |  |  |  | 1960.0 | PJSC "IRKUTSKENERGO" | EnergyBase (RUS) | https://energybase.ru/power-plant/Novo-Irkutsk_CHP | GEODB | 1019799 | [13 empty] | 2262.64 | WIND-V1 | WIND-V1 | WIND-V1 | WIND-V1 | WIND-V1
RUS | Russia | Thermal Power Station 10 |  | WRI1003826 | 1110 | 52.4622 | 103.9791 | Coal |  |  |  |  | PJSC "IRKUTSKENERGO" | EnergyBase (RUS) | https://energybase.ru/power-plant/Irkutsk_CHP-10 | GEODB | [14 empty] | 3834.4 | NO-ESTIMATION | NO-ESTIMATION | NO-ESTIMATION | SOLAR-V1 | SOLAR-V1
RUS | Russia | Biysk CHPP-1 |  | WRI1061841 | 535 | 52.4918 | 85.0848 | Coal |  |  |  |  | JSC "BYYSKENERGO" | EnergyBase (RUS) | https://energybase.ru/power-plant/Biyskaya_CHP-1 | EnergyBase (RUS) | [14 empty] | 1848.11 | NO-ESTIMATION | NO-ESTIMATION | SOLAR-V1 | SOLAR-V1 | SOLAR-V1
RUS | Russia | Thermal Power Station 9 |  | WRI1003828 | 475 | 52.5329 | 103.9365 | Coal |  |  |  |  | PJSC "IRKUTSKENERGO" | EnergyBase (RUS) | https://energybase.ru/power-plant/Irkutsk_CHP-9 | GEODB | [14 empty] | 1640.84 | NO-ESTIMATION | SOLAR-V1 | SOLAR-V1 | SOLAR-V1 | SOLAR-V1
RUS | Russia | Irkutsk TPP-1 |  | WRI1061827 | 185 | 52.5656 | 103.9317 | Coal |  |  |  |  | PJSC "IRKUTSKENERGO" | EnergyBase (RUS) | https://energybase.ru/power-plant/Irkutsk_CHP-1 | EnergyBase (RUS) | [14 empty] | 639.06 | NO-ESTIMATION | NO-ESTIMATION | NO-ESTIMATION | NO-ESTIMATION | CAPACITY-FACTOR-V1
RUS | Russia | Irkutsk TPP-11 |  | WRI1061834 | 350.3 | 52.7824 | 103.6026 | Coal |  |  |  |  | PJSC "IRKUTSKENERGO" | EnergyBase (RUS) | https://energybase.ru/power-plant/Irkutsk_CHP-11 | EnergyBase (RUS) | [14 empty] | 1210.08 | HYDRO-V1 | HYDRO-V1 | HYDRO-V1 | HYDRO-V1 | HYDRO-V1
RUS | Russia | Kuznetskaya CHPP-3 |  | WRI1061750 | 4 | 53.1166 | 46.6000 | Coal |  |  |  |  | ZAO "GIDROMASH-GROUP" | EnergyBase (RUS) | https://energybase.ru/power-plant/Kuznetsk_CHP-3 | EnergyBase (RUS) | [14 empty] | 13.81 | NO-ESTIMATION | NO-ESTIMATION | NO-ESTIMATION | NO-ESTIMATION | SOLAR-V1
RUS | Russia | Irkutsk TPP-12 |  | WRI1061833 | 7.5 | 53.1240 | 103.1326 | Coal |  |  |  |  | PJSC "IRKUTSKENERGO" | EnergyBase (RUS) | https://energybase.ru/power-plant/Irkutsk_CHP-12 | EnergyBase (RUS) | [14 empty] | 25.9 | WIND-V1 | WIND-V1 | WIND-V1 | WIND-V1 | WIND-V1
RUS | Russia | Barnaulskaya CHP Plant-3 |  | WRI1061783 | 430 | 53.3357 | 83.6101 | Coal |  |  |  | 1982.0 | LLC "Siberian Generating Company" | EnergyBase (RUS) | https://energybase.ru/power-plant/Barnaul_CHP-3 | EnergyBase (RUS) | [14 empty] | 1485.39 | NO-ESTIMATION | NO-ESTIMATION | NO-ESTIMATION | NO-ESTIMATION | CAPACITY-FACTOR-V1
RUS | Russia | CHP Plant of MMK |  | WRI1062074 | 330 | 53.3954 | 59.0199 | Coal | Gas |  |  | 1954.0 | PJSC "Magnitogorsk Iron and Steel Works" | EnergyBase (RUS) | https://energybase.ru/power-plant/mmk-chp | EnergyBase (RUS) | [14 empty] | 1139.95 | NO-ESTIMATION | NO-ESTIMATION | NO-ESTIMATION | NO-ESTIMATION | CAPACITY-FACTOR-V1
RUS | Russia | Southern Kuzbass Power Plant |  | WRI1061850 | 554 | 53.5119 | 87.2669 | Coal |  |  |  |  | OAO "Yuzhno-Kuzbasskaya GRES" | EnergyBase (RUS) | https://energybase.ru/power-plant/Southern_Kuzbass_TPP | EnergyBase (RUS) | [14 empty] | 1913.74 | HYDRO-V1 | HYDRO-V1 | HYDRO-V1 | HYDRO-V1 | HYDRO-V1
RUS | Russia | Togliatti |  | WRI1003830 | 620 | 53.5472 | 49.4539 | Coal |  |  |  | 1960.0 | Samara branch of PJSC "T Plus" | EnergyBase (RUS) | https://energybase.ru/power-plant/Tolyatti_CHP | GEODB | [14 empty] | 2141.73 | SOLAR-V1 | SOLAR-V1 | SOLAR-V1 | SOLAR-V1 | SOLAR-V1
RUS | Russia | MINUSINSK CHP |  | WRI1003753 | 85 | 53.6516 | 91.7779 | Coal |  |  |  | 1997.0 | JSC "Yenisei TGC (TGC-13)" | EnergyBase (RUS) | https://energybase.ru/power-plant/Minusinskaya_CHP | CARMA | 1026654 | [13 empty] | 293.62 | NO-ESTIMATION | NO-ESTIMATION | NO-ESTIMATION | NO-ESTIMATION | CAPACITY-FACTOR-V1
RUS | Russia | Zapadno-Sibirskaya power station |  | WRI1075840 | 590 | 53.7695 | 87.2436 | Coal |  |  |  | 1976.0 | OAO Zapadno-Sibirskaya TEZ | GCPT | https://endcoal.org/global-coal-plant-tracker/ | GCPT | [14 empty] | 2038.1 | NO-ESTIMATION | NO-ESTIMATION | NO-ESTIMATION | NO-ESTIMATION | NO-ESTIMATION
RUS | Russia | KUZNETSK THERMAL POWER STATION |  | WRI1003746 | 100 | 53.7697 | 87.0876 | Coal |  |  |  | 1944.0 | Owner / Investor | EnergyBase (RUS) | https://energybase.ru/power-plant/centralnaya-chp-novokuznetsk | CARMA | [14 empty] | 345.44 | NO-ESTIMATION | NO-ESTIMATION | NO-ESTIMATION | NO-ESTIMATION | CAPACITY-FACTOR-V1
RUS | Russia | West Siberian CHP |  | WRI1061840 | 600 | 53.8786 | 87.2344 | Coal |  |  |  |  | JSC "West-Siberian CHP" | EnergyBase (RUS) | https://energybase.ru/power-plant/West_Siberian_CHP | EnergyBase (RUS) | [14 empty] | 2072.65 | NO-ESTIMATION | NO-ESTIMATION | NO-ESTIMATION | NO-ESTIMATION | CAPACITY-FACTOR-V1
RUS | Russia | Novo-Zimanskaya |  | WRI1003768 | 240 | 54.0330 | 102.0351 | Coal |  |  |  | 1973.0 | PJSC "IRKUTSKENERGO" | EnergyBase (RUS) | https://energybase.ru/power-plant/Novo_Ziminskaya_CHP | WRI | 1026694 | [13 empty] | 829.06 | NO-ESTIMATION | NO-ESTIMATION | NO-ESTIMATION | NO-ESTIMATION | CAPACITY-FACTOR-V1
RUS | Russia | Troitskaya GRES |  | WRI1003839 | 2234 | 54.0369 | 61.6472 | Coal |  |  |  | 1960.0 | PJSC "OGK-2" | EnergyBase (RUS) | https://energybase.ru/power-plant/Troitskaya_TPP | GEODB | [14 empty] | 7717.17 | HYDRO-V1 | HYDRO-V1 | HYDRO-V1 | HYDRO-V1 | HYDRO-V1
RUS | Russia | Cherepetskaya GRES |  | WRI1003683 | 450 | 54.1360 | 36.4800 | Coal |  |  |  | 1953.0 | Inter RAO | Inter RAO | http://irao-generation.com/en/stations/ | GEODB | [14 empty] | 1554.48 | NO-ESTIMATION | NO-ESTIMATION | NO-ESTIMATION | NO-ESTIMATION | CAPACITY-FACTOR-V1
RUS | Russia | Kashirskaya GRES |  | WRI1061666 | 1910 | 54.8581 | 38.2597 | Coal | Oil | Gas |  | 1919.0 | JSC INTER RAO-Electric Power Generation | EnergyBase (RUS) | https://energybase.ru/power-plant/Kashrskaya_TPP | EnergyBase (RUS) | [14 empty] | 6597.93 | NO-ESTIMATION | NO-ESTIMATION | NO-ESTIMATION | NO-ESTIMATION | CAPACITY-FACTOR-V1
RUS | Russia | CHP-17 |  | WRI1003688 | 192 | 54.9028 | 38.0550 | Coal |  |  |  | 1950.0 | PJSC "Mosenergo" | EnergyBase (RUS) | https://energybase.ru/power-plant/CHP-17 | GEODB | [14 empty] | 663.24 | HYDRO-V1 | HYDRO-V1 | HYDRO-V1 | HYDRO-V1 | HYDRO-V1
RUS | Russia | Novosibirsk CHP-2 |  | WRI1061813 | 340 | 54.9993 | 82.8743 | Coal |  |  |  |  | JSC "Sibeco" | EnergyBase (RUS) | https://energybase.ru/power-plant/Novosibirsk_CHP-2 | EnergyBase (RUS) | [14 empty] | 1174.5 | NO-ESTIMATION | NO-ESTIMATION | NO-ESTIMATION | NO-ESTIMATION | CAPACITY-FACTOR-V1
RUS | Russia | Novosibirsk TPP-5 |  | WRI1061822 | 1200 | 55.0056 | 83.0606 | Coal |  |  |  |  | JSC "Sibeco" | EnergyBase (RUS) | https://energybase.ru/power-plant/Novosibirsk_CHP-5 | EnergyBase (RUS) | [14 empty] | 4145.3 | NO-ESTIMATION | NO-ESTIMATION | NO-ESTIMATION | NO-ESTIMATION | CAPACITY-FACTOR-V1
RUS | Russia | Novosibirsk CHP-3 |  | WRI1061824 | 511.5 | 55.0081 | 82.8540 | Coal |  |  |  |  | JSC "Sibeco" | EnergyBase (RUS) | https://energybase.ru/power-plant/Novosibirsk_CHP-3 | EnergyBase (RUS) | [14 empty] | 1766.93 | NO-ESTIMATION | NO-ESTIMATION | NO-ESTIMATION | NO-ESTIMATION | CAPACITY-FACTOR-V1
RUS | Russia | Omskaya TPP-4 |  | WRI1061778 | 435 | 55.0838 | 73.2121 | Coal |  |  |  | 1965.0 | JSC "TGC-11" | EnergyBase (RUS) | https://energybase.ru/power-plant/Omsk_CHP-4 | EnergyBase (RUS) | [14 empty] | 1502.67 | NO-ESTIMATION | NO-ESTIMATION | NO-ESTIMATION | NO-ESTIMATION | CAPACITY-FACTOR-V1
RUS | Russia | Novosibirsk CHP-4 |  | WRI1061823 | 384 | 55.1000 | 82.9894 | Coal |  |  |  |  | JSC "Sibeco" | EnergyBase (RUS) | https://energybase.ru/power-plant/Novosibirsk_CHP-4 | EnergyBase (RUS) | [14 empty] | 1326.49 | NO-ESTIMATION | NO-ESTIMATION | NO-ESTIMATION | NO-ESTIMATION | CAPACITY-FACTOR-V1
RUS | Russia | Kemerovo thermal power station |  | WRI1003726 | 80 | 55.3333 | 86.0833 | Coal |  |  |  | 1940.0 | Kuzbassenergo | Kuzbassenergo | http://sibgenco.ru/about/activity/electric-power-generation/ | CARMA | [14 empty] | 276.35 | NO-ESTIMATION | SOLAR-V1 | SOLAR-V1 | SOLAR-V1 | SOLAR-V1
RUS | Russia | NOVO-KEMEROVO CHP |  | WRI1003766 | 565 | 55.3511 | 85.9942 | Coal |  |  |  | 1955.0 | LLC "Siberian Generating Company" | EnergyBase (RUS) | https://energybase.ru/power-plant/Novo-Kemerovskaya_CHP | WRI | 1026680 | [13 empty] | 1951.74 | NO-ESTIMATION | NO-ESTIMATION | NO-ESTIMATION | NO-ESTIMATION | SOLAR-V1
RUS | Russia | KEMEROVO GRES |  | WRI1003725 | 485 | 55.3674 | 86.0684 | Coal |  |  |  | 1934.0 | LLC "Siberian Generating Company" | EnergyBase (RUS) | https://energybase.ru/power-plant/Kemerovo_TPP | WRI | 1026609 | [13 empty] | 1675.39 | NO-ESTIMATION | SOLAR-V1 | SOLAR-V1 | SOLAR-V1 | SOLAR-V1
RUS | Russia | Kurgan CHPP |  | WRI1061837 | 480 | 55.4130 | 65.2314 | Coal |  |  |  |  | OAO Kurgan Generation Company | EnergyBase (RUS) | https://energybase.ru/power-plant/Kurgan_CHP | EnergyBase (RUS) | [14 empty] | 1658.12 | NO-ESTIMATION | NO-ESTIMATION | NO-ESTIMATION | NO-ESTIMATION | CAPACITY-FACTOR-V1
RUS | Russia | Barabinskaya TPP |  | WRI1061814 | 114 | 55.4478 | 78.3656 | Coal |  |  |  |  | JSC "Sibeco" | EnergyBase (RUS) | https://energybase.ru/power-plant/Barabinskaya_CHP | EnergyBase (RUS) | [14 empty] | 393.8 | NO-ESTIMATION | NO-ESTIMATION | NO-ESTIMATION | NO-ESTIMATION | CAPACITY-FACTOR-V1
RUS | Russia | Berezovskaya GRES |  | WRI1003669 | 2400 | 55.5794 | 89.0725 | Coal |  |  |  | 1979.0 | PJSC "Unipro" | EnergyBase (RUS) | https://energybase.ru/power-plant/Berezovskaya_TPP-1 | GEODB | 1041600 | [13 empty] | 8290.6 | HYDRO-V1 | HYDRO-V1 | HYDRO-V1 | HYDRO-V1 | HYDRO-V1
RUS | Russia | CHP-22 |  | WRI1003691 | 1310 | 55.6341 | 37.8173 | Coal |  |  |  | 1960.0 | PJSC "Mosenergo" | EnergyBase (RUS) | https://energybase.ru/power-plant/CHP-22 | GEODB | [14 empty] | 4525.28 | NO-ESTIMATION | NO-ESTIMATION | NO-ESTIMATION | NO-ESTIMATION | SOLAR-V1
RUS | Russia | Argayash CHP |  | WRI1003659 | 195 | 55.6389 | 60.7786 | Coal |  |  |  | 1954.0 | PJSC "Fortum" | EnergyBase (RUS) | https://energybase.ru/power-plant/Argayashskaya_CHP | GEODB | 1012146 | [13 empty] | 673.61 | NO-ESTIMATION | NO-ESTIMATION | NO-ESTIMATION | NO-ESTIMATION | CAPACITY-FACTOR-V1
RUS | Russia | CHP Plant of the Yurga Machine-Building Plant |  | WRI1062175 | 91 | 55.7386 | 84.9099 | Coal |  |  |  |  | OOO "Yurginsky Machine-Building Plant" | EnergyBase (RUS) | https://energybase.ru/power-plant/chp-plant-of-the-yurga-machine-building-plant | EnergyBase (RUS) | [14 empty] | 314.35 | HYDRO-V1 | HYDRO-V1 | HYDRO-V1 | HYDRO-V1 | HYDRO-V1
RUS | Russia | NAZAROVO GRES |  | WRI1003755 | 1243 | 56.0379 | 90.3478 | Coal |  |  |  | 1961.0 | JSC "Yenisei TGC (TGC-13)" | EnergyBase (RUS) | https://energybase.ru/power-plant/Nazarovskaya_TPP | WRI | 1021379 | [13 empty] | 4293.84 | HYDRO-V1 | HYDRO-V1 | HYDRO-V1 | HYDRO-V1 | HYDRO-V1
RUS | Russia | KRASNOYARSK CHP-1 |  | WRI1003740 | 1154 | 56.1097 | 93.0948 | Coal |  |  |  | 1943.0 | JSC "Yenisei TGC (TGC-13)" | EnergyBase (RUS) | https://energybase.ru/power-plant/Krasnoyarsk_CHP-1 | WRI | 1021374¦1072629 | [13 empty] | 3986.39 | NO-ESTIMATION | NO-ESTIMATION | NO-ESTIMATION | NO-ESTIMATION | CAPACITY-FACTOR-V1
RUS | Russia | Thermal Power Station 11 |  | WRI1003827 | 600 | 56.1227 | 101.5965 | Coal |  |  |  | 1959.0 | Irkutskenergo | Irkutskenergo | http://en.irkutskenergo.ru/qa/divisions.html | GEODB | [14 empty] | 2072.65 | NO-ESTIMATION | NO-ESTIMATION | NO-ESTIMATION | NO-ESTIMATION | CAPACITY-FACTOR-V1
RUS | Russia | Krasnoyarskaya GRES-2 |  | WRI1003741 | 1250 | 56.1503 | 94.4806 | Coal | Oil |  |  | 1957.0 | PJSC "OGK-2" | EnergyBase (RUS) | https://energybase.ru/power-plant/Krasnoyarskaya_TPP-2 | GEODB | 1021375 | [13 empty] | 4318.02 | NO-ESTIMATION | NO-ESTIMATION | SOLAR-V1 | SOLAR-V1 | SOLAR-V1
RUS | Russia | KANSK CHP |  | WRI1003721 | 24 | 56.2292 | 95.6961 | Coal |  |  |  | 1953.0 | JSC "Yenisei TGC (TGC-13)" | EnergyBase (RUS) | https://energybase.ru/power-plant/Kan_CHP | CARMA | 1026600 | [13 empty] | 82.9 | NO-ESTIMATION | NO-ESTIMATION | NO-ESTIMATION | NO-ESTIMATION | SOLAR-V1
RUS | Russia | CHP of the Achinsk Alumina Combine (TPP AGK) |  | WRI1062202 | 320 | 56.2332 | 90.4042 | Coal | Oil |  |  |  | OK Rusal | EnergyBase (RUS) | https://energybase.ru/power-plant/achinsk-alumina-combine-chp | EnergyBase (RUS) | [14 empty] | 1105.41 | NO-ESTIMATION | NO-ESTIMATION | NO-ESTIMATION | NO-ESTIMATION | CAPACITY-FACTOR-V1
RUS | Russia | Krasnogorsk cogeneration station |  | WRI1061775 | 121 | 56.3654 | 61.9701 | Coal | Gas |  |  | 1939.0 | Sverdlovsk Branch of PJSC "T Plus" | EnergyBase (RUS) | https://energybase.ru/power-plant/Krasnogorskaja_CHP | EnergyBase (RUS) | [14 empty] | 417.98 | NO-ESTIMATION | NO-ESTIMATION | NO-ESTIMATION | NO-ESTIMATION | CAPACITY-FACTOR-V1
RUS | Russia | Tomsk GRES-2 |  | WRI1061782 | 331 | 56.4731 | 84.9964 | Coal |  |  |  | 1988.0 | Tomsk Generation JSC | EnergyBase (RUS) | https://energybase.ru/power-plant/Tomsk_TPP-2 | EnergyBase (RUS) | [14 empty] | 1143.41 | HYDRO-V1 | HYDRO-V1 | HYDRO-V1 | HYDRO-V1 | HYDRO-V1
RUS | Russia | Irkutsk CHP Plant-16 |  | WRI1061825 | 18 | 56.5699 | 104.1407 | Coal |  |  |  |  | PJSC "IRKUTSKENERGO" | EnergyBase (RUS) | https://energybase.ru/power-plant/Irkutsk_CHP-16 | EnergyBase (RUS) | [14 empty] | 62.17 | NO-ESTIMATION | NO-ESTIMATION | NO-ESTIMATION | SOLAR-V1 | SOLAR-V1
RUS | Russia | Severskaya CHP (CHP CHPP) |  | WRI1061863 | 699 | 56.6195 | 84.8123 | Coal |  |  |  |  | JSC "Siberian Chemical Combine" | EnergyBase (RUS) | https://energybase.ru/power-plant/CHP_Siberian_Chemical | EnergyBase (RUS) | [14 empty] | 2414.63 | NO-ESTIMATION | NO-ESTIMATION | SOLAR-V1 | SOLAR-V1 | SOLAR-V1
RUS | Russia | Nerunginskya TPP |  | WRI1003756 | 618 | 56.6689 | 124.8533 | Coal |  |  |  |  | JSC "FAR EASTERN GK" (JSC "DGK") | EnergyBase (RUS) | https://energybase.ru/power-plant/Neryungrinskaya | WRI | 1033558 | [13 empty] | 2134.83 | NO-ESTIMATION | NO-ESTIMATION | SOLAR-V1 | SOLAR-V1 | SOLAR-V1
RUS | Russia | Chaikovskaya TPP |  | WRI1061769 | 200 | 56.7282 | 53.9277 | Coal |  |  |  | 1978.0 | Perm Branch of PJSC "T Plus" | EnergyBase (RUS) | https://energybase.ru/power-plant/Tchaikovsky_CHP | EnergyBase (RUS) | [14 empty] | 690.88 | NO-ESTIMATION | NO-ESTIMATION | SOLAR-V1 | SOLAR-V1 | SOLAR-V1
RUS | Russia | Chulman TPP |  | WRI1061790 | 48 | 56.8504 | 124.9096 | Coal |  |  |  |  | JSC "FAR EASTERN GK" (JSC "DGK") | EnergyBase (RUS) | https://energybase.ru/power-plant/Chulmanskaya_CHP | EnergyBase (RUS) | [14 empty] | 165.81 | NO-ESTIMATION | NO-ESTIMATION | SOLAR-V1 | SOLAR-V1 | SOLAR-V1
RUS | Russia | Tverskaya CHPP-3 |  | WRI1061720 | 170 | 56.9047 | 35.9058 | Coal |  |  |  |  | OOO "Tver Generation" | EnergyBase (RUS) | https://energybase.ru/power-plant/Tverskaya_CHP-3 | EnergyBase (RUS) | [14 empty] | 587.25 | NO-ESTIMATION | NO-ESTIMATION | NO-ESTIMATION | NO-ESTIMATION | SOLAR-V1
RUS | Russia | Ivanovo TPP-3 |  | WRI1061747 | 330 | 56.9614 | 41.1095 | Coal |  |  |  | 1974.0 | Ivanovo branch of PJSC "T Plus" | EnergyBase (RUS) | https://energybase.ru/power-plant/Ivanovo_CHP-3 | EnergyBase (RUS) | [14 empty] | 1139.95 | SOLAR-V1 | SOLAR-V1 | SOLAR-V1 | SOLAR-V1 | SOLAR-V1
RUS | Russia | Reftinskaya GRES |  | WRI1003790 | 3800 | 57.1067 | 61.7117 | Coal |  |  |  | 1970.0 | PJSC "Enel Russia" | EnergyBase (RUS) | https://energybase.ru/power-plant/Reftinskaya_TPP | GEODB | 1030655 | [13 empty] | 13126.79 | NO-ESTIMATION | NO-ESTIMATION | NO-ESTIMATION | NO-ESTIMATION | CAPACITY-FACTOR-V1
RUS | Russia | CHP Plant of OAO EVRAZ NTMK |  | WRI1061917 | 149.9 | 57.9196 | 60.0076 | Coal |  |  |  |  | JSC "EVRAZ NTMK" | EnergyBase (RUS) | https://energybase.ru/power-plant/chp-ntmk | EnergyBase (RUS) | [14 empty] | 517.81 | NO-ESTIMATION | NO-ESTIMATION | NO-ESTIMATION | NO-ESTIMATION | CAPACITY-FACTOR-V1
RUS | Russia | Ust Illminsk (TPP) |  | WRI1003847 | 525 | 58.0492 | 102.8088 | Coal |  |  |  | 1978.0 | PJSC "IRKUTSKENERGO" | EnergyBase (RUS) | https://energybase.ru/power-plant/Ust-Ilim_CHP | CARMA | [14 empty] | 1813.56 | NO-ESTIMATION | NO-ESTIMATION | NO-ESTIMATION | NO-ESTIMATION | CAPACITY-FACTOR-V1
RUS | Russia | CHaryinskaya CHPP |  | WRI1061718 | 21 | 58.3978 | 45.4773 | Coal |  |  |  |  | PJSC "TGC-2" | EnergyBase (RUS) | https://energybase.ru/power-plant/CHP_Sharyinskaya | EnergyBase (RUS) | [14 empty] | 72.54 | NO-ESTIMATION | SOLAR-V1 | SOLAR-V1 | SOLAR-V1 | SOLAR-V1
RUS | Russia | Kirov TPP-5 |  | WRI1003731 | 450 | 58.5495 | 49.5833 | Coal |  |  |  | 1980.0 | Kirov branch of PJSC "T Plus" | EnergyBase (RUS) | https://energybase.ru/power-plant/Kirov_CHP-5 | GEODB | 1047093 | [13 empty] | 1554.48 | NO-ESTIMATION | NO-ESTIMATION | NO-ESTIMATION | NO-ESTIMATION | CAPACITY-FACTOR-V1
RUS | Russia | Kirov CHPP-3 |  | WRI1003730 | 385 | 58.6210 | 49.5944 | Coal |  |  |  | 1942.0 | t+group | t+group | http://www.tplusgroup.ru/org/kirov/organization/kirovskaja-chp4/ | GEODB | 1047091 | [13 empty] | 1329.95 | NO-ESTIMATION | NO-ESTIMATION | NO-ESTIMATION | NO-ESTIMATION | CAPACITY-FACTOR-V1
RUS | Russia | Novgorod CHPP |  | WRI1003763 | 190 | 58.6236 | 31.2219 | Coal |  |  |  | 1968.0 | PJSC "TGC-2" | EnergyBase (RUS) | https://energybase.ru/power-plant/Novgorod_CHP | CARMA | [14 empty] | 656.33 | NO-ESTIMATION | NO-ESTIMATION | NO-ESTIMATION | NO-ESTIMATION | CAPACITY-FACTOR-V1
RUS | Russia | Kizelovskaya GRES-3 |  | WRI1061771 | 23.6 | 58.8664 | 57.5556 | Coal |  |  |  | 1924.0 | Perm Branch of PJSC "T Plus" | EnergyBase (RUS) | https://energybase.ru/power-plant/Kizelovskaya_CHP-3 | EnergyBase (RUS) | [14 empty] | 81.52 | NO-ESTIMATION | NO-ESTIMATION | NO-ESTIMATION | NO-ESTIMATION | CAPACITY-FACTOR-V1
RUS | Russia | Magadan Thermal Power Station |  | WRI1061804 | 96 | 59.5835 | 150.7869 | Coal |  |  |  |  | PJSC "Magadanenergo" | EnergyBase (RUS) | https://energybase.ru/power-plant/Magadan_CHP | EnergyBase (RUS) | [14 empty] | 331.62 | NO-ESTIMATION | NO-ESTIMATION | NO-ESTIMATION | NO-ESTIMATION | CAPACITY-FACTOR-V1
RUS | Russia | Serovskaya GRES |  | WRI1003804 | 808 | 59.6334 | 60.7051 | Coal | Gas |  |  | 1954.0 | PJSC "OGK-2" | EnergyBase (RUS) | https://energybase.ru/power-plant/Serovskaya_TPP | WRI | 1030656 | [13 empty] | 2791.17 | SOLAR-V1 | SOLAR-V1 | SOLAR-V1 | SOLAR-V1 | SOLAR-V1
RUS | Russia | Bogoslovskaya TPP |  | WRI1061776 | 141 | 59.7814 | 60.1756 | Coal |  |  |  |  | OK Rusal | EnergyBase (RUS) | https://energybase.ru/power-plant/theological_CHP | EnergyBase (RUS) | [14 empty] | 487.07 | NO-ESTIMATION | NO-ESTIMATION | NO-ESTIMATION | NO-ESTIMATION | SOLAR-V1
RUS | Russia | Arkagalinskaya state district power station |  | WRI1061805 | 224 | 63.0342 | 147.1806 | Coal |  |  |  |  | PJSC "Magadanenergo" | EnergyBase (RUS) | https://energybase.ru/power-plant/Argaklinskaya_TPP | EnergyBase (RUS) | [14 empty] | 773.78 | NO-ESTIMATION | NO-ESTIMATION | NO-ESTIMATION | NO-ESTIMATION | CAPACITY-FACTOR-V1
RUS | Russia | Sosnogorsk TPP |  | WRI1003817 | 377 | 63.5762 | 53.9865 | Coal |  |  |  | 1960.0 | Komi Branch of PJSC "T Plus" | EnergyBase (RUS) | https://energybase.ru/power-plant/Sosnogorskaya_TPS | WRI | 1026755 | [13 empty] | 1302.31 | NO-ESTIMATION | NO-ESTIMATION | NO-ESTIMATION | NO-ESTIMATION | CAPACITY-FACTOR-V1
RUS | Russia | Severodvinsk CHPP-2 |  | WRI1003807 | 410 | 64.5627 | 39.8339 | Coal |  |  |  | 1976.0 | TGC-2 | TGC-2 | http://www.tgc-2.ru/about/indicators/ | CARMA | 1026742 | [13 empty] | 1416.31 | NO-ESTIMATION | NO-ESTIMATION | NO-ESTIMATION | SOLAR-V1 | SOLAR-V1
RUS | Russia | Intinskaya TPP |  | WRI1061765 | 18 | 66.0416 | 60.1572 | Coal | Oil |  |  | 1949.0 | Komi Branch of PJSC "T Plus" | EnergyBase (RUS) | https://energybase.ru/power-plant/Inta_CHP | EnergyBase (RUS) | [14 empty] | 62.17 | NO-ESTIMATION | NO-ESTIMATION | NO-ESTIMATION | NO-ESTIMATION | CAPACITY-FACTOR-V1
RUS | Russia | Vortkuta HPP-1 |  | WRI1003855 | 25 | 67.5000 | 64.0181 | Coal |  |  |  | 1942.0 | OOO Vorkuta Thermal Power Station | EnergyBase (RUS) | https://energybase.ru/power-plant/Vorkuta_CHP-1 | EnergyBase (RUS) | [14 empty] | 86.36 | WIND-V1 | WIND-V1 | WIND-V1 | WIND-V1 | WIND-V1
RUS | Russia | Apatitskaya TPP |  | WRI1061647 | 266 | 67.5981 | 33.4228 | Coal |  |  |  | 1959.0 | PJSC "TGC-1" | EnergyBase (RUS) | https://energybase.ru/power-plant/Apatity_CHP | EnergyBase (RUS) | [14 empty] | 918.87 | NO-ESTIMATION | NO-ESTIMATION | NO-ESTIMATION | NO-ESTIMATION | CAPACITY-FACTOR-V1
RUS | Russia | Vorkuta HPP-2 |  | WRI1003854 | 270 | 67.6106 | 64.0814 | Coal |  |  |  | 1955.0 | OOO Vorkuta Thermal Power Station | EnergyBase (RUS) | https://energybase.ru/power-plant/Vorkuta_CHP-2 | EnergyBase (RUS) | [14 empty] | 932.69 | NO-ESTIMATION | NO-ESTIMATION | NO-ESTIMATION | NO-ESTIMATION | CAPACITY-FACTOR-V1
RUS | Russia | Norilsk TPP-3 |  | WRI1061842 | 440 | 69.3230 | 87.9510 | Coal |  |  |  | 1978.0 | JSC Norilsk-Taimyr Energy Company (JSC NTEK) | EnergyBase (RUS) | https://energybase.ru/power-plant/CHP-3_of_NTPC | EnergyBase (RUS) | [14 empty] | 1519.94 | SOLAR-V1 | SOLAR-V1 | SOLAR-V1 | SOLAR-V1 | SOLAR-V1
RUS | Russia | Norilsk TPP-1 |  | WRI1061844 | 370 | 69.3342 | 88.2314 | Coal |  |  |  | 1942.0 | JSC Norilsk-Taimyr Energy Company (JSC NTEK) | EnergyBase (RUS) | https://energybase.ru/power-plant/CHP-1_OJSC_NTEC | EnergyBase (RUS) | [14 empty] | 1278.13 | SOLAR-V1 | SOLAR-V1 | SOLAR-V1 | SOLAR-V1 | SOLAR-V1
RUS | Russia | Chaunskaya CHPP |  | WRI1061800 | 34.5 | 69.7044 | 170.2903 | Coal |  |  |  |  | JSC "Chukotenergo" | EnergyBase (RUS) | https://energybase.ru/power-plant/Chaun_CHP | EnergyBase (RUS) | [14 empty] | 119.17 | SOLAR-V1 | SOLAR-V1 | SOLAR-V1 | SOLAR-V1 | SOLAR-V1
SRB | Serbia | TE KOSOVO A |  | WRI1020280 | 617 | 42.6773 | 21.0886 | Coal | [5 empty] | ENTSOE | https://transparency.entsoe.eu/generation/r2/installedCapacityPerProductionUnit/show | WRI | [14 empty] | 3724.61 | SOLAR-V1 | SOLAR-V1 | SOLAR-V1 | SOLAR-V1 | SOLAR-V1
SRB | Serbia | TE KOSOVO B |  | WRI1020279 | 618 | 42.6945 | 21.0590 | Coal | [5 empty] | ENTSOE | https://transparency.entsoe.eu/generation/r2/installedCapacityPerProductionUnit/show | WRI | [14 empty] | 3730.64 | SOLAR-V1 | SOLAR-V1 | SOLAR-V1 | SOLAR-V1 | SOLAR-V1
SRB | Serbia | TE MORAVA |  | WRI1020288 | 110 | 44.2248 | 21.1627 | Coal | [5 empty] | ENTSOE | https://transparency.entsoe.eu/generation/r2/installedCapacityPerProductionUnit/show | GEODB | 1015556 |  |  |  | 0.98 |  |  |  |  | ENTSOE |  |  |  |  | 664.03 | SOLAR-V1 | SOLAR-V1 | SOLAR-V1 | SOLAR-V1 | SOLAR-V1
SRB | Serbia | TE KOLUBARA |  | WRI1020285 | 245 | 44.4806 | 20.2934 | Coal | [5 empty] | ENTSOE | https://transparency.entsoe.eu/generation/r2/installedCapacityPerProductionUnit/show | GEODB | [14 empty] | 1478.97 | NO-ESTIMATION | NO-ESTIMATION | NO-ESTIMATION | NO-ESTIMATION | CAPACITY-FACTOR-V1
SRB | Serbia | TENT B |  | WRI1020276 | 1270 | 44.6551 | 20.0053 | Coal | [5 empty] | ENTSOE | https://transparency.entsoe.eu/generation/r2/installedCapacityPerProductionUnit/show | WRI |  |  |  |  | 27.36 |  |  |  |  | ENTSOE |  |  |  |  | 7666.54 | NO-ESTIMATION | NO-ESTIMATION | NO-ESTIMATION | NO-ESTIMATION | SOLAR-V1
SRB | Serbia | TENT A |  | WRI1020275 | 1730 | 44.6711 | 20.1593 | Coal | [5 empty] | ENTSOE | https://transparency.entsoe.eu/generation/r2/installedCapacityPerProductionUnit/show | WRI |  |  |  |  | 36.54 |  |  |  |  | ENTSOE |  |  |  |  | 10443.39 | NO-ESTIMATION | NO-ESTIMATION | NO-ESTIMATION | NO-ESTIMATION | CAPACITY-FACTOR-V1
SRB | Serbia | TE KOSTOLAC A |  | WRI1020283 | 281 | 44.7229 | 21.1717 | Coal | [5 empty] | ENTSOE | https://transparency.entsoe.eu/generation/r2/installedCapacityPerProductionUnit/show | GEODB | 1015553 |  |  |  | 4.58 |  |  |  |  | ENTSOE |  |  |  |  | 1696.29 | NO-ESTIMATION | NO-ESTIMATION | NO-ESTIMATION | NO-ESTIMATION | SOLAR-V1
SRB | Serbia | TE KOSTOLAC B |  | WRI1020278 | 697 | 44.7307 | 21.2104 | Coal | [5 empty] | ENTSOE | https://transparency.entsoe.eu/generation/r2/installedCapacityPerProductionUnit/show | GEODB | 1015553 |  |  |  | 14.9 |  |  |  |  | ENTSOE |  |  |  |  | 4207.54 | SOLAR-V1 | SOLAR-V1 | SOLAR-V1 | SOLAR-V1 | SOLAR-V1
SVK | Slovakia | Vojany (EVO) Thermal Power Plant Slovakia |  | GEODB0042632 | 880 | 48.5536 | 21.9782 | Coal | [5 empty] | GEODB | http://globalenergyobservatory.org | GEODB | 1029045 | 2017 |  |  |  |  | 707.712 |  |  | JRC-PPDB-OPEN |  |  |  |  | 2017.61 | SOLAR-V1 | SOLAR-V1 | SOLAR-V1 | SOLAR-V1 | SOLAR-V1
SVK | Slovakia | Novaky (ENO) Thermal CHP Power Plant Slovakia |  | GEODB0042634 | 518 | 48.6988 | 18.5335 | Coal | [5 empty] | GEODB | http://globalenergyobservatory.org | GEODB | 1029036 | 2017 | [12 empty] | 1187.64 | SOLAR-V1 | SOLAR-V1 | SOLAR-V1 | SOLAR-V1 | SOLAR-V1
SVN | Slovenia | Energetika Ljubljana |  | WRI1022415 | 112 | 46.0580 | 14.5451 | Coal | [5 empty] | ENTSOE | https://transparency.entsoe.eu/generation/r2/installedCapacityPerProductionUnit/show | GEODB | [14 empty] | 445.19 | SOLAR-V1 | SOLAR-V1 | SOLAR-V1 | SOLAR-V1 | SOLAR-V1
SVN | Slovenia | TET |  | WRI1022410 | 110 | 46.1258 | 15.0611 | Coal | [5 empty] | ENTSOE | https://transparency.entsoe.eu/generation/r2/installedCapacityPerProductionUnit/show | GEODB |  |  |  |  | 0.0 | 0.0 | 0.0 |  |  | JRC-PPDB-OPEN |  |  |  |  | 437.24 | SOLAR-V1 | SOLAR-V1 | SOLAR-V1 | SOLAR-V1 | SOLAR-V1
SVN | Slovenia | Sostanj (TEÅ ) |  | WRI1022413 | 1099 | 46.3723 | 15.0534 | Coal | [5 empty] | ENTSOE | https://transparency.entsoe.eu/generation/r2/installedCapacityPerProductionUnit/show | GEODB | 1031237 |  |  |  | 3631.319 | 4133.801 | 3990.173 |  |  | JRC-PPDB-OPEN |  |  |  |  | 4368.47 | SOLAR-V1 | SOLAR-V1 | SOLAR-V1 | SOLAR-V1 | SOLAR-V1
SWE | Sweden | Vaesteras power station |  | WRI1075797 | 80 | 59.5885 | 16.5135 | Coal |  |  |  | 1963.0 | MÃ¤larenergi | GCPT | https://endcoal.org/global-coal-plant-tracker/ | GCPT | [15 empty] | NO-ESTIMATION | NO-ESTIMATION | NO-ESTIMATION | SOLAR-V1 | SOLAR-V1
THA | Thailand | BLCP Power |  | WRI1019458 | 1346 | 12.6448 | 101.1605 | Coal |  |  |  | 2007.0 | EGCO | EGCO | http://www.egco.com/en/corperate_profile_busin_group_blcp.asp | WRI | 1039868 | [13 empty] | 8362.35 | SOLAR-V1 | SOLAR-V1 | SOLAR-V1 | SOLAR-V1 | SOLAR-V1
THA | Thailand | Gheco One power station |  | WRI1019478 | 660 | 12.6779 | 101.1356 | Coal |  |  |  | 2012.0 | GLOW Group | Glow Group | http://www.glow.co.th/index.php?op=product_business_line_plants-detail&cid=2&id=4 | WRI | 1077767 | [13 empty] | 4100.41 | NO-ESTIMATION | NO-ESTIMATION | NO-ESTIMATION | NO-ESTIMATION | CAPACITY-FACTOR-V1
THA | Thailand | Glow Energy power complex |  | WRI1019457 | 526 | 12.6779 | 101.1356 | Coal |  |  |  | 2001.0 | GLOW Group | Glow Group | http://www.glow.co.th/index.php?op=product_business_line_plants-detail&cid=1&id=15 | WRI | 1012951 | [13 empty] | 3267.9 | NO-ESTIMATION | NO-ESTIMATION | NO-ESTIMATION | NO-ESTIMATION | CAPACITY-FACTOR-V1
THA | Thailand | Tha Tum power station |  | WRI1075818 | 328 | 13.9325 | 101.5876 | Coal |  |  |  | 1999.0 | National Power Supply PCL | GCPT | https://endcoal.org/global-coal-plant-tracker/ | GCPT | [14 empty] | 2037.78 | NO-ESTIMATION | NO-ESTIMATION | NO-ESTIMATION | NO-ESTIMATION | CAPACITY-FACTOR-V1
THA | Thailand | Mae Mah |  | WRI1000160 | 2400 | 18.2963 | 99.7499 | Coal |  |  |  | 1995.0 | Electric Generating Authority of Thailand | EGAT | http://www.egat.co.th/en/index.php?option=com_content&view=article&id=92&Itemid=117 | WRI | [14 empty] | 14910.59 | NO-ESTIMATION | NO-ESTIMATION | NO-ESTIMATION | NO-ESTIMATION | CAPACITY-FACTOR-V1
TUR | Turkey | Ä°skenderun Atlas Termik Santrali |  | WRI1018705 | 1200 | 36.6904 | 36.2084 | Coal |  |  |  |  | Diler Holding Enerji Grubu | Enerji Atlasi | http://www.enerjiatlasi.com/komur/iskenderun-atlas-termik-santrali.html | WRI | 1087278 | [13 empty] | 6720.99 | NO-ESTIMATION | NO-ESTIMATION | NO-ESTIMATION | NO-ESTIMATION | SOLAR-V1
TUR | Turkey | Ä°sken SugÃ¶zÃ¼ power station |  | WRI1018704 | 1210 | 36.8346 | 35.8801 | Coal |  |  |  |  | OYAK | GCPT | https://endcoal.org/global-coal-plant-tracker/ | WRI | [14 empty] | 6777 | NO-ESTIMATION | NO-ESTIMATION | NO-ESTIMATION | NO-ESTIMATION | CAPACITY-FACTOR-V1
TUR | Turkey | KemerkÃ¶y power station |  | WRI1018708 | 630 | 37.0354 | 27.9011 | Coal |  |  |  | 1994.0 | Limak Enerji | GCPT | https://endcoal.org/global-coal-plant-tracker/ | GCPT | 1032175 | [13 empty] | 3528.52 | NO-ESTIMATION | NO-ESTIMATION | NO-ESTIMATION | NO-ESTIMATION | CAPACITY-FACTOR-V1
TUR | Turkey | YenikÃ¶y power station |  | WRI1018713 | 420 | 37.1405 | 27.8719 | Coal |  |  |  | 1986.0 | IC Ä°Ã§taÅŸ Enerji | GCPT | https://endcoal.org/global-coal-plant-tracker/ | WRI | 1032220 | [13 empty] | 2352.34 | NO-ESTIMATION | NO-ESTIMATION | NO-ESTIMATION | NO-ESTIMATION | CAPACITY-FACTOR-V1
TUR | Turkey | YataÄŸan power station |  | WRI1018709 | 630 | 37.3317 | 28.1017 | Coal |  |  |  |  | Bereket Enerji | GCPT | https://endcoal.org/global-coal-plant-tracker/ | WRI | 1032218 | [13 empty] | 3528.52 | NO-ESTIMATION | NO-ESTIMATION | NO-ESTIMATION | NO-ESTIMATION | CAPACITY-FACTOR-V1
TUR | Turkey | AfÅŸin Elbistan Termik Santrali |  | WRI1018701 | 2795 | 38.3537 | 36.9810 | Coal |  |  |  |  | EÃœAÅž | Enerji Atlasi | http://www.enerjiatlasi.com/komur/afsin-elbistan-b-termik-santrali.html | WRI | [14 empty] | 15654.31 | NO-ESTIMATION | NO-ESTIMATION | NO-ESTIMATION | SOLAR-V1 | SOLAR-V1
TUR | Turkey | Ä°zdemir Enerji power station |  | WRI1018716 | 350 | 38.7417 | 26.9294 | Coal |  |  |  |  | Ä°zmir Demir Ã‡elik | GCPT | https://endcoal.org/global-coal-plant-tracker/ | WRI | [14 empty] | 1960.29 | NO-ESTIMATION | NO-ESTIMATION | NO-ESTIMATION | NO-ESTIMATION | CAPACITY-FACTOR-V1
TUR | Turkey | Kangal power station |  | WRI1018712 | 537 | 39.0774 | 37.2958 | Coal |  |  |  | 1993.0 | Konya Åžeker Enerji | GCPT | https://endcoal.org/global-coal-plant-tracker/ | WRI | 1032165 | [13 empty] | 3007.64 | NO-ESTIMATION | NO-ESTIMATION | NO-ESTIMATION | NO-ESTIMATION | CAPACITY-FACTOR-V1
TUR | Turkey | Soma power station |  | WRI1018707 | 990 | 39.1953 | 27.6357 | Coal |  |  |  | 1986.0 | EÃœAÅž | GCPT | https://endcoal.org/global-coal-plant-tracker/ | WRI | 1032207 | [13 empty] | 5544.82 | NO-ESTIMATION | NO-ESTIMATION | NO-ESTIMATION | NO-ESTIMATION | CAPACITY-FACTOR-V1
TUR | Turkey | SeyitÃ¶mer power station |  | WRI1018711 | 600 | 39.5736 | 29.8822 | Coal |  |  |  | 1978.0 | Ã‡elikler Elektrik | GCPT | https://endcoal.org/global-coal-plant-tracker/ | WRI | 1032202 | [13 empty] | 3360.49 | WIND-V1 | WIND-V1 | WIND-V1 | WIND-V1 | WIND-V1
TUR | Turkey | Polat power station |  | WRI1018725 | 51 | 39.6160 | 29.4429 | Coal |  |  |  | 2013.0 | Polat Elektrik Ãœretim | GCPT | https://endcoal.org/global-coal-plant-tracker/ | WRI | [14 empty] | 285.64 | NO-ESTIMATION | NO-ESTIMATION | NO-ESTIMATION | NO-ESTIMATION | CAPACITY-FACTOR-V1
TUR | Turkey | TunÃ§bilek KÃ¼tahya power station |  | WRI1018715 | 365 | 39.6285 | 29.4623 | Coal |  |  |  | 1975.0 | EÃœAÅž | GCPT | https://endcoal.org/global-coal-plant-tracker/ | GCPT | [14 empty] | 2044.3 | NO-ESTIMATION | NO-ESTIMATION | NO-ESTIMATION | NO-ESTIMATION | CAPACITY-FACTOR-V1
TUR | Turkey | Ã‡olakoÄŸlu Termik Santrali |  | WRI1018722 | 190 | 39.6289 | 29.4629 | Coal |  |  |  |  | Ã‡olakoÄŸlu Metalurji | Enerji Atlasi | http://www.enerjiatlasi.com/komur/colakoglu-termik-santrali.html | WRI | [14 empty] | 1064.15 | WIND-V1 | WIND-V1 | WIND-V1 | WIND-V1 | WIND-V1
TUR | Turkey | Orhaneli power station |  | WRI1018721 | 210 | 39.9502 | 28.8709 | Coal |  |  |  | 1992.0 | EÃœAÅž | GCPT | https://endcoal.org/global-coal-plant-tracker/ | GCPT | 1032197 | [13 empty] | 1176.17 | SOLAR-V1 | SOLAR-V1 | SOLAR-V1 | SOLAR-V1 | SOLAR-V1
TUR | Turkey | Yunus Emre Termik Santrali |  | WRI1018723 | 145 | 39.9839 | 31.6349 | Coal |  |  |  |  | Naskan Energy | Enerji Atlasi | http://www.enerjiatlasi.com/komur/yunus-emre-termik-santrali.html | WRI | 1085816 | [13 empty] | 812.12 | NO-ESTIMATION | NO-ESTIMATION | NO-ESTIMATION | NO-ESTIMATION | CAPACITY-FACTOR-V1
TUR | Turkey | Ä°Ã‡DAÅž Biga Termik Santrali |  | WRI1018714 | 1200 | 40.0224 | 26.9777 | Coal | Gas |  |  |  | Ä°Ã‡DAÅž Elektrik | Enerji Atlasi | http://www.icdasenerji.com/pages/1/1/f/tr-TR/icdas_Biga_Termik_Santrali.aspx | WRI | [14 empty] | 6720.99 | NO-ESTIMATION | NO-ESTIMATION | NO-ESTIMATION | NO-ESTIMATION | CAPACITY-FACTOR-V1
TUR | Turkey | Ã‡an-1 power station |  | WRI1018717 | 320 | 40.0232 | 26.9768 | Coal |  |  |  | 2003.0 | EÃœAÅž | GCPT | https://endcoal.org/global-coal-plant-tracker/ | WRI | [14 empty] | 1792.26 | NO-ESTIMATION | NO-ESTIMATION | NO-ESTIMATION | NO-ESTIMATION | CAPACITY-FACTOR-V1
TUR | Turkey | Ã‡ayÄ±rhan power station |  | WRI1018710 | 620 | 40.0970 | 31.6954 | Coal |  |  |  |  | Ciner Enerji | GCPT | https://endcoal.org/global-coal-plant-tracker/ | GCPT | [14 empty] | 3472.51 | NO-ESTIMATION | NO-ESTIMATION | NO-ESTIMATION | NO-ESTIMATION | CAPACITY-FACTOR-V1
TUR | Turkey | Bolu GÃ¶ynÃ¼k power station |  | WRI1018719 | 270 | 40.2514 | 30.8129 | Coal |  |  |  | 2015.0 | Aksa Enerji | GCPT | https://endcoal.org/global-coal-plant-tracker/ | GCPT | [14 empty] | 1512.22 | HYDRO-V1 | HYDRO-V1 | HYDRO-V1 | HYDRO-V1 | HYDRO-V1
TUR | Turkey | Ä°Ã‡DAÅž Bekirli-2 power station |  | WRI1018706 | 1200 | 40.3991 | 27.0500 | Coal |  |  |  |  | Ä°Ã‡DAÅž Elektrik | GCPT | https://endcoal.org/global-coal-plant-tracker/ | WRI | [14 empty] | 6720.99 | NO-ESTIMATION | NO-ESTIMATION | NO-ESTIMATION | NO-ESTIMATION | CAPACITY-FACTOR-V1
TUR | Turkey | Cenal power station |  | WRI1075555 | 1320 | 40.4167 | 27.3183 | Coal |  |  |  | 2017.0 | Cenal Elektrik | GCPT | https://endcoal.org/global-coal-plant-tracker/ | GCPT | [14 empty] | 7393.09 | NO-ESTIMATION | NO-ESTIMATION | NO-ESTIMATION | NO-ESTIMATION | CAPACITY-FACTOR-V1
TUR | Turkey | Zonguldak Eren (ZETES) |  | WRI1018702 | 2090 | 41.5035 | 31.8875 | Coal |  |  |  |  | Eren Enerji | Enerji Atlasi | http://www.enerjiatlasi.com/komur/zonguldak-eren-zetes-termik-santrali.html | WRI | 1069999 | [13 empty] | 11705.73 | NO-ESTIMATION | NO-ESTIMATION | NO-ESTIMATION | NO-ESTIMATION | CAPACITY-FACTOR-V1
TUR | Turkey | KÃ¼tahya |  | WRI1018724 | 50 | 41.5100 | 31.9000 | Coal |  |  |  |  | Kardemir A.Åž. | Enerji Atlasi | http://www.enerjiatlasi.com/komur/karabuk-demir-celik-termik-santrali.html | WRI | [14 empty] | 280.04 | NO-ESTIMATION | NO-ESTIMATION | NO-ESTIMATION | NO-ESTIMATION | CAPACITY-FACTOR-V1
TUR | Turkey | Ã‡atalaÄŸzÄ±-B power station |  | WRI1018718 | 314 | 41.5174 | 31.9002 | Coal |  |  |  |  | Bereket Enerji | GCPT | https://endcoal.org/global-coal-plant-tracker/ | GCPT | [14 empty] | 1758.66 | NO-ESTIMATION | NO-ESTIMATION | NO-ESTIMATION | SOLAR-V1 | SOLAR-V1
TWN | Taiwan | Jenwu Plant |  | WRI1075560 | 362 | 22.7016 | 120.3350 | Coal |  |  |  | 1989.0 | Formosa Plastics Corp | GCPT | https://endcoal.org/global-coal-plant-tracker/ | GCPT | [14 empty] | 2559.73 | NO-ESTIMATION | NO-ESTIMATION | NO-ESTIMATION | NO-ESTIMATION | SOLAR-V1
TWN | Taiwan | Hsinta (coal) |  | WRI1000367 | 2200 | 22.8558 | 120.1972 | Coal | [5 empty] | Bureau of Ministry Energy and Economic Affairs | https://web3.moeaboe.gov.tw/ECW/english/content/SubMenu.aspx?menu_id=1537 | GEODB | 1030802 | [13 empty] | 15556.37 | NO-ESTIMATION | NO-ESTIMATION | NO-ESTIMATION | NO-ESTIMATION | CAPACITY-FACTOR-V1
TWN | Taiwan | Hsinkang SK power station |  | WRI1075559 | 361 | 23.5186 | 120.3749 | Coal |  |  |  | 1995.0 | Formosa Chemicals & Fibers | GCPT | https://endcoal.org/global-coal-plant-tracker/ | GCPT | [14 empty] | 2552.65 | NO-ESTIMATION | NO-ESTIMATION | NO-ESTIMATION | NO-ESTIMATION | CAPACITY-FACTOR-V1
TWN | Taiwan | Mailao |  | WRI1000362 | 4200 | 23.8033 | 120.1902 | Coal | [5 empty] | Bureau of Ministry Energy and Economic Affairs | https://web3.moeaboe.gov.tw/ECW/english/content/SubMenu.aspx?menu_id=1537 | WRI | 1022231 | [13 empty] | 29698.53 | NO-ESTIMATION | WIND-V1 | WIND-V1 | WIND-V1 | WIND-V1
TWN | Taiwan | Changhua power station |  | WRI1075557 | 271 | 24.0929 | 120.5608 | Coal |  |  |  | 1995.0 | Formosa Chemicals & Fibers | GCPT | https://endcoal.org/global-coal-plant-tracker/ | GCPT | [14 empty] | 1916.26 | NO-ESTIMATION | NO-ESTIMATION | NO-ESTIMATION | NO-ESTIMATION | CAPACITY-FACTOR-V1
TWN | Taiwan | Taizhong Taichung |  | WRI1000364 | 5500 | 24.2131 | 120.4850 | Coal | [5 empty] | Bureau of Ministry Energy and Economic Affairs | https://web3.moeaboe.gov.tw/ECW/english/content/SubMenu.aspx?menu_id=1537 | GEODB | 1030835 | [13 empty] | 38890.93 | NO-ESTIMATION | NO-ESTIMATION | NO-ESTIMATION | NO-ESTIMATION | CAPACITY-FACTOR-V1
TWN | Taiwan | Ho-Ping power station |  | WRI1075558 | 1296 | 24.3078 | 121.7635 | Coal |  |  |  | 2002.0 | Ho-Ping Power Co | GCPT | https://endcoal.org/global-coal-plant-tracker/ | GCPT | [14 empty] | 9164.11 | HYDRO-V1 | HYDRO-V1 | HYDRO-V1 | HYDRO-V1 | HYDRO-V1
UKR | Ukraine | Zaporizhia power station |  | WRI1005101 | 2825 | 47.5089 | 34.6253 | Coal |  |  |  | 1972.0 | DTEK | DTEK | http://www.dtek.com/library/file/dtek-report-eng-2015-web.PDF | GEODB | 1013722 | [13 empty] | 5611.61 | HYDRO-V1 | HYDRO-V1 | HYDRO-V1 | HYDRO-V1 | HYDRO-V1
UKR | Ukraine | Kryvorizka power station |  | WRI1005100 | 1764 | 47.5432 | 33.6583 | Coal |  |  |  | 1967.0 | DTEK | GCPT | https://endcoal.org/global-coal-plant-tracker/ | GEODB | 1013720 | [13 empty] | 3504.03 | WIND-V1 | WIND-V1 | WIND-V1 | WIND-V1 | WIND-V1
UKR | Ukraine | Starobeshivska |  | WRI1005105 | 1775 | 47.7997 | 38.0061 | Coal |  |  |  |  | Donbascenergo | Donbascenergo | http://www.de.com.ua/starobeshevskaya_TES | GEODB | 1013753 | [13 empty] | 3525.88 | NO-ESTIMATION | WIND-V1 | WIND-V1 | WIND-V1 | WIND-V1
UKR | Ukraine | Kurakhov power station |  | WRI1005104 | 1517 | 47.9944 | 37.2402 | Coal |  |  |  | 1973.0 | DTEK | DTEK | http://www.dtek.com/library/file/dtek-report-eng-2015-web.PDF | GEODB | 1013749 | [13 empty] | 3013.38 | NO-ESTIMATION | NO-ESTIMATION | NO-ESTIMATION | NO-ESTIMATION | CAPACITY-FACTOR-V1
UKR | Ukraine | Zuevskaya power station |  | WRI1005106 | 1290 | 48.0332 | 38.2887 | Coal |  |  |  | 1985.0 | DTEK | GCPT | https://endcoal.org/global-coal-plant-tracker/ | WRI | 1013755 | [13 empty] | 2562.47 | NO-ESTIMATION | NO-ESTIMATION | NO-ESTIMATION | NO-ESTIMATION | CAPACITY-FACTOR-V1
UKR | Ukraine | Mironovskaya |  | WRI1005108 | 815 | 48.3407 | 38.4049 | Coal |  |  |  |  | Donbascenergo | DTEK | http://www.dtek.com/library/file/dtek-report-eng-2015-web.PDF | CARMA | 1013751 | [13 empty] | 1618.92 | NO-ESTIMATION | NO-ESTIMATION | NO-ESTIMATION | NO-ESTIMATION | SOLAR-V1
UKR | Ukraine | Prydniprovska power station |  | WRI1005102 | 1195 | 48.4052 | 35.1135 | Coal |  |  |  | 1963.0 | DTEK | DTEK | http://www.dtek.com/library/file/dtek-report-eng-2015-web.PDF | WRI | 1013721 | [13 empty] | 2373.76 | NO-ESTIMATION | NO-ESTIMATION | NO-ESTIMATION | NO-ESTIMATION | CAPACITY-FACTOR-V1
UKR | Ukraine | Vuglegirska power station |  | WRI1005107 | 3600 | 48.4652 | 38.2027 | Coal |  |  |  | 1973.0 | Centrenergo | Centrenergo | http://www.centrenergo.com/en/divisions/vug/ | WRI | [14 empty] | 7151.08 | WIND-V1 | WIND-V1 | WIND-V1 | WIND-V1 | WIND-V1
UKR | Ukraine | Ladyzhyn power station |  | WRI1005098 | 1800 | 48.7060 | 29.2202 | Coal |  |  |  | 1971.0 | DTEK | DTEK | http://www.dtek.com/library/file/dtek-report-eng-2015-web.PDF | GEODB | 1033752 | [13 empty] | 3575.54 | WIND-V1 | WIND-V1 | WIND-V1 | WIND-V1 | WIND-V1
UKR | Ukraine | Kramatorskaya power station |  | WRI1075856 | 120 | 48.7477 | 37.5723 | Coal |  |  |  | 1974.0 | JSC Kramatorskteploenergo | GCPT | https://endcoal.org/global-coal-plant-tracker/ | GCPT | [14 empty] | 238.36 | WIND-V1 | WIND-V1 | WIND-V1 | WIND-V1 | WIND-V1
UKR | Ukraine | Luhanska |  | WRI1005110 | 1210 | 48.7478 | 39.2624 | Coal |  |  |  | 1965.0 | DTEK | DTEK | http://www.dtek.com/library/file/dtek-report-eng-2015-web.PDF | GEODB | 1013750 | [13 empty] | 2403.55 | WIND-V1 | WIND-V1 | WIND-V1 | WIND-V1 | WIND-V1
UKR | Ukraine | Slavyansk power station |  | WRI1005109 | 600 | 48.8720 | 37.7657 | Coal |  |  |  | 1968.0 | Donbascenergo | Donbascenergo | http://www.de.com.ua/slavyanskaya_TES | GEODB | 1013752 | [13 empty] | 1191.84 | WIND-V1 | WIND-V1 | WIND-V1 | WIND-V1 | WIND-V1
UKR | Ukraine | Sievierodonetsk CHP power station |  | WRI1075857 | 210 | 48.9381 | 38.4563 | Coal |  |  |  | 1973.0 | JSC Severodonetsk CHP | GCPT | https://endcoal.org/global-coal-plant-tracker/ | GCPT | [14 empty] | 417.14 | HYDRO-V1 | HYDRO-V1 | HYDRO-V1 | HYDRO-V1 | HYDRO-V1
UKR | Ukraine | Kalush power station |  | WRI1075855 | 240 | 49.0705 | 24.3185 | Coal |  |  |  | 1968.0 | DTEK Zakhidenergo | GCPT | https://endcoal.org/global-coal-plant-tracker/ | GCPT | [14 empty] | 476.73 | HYDRO-V1 | HYDRO-V1 | HYDRO-V1 | HYDRO-V1 | HYDRO-V1
UKR | Ukraine | Burshtyn power station |  | WRI1005097 | 2334 | 49.2104 | 24.6665 | Coal |  |  |  | 1979.0 | DTEK | GCPT | https://endcoal.org/global-coal-plant-tracker/ | GEODB | 1033750 | [13 empty] | 4636.28 | HYDRO-V1 | HYDRO-V1 | HYDRO-V1 | HYDRO-V1 | HYDRO-V1
UKR | Ukraine | Cherkasy power station |  | WRI1075852 | 180 | 49.3905 | 32.0674 | Coal |  |  |  | 1966.0 | JSC Cherkasy CHP | GCPT | https://endcoal.org/global-coal-plant-tracker/ | GCPT | [14 empty] | 357.55 | NO-ESTIMATION | NO-ESTIMATION | NO-ESTIMATION | NO-ESTIMATION | CAPACITY-FACTOR-V1
UKR | Ukraine | Zmiivska power station |  | WRI1005103 | 2425 | 49.5853 | 36.5236 | Coal |  |  |  | 1965.0 | Centrenergo | GCPT | https://endcoal.org/global-coal-plant-tracker/ | WRI | 1011967 | [13 empty] | 4817.05 | HYDRO-V1 | HYDRO-V1 | HYDRO-V1 | HYDRO-V1 | HYDRO-V1
UKR | Ukraine | Trypilska |  | WRI1005099 | 1800 | 50.1344 | 30.7468 | Coal |  |  |  | 1970.0 | Centrenergo | Centrenergo | http://www.centrenergo.com/en/divisions/trip/ | GEODB | 1011965 | [13 empty] | 3575.54 | NO-ESTIMATION | NO-ESTIMATION | NO-ESTIMATION | NO-ESTIMATION | CAPACITY-FACTOR-V1
UKR | Ukraine | Dobrotvir power station |  | WRI1005096 | 500 | 50.2133 | 24.3750 | Coal |  |  |  | 1962.0 | DTEK | DTEK | http://www.dtek.com/library/file/dtek-report-eng-2015-web.PDF | GEODB | 1033751 | [13 empty] | 993.2 | NO-ESTIMATION | NO-ESTIMATION | NO-ESTIMATION | NO-ESTIMATION | CAPACITY-FACTOR-V1
UKR | Ukraine | Darnytska power station |  | WRI1075854 | 150 | 50.4478 | 30.6429 | Coal |  |  |  | 1965.0 | JSC Darnytska TETS | GCPT | https://endcoal.org/global-coal-plant-tracker/ | GCPT | [14 empty] | 297.96 | NO-ESTIMATION | NO-ESTIMATION | NO-ESTIMATION | NO-ESTIMATION | CAPACITY-FACTOR-V1
UKR | Ukraine | Chernihiv power station |  | WRI1075853 | 200 | 51.4550 | 31.2602 | Coal |  |  |  | 1968.0 | Kyivenergo | GCPT | https://endcoal.org/global-coal-plant-tracker/ | GCPT | [14 empty] | 397.28 | NO-ESTIMATION | NO-ESTIMATION | NO-ESTIMATION | NO-ESTIMATION | CAPACITY-FACTOR-V1
USA | United States of America | A.E.S. Corp. |  | WRI1026808 | 454.3 | 17.9474 | -66.1494 | Coal |  |  |  |  | AES Corporation | Fluor | [17 empty] | NO-ESTIMATION | NO-ESTIMATION | NO-ESTIMATION | NO-ESTIMATION | CAPACITY-FACTOR-V1
USA | United States of America | AES Hawaii |  | USA0010673 | 203 | 21.3034 | -158.1065 | Coal | Oil | Other |  | 1992.0 | AES Hawaii LLC | U.S. Energy Information Administration | http://www.eia.gov/electricity/data/browser/ | U.S. Energy Information Administration | 12453 | 2019 | 1374.962973 | 1481.9090440000002 | 1258.126033 | 1512.8200040000002 | 1395.546954 | 0.0 | 1317.325 | U.S. Energy Information Administration |  |  |  |  | 937.69 | HYDRO-V1 | HYDRO-V1 | HYDRO-V1 | HYDRO-V1 | HYDRO-V1
USA | United States of America | Indiantown Cogeneration LP |  | USA0050976 | 395.4 | 27.0389 | -80.5125 | Coal | Oil | Gas |  | 1995.9999999999998 | Florida Power & Light Co | U.S. Energy Information Administration | http://www.eia.gov/electricity/data/browser/ | U.S. Energy Information Administration | 35739 | 2019 | 635.245002 | 659.633999 | 681.2330000000001 | 645.4090050000001 | 113.721005 | 7.623 | 0 | U.S. Energy Information Administration |  |  |  |  | 1826.42 | NO-ESTIMATION | NO-ESTIMATION | NO-ESTIMATION | NO-ESTIMATION | CAPACITY-FACTOR-V1
USA | United States of America | Big Bend |  | USA0000645 | 1903.5 | 27.7944 | -82.4036 | Coal | Petcoke | Oil | Gas | 1977.675597583399 | Tampa Electric Co | U.S. Energy Information Administration | http://www.eia.gov/electricity/data/browser/ | U.S. Energy Information Administration | 34153 | 2019 | 9546.163035 | 0.0 | 0.0 | 0.0 | 0.0 | 0.0 | 3889.923 | U.S. Energy Information Administration |  |  |  |  | 8792.6 | NO-ESTIMATION | NO-ESTIMATION | NO-ESTIMATION | NO-ESTIMATION | CAPACITY-FACTOR-V1
USA | United States of America | Stanton Energy Center |  | USA0000564 | 1262 | 28.4822 | -81.1678 | Coal | Waste | Gas | Oil | 1996.3815372424722 | Orlando Utilities Comm | U.S. Energy Information Administration | http://www.eia.gov/electricity/data/browser/ | U.S. Energy Information Administration | 29148 | 2019 | 5087.408344 | 0.0 | 0.0 | 0.0 | 6239.607016 | 0.0 | 6179.834 | U.S. Energy Information Administration |  |  |  |  | 5829.39 | NO-ESTIMATION | NO-ESTIMATION | NO-ESTIMATION | NO-ESTIMATION | CAPACITY-FACTOR-V1
USA | United States of America | San Miguel |  | USA0006183 | 410 | 28.7044 | -98.4775 | Coal |  |  |  | 1982.0 | San Miguel Electric Coop Inc | U.S. Energy Information Administration | http://www.eia.gov/electricity/data/browser/ | U.S. Energy Information Administration | 32045 | 2019 | 2678.805981 | 2173.032024 | 2169.6280309999997 | 2351.8580279999996 | 2556.9769910000005 | 2509.4100129999997 | 2071.883 | U.S. Energy Information Administration |  |  |  |  | 1893.86 | NO-ESTIMATION | NO-ESTIMATION | NO-ESTIMATION | NO-ESTIMATION | CAPACITY-FACTOR-V1
USA | United States of America | Coleto Creek |  | USA0006178 | 622.4 | 28.7128 | -97.2142 | Coal |  |  |  | 1980.0 | Coleto Creek Power LP | U.S. Energy Information Administration | http://www.eia.gov/electricity/data/browser/ | U.S. Energy Information Administration | 15937 | 2019 | 4693.798959 | 5172.880025 | 3211.7870180000004 | 3123.7239590000004 | 3900.5630330000004 | 3850.242029 | 3225.78 | U.S. Energy Information Administration |  |  |  |  | 2874.97 | NO-ESTIMATION | NO-ESTIMATION | NO-ESTIMATION | NO-ESTIMATION | CAPACITY-FACTOR-V1
USA | United States of America | J T Deely |  | USA0006181 | 932 | 29.3081 | -98.3228 | Coal |  |  |  | 1977.4785407725321 | City of San Antonio - (TX) | U.S. Energy Information Administration | http://www.eia.gov/electricity/data/browser/ | U.S. Energy Information Administration | 31964 | 2019 | 0.0 | 0.0 | 0.0 | 0.0 | 0.0 | 4596.610957 | -14.11 | U.S. Energy Information Administration |  |  |  |  | 4305.07 | NO-ESTIMATION | NO-ESTIMATION | NO-ESTIMATION | NO-ESTIMATION | CAPACITY-FACTOR-V1
USA | United States of America | J K Spruce |  | USA0007097 | 1444 | 29.3097 | -98.3203 | Coal |  |  |  | 2003.3365650969529 | City of San Antonio - (TX) | U.S. Energy Information Administration | http://www.eia.gov/electricity/data/browser/ | U.S. Energy Information Administration | 31968 | 2019 | 7536.0219609999995 | 9278.877977 | 4525.820047 | 5451.054018 | 5987.554955 | 7228.932984 | 6692.297 | U.S. Energy Information Administration |  |  |  |  | 6670.08 | NO-ESTIMATION | NO-ESTIMATION | NO-ESTIMATION | NO-ESTIMATION | SOLAR-V1
USA | United States of America | W A Parish |  | USA0003470 | 4008.4 | 29.4828 | -95.6311 | Coal | Gas |  |  | 1974.7164953597444 | NRG Texas Power LLC | U.S. Energy Information Administration | http://www.eia.gov/electricity/data/browser/ | U.S. Energy Information Administration | 22413 | 2019 | 15803.69223 | 16130.28482 | 15808.7548 | 13299.863200000002 | 16206.6046 | 15850.5214 | 14328.2183 | U.S. Energy Information Administration |  |  |  |  | 18515.5 | NO-ESTIMATION | NO-ESTIMATION | NO-ESTIMATION | NO-ESTIMATION | CAPACITY-FACTOR-V1
USA | United States of America | Seminole (FL) |  | USA0000136 | 1471.8 | 29.7331 | -81.6328 | Coal |  |  |  | 1984.4999999999998 | Seminole Electric Cooperative Inc | U.S. Energy Information Administration | http://www.eia.gov/electricity/data/browser/ | U.S. Energy Information Administration | 32405 | 2019 | 7761.402983 | 8210.874049 | 7744.213961 | 7575.336968 | 7691.667963000001 | 7708.433013000001 | 7054.142 | U.S. Energy Information Administration |  |  |  |  | 6798.5 | NO-ESTIMATION | NO-ESTIMATION | NO-ESTIMATION | NO-ESTIMATION | CAPACITY-FACTOR-V1
USA | United States of America | Deerhaven Generating Station |  | USA0000663 | 471 | 29.7592 | -82.3878 | Coal | Oil | Gas |  | 1982.105095541401 | Gainesville Regional Utilities | U.S. Energy Information Administration | http://www.eia.gov/electricity/data/browser/ | U.S. Energy Information Administration | 20683 | 2019 | 837.3300029999999 | 887.465 | 898.9950020000001 | 761.412008 | 729.129997 | 763.814005 | 786.117 | U.S. Energy Information Administration |  |  |  |  | 2175.63 | NO-ESTIMATION | NO-ESTIMATION | NO-ESTIMATION | NO-ESTIMATION | CAPACITY-FACTOR-V1
USA | United States of America | Fayette Power Project |  | USA0006179 | 1690 | 29.9172 | -96.7506 | Coal |  |  |  | 1981.8136094674555 | Lower Colorado River Authority | U.S. Energy Information Administration | http://www.eia.gov/electricity/data/browser/ | U.S. Energy Information Administration | 25174 | 2019 | 0.0 | 9283.719952 | 8727.176019999999 | 10148.49724 | 11424.636281000001 | 10360.089973 | 9606.49 | U.S. Energy Information Administration |  |  |  |  | 7806.4 | NO-ESTIMATION | NO-ESTIMATION | NO-ESTIMATION | NO-ESTIMATION | SOLAR-V1
USA | United States of America | R S Nelson |  | USA0001393 | 1433.6 | 30.2844 | -93.2911 | Coal | Petcoke | Gas |  | 1973.4012276785716 | Entergy Louisiana LLC | U.S. Energy Information Administration | http://www.eia.gov/electricity/data/browser/ | U.S. Energy Information Administration | 27331 | 2019 | 6069.249925 | 5023.290948 | 4035.7000580000004 | 4148.850008 | 4279.702003 | 4283.308014 | 3211.2479 | U.S. Energy Information Administration |  |  |  |  | 6622.04 | NO-ESTIMATION | NO-ESTIMATION | NO-ESTIMATION | NO-ESTIMATION | CAPACITY-FACTOR-V1
USA | United States of America | Northside Generating Station |  | USA0000667 | 1407.1 | 30.4172 | -81.5525 | Coal | Petcoke | Waste | Gas | 1973.2640892616018 | JEA | U.S. Energy Information Administration | http://www.eia.gov/electricity/data/browser/ | U.S. Energy Information Administration | 23467 | 2019 | 2770.8150100000003 | 3709.207914 | 3787.8239980000003 | 4733.0289840000005 | 2870.527027 | 4278.072985 | 3878.239 | U.S. Energy Information Administration |  |  |  |  | 6499.64 | NO-ESTIMATION | NO-ESTIMATION | NO-ESTIMATION | NO-ESTIMATION | CAPACITY-FACTOR-V1
USA | United States of America | Crist |  | USA0000641 | 1135.1 | 30.5661 | -87.2244 | Coal | Gas |  |  | 1969.8766628490882 | Gulf Power Co | U.S. Energy Information Administration | http://www.eia.gov/electricity/data/browser/ | U.S. Energy Information Administration | 21577 | 2019 | 2807.1210429999996 | 3469.284032 | 2476.429019 | 2633.020045 | 3122.358012 | 3257.524963 | 2668.01 | U.S. Energy Information Administration |  |  |  |  | 5243.22 | NO-ESTIMATION | NO-ESTIMATION | NO-ESTIMATION | NO-ESTIMATION | CAPACITY-FACTOR-V1
USA | United States of America | Big Cajun 2 |  | USA0006055 | 1902.9 | 30.7261 | -91.3692 | Coal | Gas |  |  | 1981.9795575174733 | Louisiana Generating LLC | U.S. Energy Information Administration | http://www.eia.gov/electricity/data/browser/ | U.S. Energy Information Administration | 15265 | 2019 | 11028.281371 | 10712.768714 | 7183.219993000001 | 6405.843936 | 0.0 | 0.0 | 3273.954 | U.S. Energy Information Administration |  |  |  |  | 8789.82 | NO-ESTIMATION | NO-ESTIMATION | NO-ESTIMATION | NO-ESTIMATION | NO-ESTIMATION
USA | United States of America | Major Oak Power |  | USA0007030 | 349.2 | 31.0919 | -96.6950 | Coal | Petcoke | Gas |  | 1990.5 | Major Oak Power LLC | U.S. Energy Information Administration | http://www.eia.gov/electricity/data/browser/ | U.S. Energy Information Administration |  | 2019 | 2068.248013 | 2316.7519789999997 | 2434.4130400000004 | 2467.58902 | 2383.547046 | 2457.778991 | 2413.924 | U.S. Energy Information Administration |  |  |  |  | 1613.01 | NO-ESTIMATION | NO-ESTIMATION | NO-ESTIMATION | NO-ESTIMATION | CAPACITY-FACTOR-V1
USA | United States of America | Oak Grove (TX) |  | USA0006180 | 1795.4 | 31.1803 | -96.4866 | Coal | Gas |  |  | 2010.4893617021276 | Luminant Generation Company LLC | U.S. Energy Information Administration | http://www.eia.gov/electricity/data/browser/ | U.S. Energy Information Administration | 54747 | 2019 | 11866.917117 | 12910.945342 | 11925.993134 | 12151.769758 | 13463.456693999999 | 12216.046183 | 12407.4117 | U.S. Energy Information Administration |  |  |  |  | 8293.26 | NO-ESTIMATION | NO-ESTIMATION | NO-ESTIMATION | NO-ESTIMATION | NO-ESTIMATION
USA | United States of America | Limestone |  | USA0000298 | 1849.8 | 31.4219 | -96.2525 | Coal | Petcoke | Gas |  | 1986.5172451075791 | NRG Texas Power LLC | U.S. Energy Information Administration | http://www.eia.gov/electricity/data/browser/ | U.S. Energy Information Administration | 22399 | 2019 | 12872.030973 | 11977.24606 | 9164.672004 | 9161.346999000001 | 9199.36604 | 0.0 | 8700.389 | U.S. Energy Information Administration |  |  |  |  | 8544.55 | NO-ESTIMATION | NO-ESTIMATION | NO-ESTIMATION | NO-ESTIMATION | CAPACITY-FACTOR-V1
USA | United States of America | Sandy Creek Energy Station |  | USA0056611 | 1008 | 31.4744 | -96.9571 | Coal |  |  |  | 2013.0 | Sandy Creek Energy Associates LP | U.S. Energy Information Administration | http://www.eia.gov/electricity/data/browser/ | U.S. Energy Information Administration | 54204 | 2019 | 3366.434 | 6479.705 | 3492.531 | 0.0 | 0.0 | 0.0 | 5026.547 | U.S. Energy Information Administration |  |  |  |  | 4656.12 | NO-ESTIMATION | NO-ESTIMATION | NO-ESTIMATION | NO-ESTIMATION | CAPACITY-FACTOR-V1
USA | United States of America | Charles R Lowman |  | USA0000056 | 538 | 31.4880 | -87.9107 | Coal |  |  |  | 1977.7732342007434 | PowerSouth Energy Cooperative | U.S. Energy Information Administration | http://www.eia.gov/electricity/data/browser/ | U.S. Energy Information Administration | 12561 | 2019 | 1711.6699820000001 | 1876.8610070000002 | 1647.783016 | 1480.6919560000001 | 1320.9489740000001 | 1256.641985 | 955.004 | U.S. Energy Information Administration |  |  |  |  | 2485.11 | NO-ESTIMATION | NO-ESTIMATION | NO-ESTIMATION | NO-ESTIMATION | CAPACITY-FACTOR-V1
USA | United States of America | Dolet Hills |  | USA0000051 | 720.7 | 32.0306 | -93.5692 | Coal |  |  |  | 1986.0000000000002 | Cleco Power LLC | U.S. Energy Information Administration | http://www.eia.gov/electricity/data/browser/ | U.S. Energy Information Administration | 15873 | 2019 | 3056.6059870000004 | 2899.53698 | 4273.045031 | 3384.917011 | 1982.83097 | 1483.0690049999998 | 1165.83 | U.S. Energy Information Administration |  |  |  |  | 3329.03 | WIND-V1 | WIND-V1 | WIND-V1 | WIND-V1 | WIND-V1
USA | United States of America | Martin Lake |  | USA0006146 | 2379.6 | 32.2606 | -94.5706 | Coal | Oil |  |  | 1977.9999999999995 | Luminant Generation Company LLC | U.S. Energy Information Administration | http://www.eia.gov/electricity/data/browser/ | U.S. Energy Information Administration | 34473 | 2019 | 15252.984368000001 | 13601.314015 | 9975.514955999999 | 11241.246011 | 12594.663938000002 | 14049.80397 | 12150.03 | U.S. Energy Information Administration |  |  |  |  | 10991.78 | NO-ESTIMATION | NO-ESTIMATION | NO-ESTIMATION | NO-ESTIMATION | CAPACITY-FACTOR-V1
USA | United States of America | Pirkey |  | USA0007902 | 721 | 32.4607 | -94.4852 | Coal | Gas |  |  | 1985.0 | Southwestern Electric Power Co | U.S. Energy Information Administration | http://www.eia.gov/electricity/data/browser/ | U.S. Energy Information Administration | 33273 | 2019 | 4936.144950999999 | 5084.651966 | 4583.205994 | 5087.734966 | 4295.785957000001 | 4585.247956 | 3071.153 | U.S. Energy Information Administration |  |  |  |  | 3330.42 | NO-ESTIMATION | NO-ESTIMATION | SOLAR-V1 | SOLAR-V1 | SOLAR-V1
USA | United States of America | Williams |  | USA0003298 | 713.5 | 33.0158 | -79.9297 | Coal | Oil | Gas |  | 1972.9245970567627 | South Carolina Genertg Co Inc | U.S. Energy Information Administration | http://www.eia.gov/electricity/data/browser/ | U.S. Energy Information Administration | 32999 | 2019 | 3344.812977 | 3705.242019 | 3735.725971 | 2992.397045 | 2608.439031 | 2962.9909740000003 | 2557.366 | U.S. Energy Information Administration |  |  |  |  | 3295.78 | NO-ESTIMATION | SOLAR-V1 | SOLAR-V1 | SOLAR-V1 | SOLAR-V1
USA | United States of America | Welsh |  | USA0006139 | 1116 | 33.0552 | -94.8400 | Coal |  |  |  | 1979.5 | Southwestern Electric Power Co | U.S. Energy Information Administration | http://www.eia.gov/electricity/data/browser/ | U.S. Energy Information Administration | 33278 | 2019 | 8752.973961000002 | 7982.239954 | 6130.439976 | 4489.528963999999 | 5582.529986 | 5456.590049 | 4544.694 | U.S. Energy Information Administration |  |  |  |  | 5154.99 | NO-ESTIMATION | NO-ESTIMATION | NO-ESTIMATION | NO-ESTIMATION | CAPACITY-FACTOR-V1
USA | United States of America | Scherer |  | USA0006257 | 3564 | 33.0606 | -83.8075 | Coal | Oil |  |  | 1985.5 | Georgia Power Co | U.S. Energy Information Administration | http://www.eia.gov/electricity/data/browser/ | U.S. Energy Information Administration | 20999 | 2019 | 0.0 | 18894.545751 | 16989.296506 | 16240.255482 | 0.0 | 15420.442616 | 12082.9631 | U.S. Energy Information Administration |  |  |  |  | 16462.74 | NO-ESTIMATION | NO-ESTIMATION | NO-ESTIMATION | NO-ESTIMATION | CAPACITY-FACTOR-V1
USA | United States of America | Winyah |  | USA0006249 | 1260 | 33.3318 | -79.3572 | Coal | Oil |  |  | 1978.25 | South Carolina Public Service Authority | U.S. Energy Information Administration | http://www.eia.gov/electricity/data/browser/ | U.S. Energy Information Administration | 33012 | 2019 | 1289.106044 | 4690.240031 | 3910.60203 | 0.0 | 1214.024987 | 0.0 | 712.311 | U.S. Energy Information Administration |  |  |  |  | 5820.16 | NO-ESTIMATION | NO-ESTIMATION | NO-ESTIMATION | NO-ESTIMATION | CAPACITY-FACTOR-V1
USA | United States of America | Cross |  | USA0000130 | 2390.1 | 33.3715 | -80.1132 | Coal |  |  |  | 1998.953725785532 | South Carolina Public Service Authority | U.S. Energy Information Administration | http://www.eia.gov/electricity/data/browser/ | U.S. Energy Information Administration | 33002 | 2019 | 12659.916019 | 11892.580484 | 8921.963953 | 0.0 | 8378.400976 | 9544.595967000001 | 8375.411 | U.S. Energy Information Administration |  |  |  |  | 11040.29 | NO-ESTIMATION | NO-ESTIMATION | NO-ESTIMATION | NO-ESTIMATION | CAPACITY-FACTOR-V1
USA | United States of America | Red Hills Generating Facility |  | USA0055076 | 513.7 | 33.3761 | -89.2183 | Coal |  |  |  | 2001.0 | Choctaw Generation L.P L.L.L.P. | U.S. Energy Information Administration | http://www.eia.gov/electricity/data/browser/ | U.S. Energy Information Administration | 38112 | 2019 | 2928.283998 | 2471.697954 | 3033.4099560000004 | 0.0 | 2239.7829629999997 | 0.0 | 2366.866 | U.S. Energy Information Administration |  |  |  |  | 2372.87 | WIND-V1 | WIND-V1 | WIND-V1 | WIND-V1 | WIND-V1
USA | United States of America | Wansley |  | USA0006052 | 1956.8 | 33.4134 | -85.0323 | Coal | Oil |  |  | 1977.567457072772 | Georgia Power Co | U.S. Energy Information Administration | http://www.eia.gov/electricity/data/browser/ | U.S. Energy Information Administration | 21004 | 2019 | 1997.44301 | 4851.970029 | 4469.257013 | 4661.713993 | 3727.840013 | 2791.3060160000005 | 1815.8 | U.S. Energy Information Administration |  |  |  |  | 9038.8 | NO-ESTIMATION | NO-ESTIMATION | NO-ESTIMATION | NO-ESTIMATION | CAPACITY-FACTOR-V1
USA | United States of America | James H Miller Jr |  | USA0006002 | 2822 | 33.6319 | -87.0597 | Coal |  |  |  | 1985.75 | Alabama Power Co | U.S. Energy Information Administration | http://www.eia.gov/electricity/data/browser/ | U.S. Energy Information Administration | 12595 | 2019 | 0.0 | 0.0 | 0.0 | 0.0 | 0.0 | 0.0 | 18490.9478 | U.S. Energy Information Administration |  |  |  |  | 13035.31 | NO-ESTIMATION | NO-ESTIMATION | NO-ESTIMATION | NO-ESTIMATION | SOLAR-V1
USA | United States of America | John W Turk Jr Power Plant |  | USA0056564 | 609 | 33.6497 | -93.8119 | Coal |  |  |  | 2013.0 | Southwestern Electric Power Co | U.S. Energy Information Administration | http://www.eia.gov/electricity/data/browser/ | U.S. Energy Information Administration | 56078 | 2019 | 3846.1399650000003 | 4422.640974999999 | 3230.316001 | 3748.751005 | 4415.574962 | 4187.980023 | 4015.02 | U.S. Energy Information Administration |  |  |  |  | 2813.07 | NO-ESTIMATION | NO-ESTIMATION | NO-ESTIMATION | NO-ESTIMATION | CAPACITY-FACTOR-V1
USA | United States of America | Wateree |  | USA0003297 | 771.8 | 33.8264 | -80.6228 | Coal |  |  |  | 1970.9999999999998 | Dominion Energy South Carolina Inc | U.S. Energy Information Administration | http://www.eia.gov/electricity/data/browser/ | U.S. Energy Information Administration | 32996 | 2019 | 2805.5000290000003 | 3669.5620480000002 | 3198.891027 | 3390.3080179999997 | 3566.445956 | 3800.002025 | 2061.246 | U.S. Energy Information Administration |  |  |  |  | 3565.07 | NO-ESTIMATION | NO-ESTIMATION | NO-ESTIMATION | NO-ESTIMATION | CAPACITY-FACTOR-V1
USA | United States of America | Hugo |  | USA0006772 | 446 | 34.0158 | -95.3206 | Coal |  |  |  | 1982.0 | Western Farmers Elec Coop Inc | U.S. Energy Information Administration | http://www.eia.gov/electricity/data/browser/ | U.S. Energy Information Administration | 36676 | 2019 | 2988.341986 | 2460.5830020000003 | 2477.3539579999997 | 2057.675014 | 2507.519973 | 1641.087033 | 576.152 | U.S. Energy Information Administration |  |  |  |  | 2060.15 | NO-ESTIMATION | NO-ESTIMATION | NO-ESTIMATION | NO-ESTIMATION | CAPACITY-FACTOR-V1
USA | United States of America | Oklaunion |  | USA0000127 | 720 | 34.0825 | -99.1753 | Coal |  |  |  | 1987.0 | Public Service Co of Oklahoma | U.S. Energy Information Administration | http://www.eia.gov/electricity/data/browser/ | U.S. Energy Information Administration | 36628 | 2019 | 3967.166969 | 3216.641024 | 2081.936951 | 2491.265037 | 1669.203043 | 0.0 | 2601.923 | U.S. Energy Information Administration |  |  |  |  | 3325.8 | HYDRO-V1 | HYDRO-V1 | HYDRO-V1 | HYDRO-V1 | HYDRO-V1
USA | United States of America | Bowen |  | USA0000703 | 3498.6 | 34.1256 | -84.9222 | Coal | Oil |  |  | 1973.4023323615158 | Georgia Power Co | U.S. Energy Information Administration | http://www.eia.gov/electricity/data/browser/ | U.S. Energy Information Administration | 20976 | 2019 | 12037.203742000002 | 15975.305165 | 12851.942848 | 15831.226436 | 13951.142329 | 13619.913924999999 | 10987.0869 | U.S. Energy Information Administration |  |  |  |  | 16160.64 | WIND-V1 | WIND-V1 | WIND-V1 | WIND-V1 | WIND-V1
USA | United States of America | Tolk |  | USA0006194 | 1135.8 | 34.1865 | -102.5700 | Coal | Gas |  |  | 1983.5 | Southwestern Public Service Co | U.S. Energy Information Administration | http://www.eia.gov/electricity/data/browser/ | U.S. Energy Information Administration | 33312 | 2019 | 0.0 | 0.0 | 6488.120013000001 | 5689.191006 | 5171.485001 | 3810.059987 | 2741.753 | U.S. Energy Information Administration |  |  |  |  | 5246.45 | NO-ESTIMATION | NO-ESTIMATION | NO-ESTIMATION | NO-ESTIMATION | CAPACITY-FACTOR-V1
USA | United States of America | Springerville |  | USA0008223 | 1779.2 | 34.3186 | -109.1639 | Coal | Solar |  |  | 1998.2313399280574 | Tucson Electric Power Co | U.S. Energy Information Administration | http://www.eia.gov/electricity/data/browser/ | U.S. Energy Information Administration | 35043 | 2019 | 11458.385255 | 10539.847783000001 | 10061.863587 | 9147.058987 | 8635.914671999999 | 9961.839991 | 7945.3336 | U.S. Energy Information Administration |  |  |  |  | 8218.43 | NO-ESTIMATION | NO-ESTIMATION | NO-ESTIMATION | NO-ESTIMATION | CAPACITY-FACTOR-V1
USA | United States of America | White Bluff |  | USA0006009 | 1800 | 34.4228 | -92.1406 | Coal |  |  |  | 1980.5 | Entergy Arkansas LLC | U.S. Energy Information Administration | http://www.eia.gov/electricity/data/browser/ | U.S. Energy Information Administration | 13532 | 2019 | 10561.665242000001 | 10526.995363 | 6223.129035000001 | 5697.538048 | 8007.032005 | 8251.967049 | 6743.332 | U.S. Energy Information Administration |  |  |  |  | 8314.51 | WIND-V1 | WIND-V1 | WIND-V1 | WIND-V1 | WIND-V1
USA | United States of America | Coronado |  | USA0006177 | 821.8 | 34.5789 | -109.2708 | Coal |  |  |  | 1980.0 | Salt River Project | U.S. Energy Information Administration | http://www.eia.gov/electricity/data/browser/ | U.S. Energy Information Administration | 31944 | 2019 | 5782.49805 | 5419.9030490000005 | 4935.386977 | 4924.949026 | 3899.9029840000003 | 3597.8720479999997 | 2074.935 | U.S. Energy Information Administration |  |  |  |  | 3796.03 | NO-ESTIMATION | NO-ESTIMATION | NO-ESTIMATION | NO-ESTIMATION | CAPACITY-FACTOR-V1
USA | United States of America | Cholla |  | USA0000113 | 839.9 | 34.9394 | -110.3033 | Coal | Oil | Gas |  | 1978.0583402786046 | Arizona Public Service Co | U.S. Energy Information Administration | http://www.eia.gov/electricity/data/browser/ | U.S. Energy Information Administration | 13489 | 2019 | 6606.593978 | 0.0 | 0.0 | 0.0 | 0.0 | 0.0 | 2782.781 | U.S. Energy Information Administration |  |  |  |  | 3879.64 | NO-ESTIMATION | NO-ESTIMATION | NO-ESTIMATION | NO-ESTIMATION | CAPACITY-FACTOR-V1
USA | United States of America | G G Allen |  | USA0002718 | 1148.4 | 35.1897 | -81.0122 | Coal |  |  |  | 1959.147335423197 | Duke Energy Carolinas LLC | U.S. Energy Information Administration | http://www.eia.gov/electricity/data/browser/ | U.S. Energy Information Administration | 18697 | 2019 | 2004.4490210000001 | 2398.805021 | 1656.996026 | 1391.0679680000003 | 994.305001 | 819.788002 | 895.019 | U.S. Energy Information Administration |  |  |  |  | 5304.66 | NO-ESTIMATION | NO-ESTIMATION | NO-ESTIMATION | NO-ESTIMATION | CAPACITY-FACTOR-V1
USA | United States of America | River Valley |  | USA0010671 | 350 | 35.1931 | -94.6458 | Coal | Gas |  |  | 1990.0 | Oklahoma Gas & Electric Co | U.S. Energy Information Administration | http://www.eia.gov/electricity/data/browser/ | U.S. Energy Information Administration | 12444 | 2019 | 1872.653 | 1889.73297 | 1831.1419500000002 | 1922.5970430000002 | 1797.6160240000002 | 1889.384999 | 539.314 | U.S. Energy Information Administration |  |  |  |  | 1616.71 | NO-ESTIMATION | NO-ESTIMATION | NO-ESTIMATION | NO-ESTIMATION | CAPACITY-FACTOR-V1
USA | United States of America | James E. Rogers Energy Complex |  | USA0002721 | 1530.5 | 35.2200 | -81.7594 | Coal | Gas |  |  | 1996.3642600457367 | Duke Energy Carolinas LLC | U.S. Energy Information Administration | http://www.eia.gov/electricity/data/browser/ | U.S. Energy Information Administration | 18712 | 2019 | 6220.2360260000005 | 6053.808024 | 4082.512978 | 3681.967972 | 5825.7900309999995 | 5554.473004 | 6368.172 | U.S. Energy Information Administration |  |  |  |  | 7069.64 | NO-ESTIMATION | NO-ESTIMATION | NO-ESTIMATION | NO-ESTIMATION | SOLAR-V1
USA | United States of America | Harrington |  | USA0006193 | 1080 | 35.2982 | -101.7472 | Coal | Gas |  |  | 1978.0 | Southwestern Public Service Co | U.S. Energy Information Administration | http://www.eia.gov/electricity/data/browser/ | U.S. Energy Information Administration | 33296 | 2019 | 5523.451975 | 5730.314958 | 5753.937028 | 5022.762026 | 4626.391995 | 4783.687986 | 3735.239 | U.S. Energy Information Administration |  |  |  |  | 4988.7 | NO-ESTIMATION | NO-ESTIMATION | NO-ESTIMATION | NO-ESTIMATION | SOLAR-V1
USA | United States of America | Escalante |  | USA0000087 | 257 | 35.4159 | -108.0820 | Coal | Gas |  |  | 1985.0 | Tri-State G & T Assn Inc | U.S. Energy Information Administration | http://www.eia.gov/electricity/data/browser/ | U.S. Energy Information Administration | 30272 | 2019 | 1513.065041 | 1389.6869809999998 | 1368.601974 | 1301.5899700000002 | 1106.7589940000003 | 1289.911043 | 1209.251 | U.S. Energy Information Administration |  |  |  |  | 1187.12 | NO-ESTIMATION | NO-ESTIMATION | NO-ESTIMATION | WIND-V1 | WIND-V1
USA | United States of America | Canton North Carolina |  | USA0050244 | 52.5 | 35.5350 | -82.8411 | Coal | Waste | Gas | Biomass | 1953.4285714285713 | Blue Ridge Paper Products Inc | U.S. Energy Information Administration | http://www.eia.gov/electricity/data/browser/ | U.S. Energy Information Administration |  | 2019 | 320.438997 | 336.11 | 342.280003 | 337.9050020000001 | 336.209001 | 309.73600500000003 | 288.915 | U.S. Energy Information Administration |  |  |  |  | 242.5 | NO-ESTIMATION | NO-ESTIMATION | NO-ESTIMATION | WIND-V1 | WIND-V1
USA | United States of America | Marshall (NC) |  | USA0002727 | 2119 | 35.5975 | -80.9658 | Coal |  |  |  | 1968.1842850401133 | Duke Energy Carolinas LLC | U.S. Energy Information Administration | http://www.eia.gov/electricity/data/browser/ | U.S. Energy Information Administration | 18731 | 2019 | 8360.043031 | 9408.050046 | 7658.909985 | 9754.371993 | 9224.649050000002 | 8486.269983 | 7786.94 | U.S. Energy Information Administration |  |  |  |  | 9788.03 | HYDRO-V1 | HYDRO-V1 | HYDRO-V1 | HYDRO-V1 | HYDRO-V1
USA | United States of America | Plum Point Energy Station |  | USA0056456 | 720 | 35.6644 | -89.9489 | Coal |  |  |  | 2010.0 | NRG Energy Services - Plum Point | U.S. Energy Information Administration | http://www.eia.gov/electricity/data/browser/ | U.S. Energy Information Administration | 51461 | 2019 | 3995.846963 | 3626.61897 | 4062.212985 | 4605.320008 | 3520.8040410000003 | 5202.633956000001 | 3944.609 | U.S. Energy Information Administration |  |  |  |  | 3325.8 | HYDRO-V1 | HYDRO-V1 | HYDRO-V1 | HYDRO-V1 | HYDRO-V1
USA | United States of America | Independence Steam Electric Station |  | USA0006641 | 1800 | 35.6784 | -91.4088 | Coal |  |  |  | 1984.0 | Entergy Arkansas LLC | U.S. Energy Information Administration | http://www.eia.gov/electricity/data/browser/ | U.S. Energy Information Administration | 13525 | 2019 | 10390.164954000002 | 10990.483707 | 5184.266964 | 7704.238983 | 7614.176 | 9683.173956 | 5655.503 | U.S. Energy Information Administration |  |  |  |  | 8314.51 | NO-ESTIMATION | NO-ESTIMATION | NO-ESTIMATION | NO-ESTIMATION | CAPACITY-FACTOR-V1
USA | United States of America | Argus Cogen Plant |  | USA0010684 | 62.5 | 35.7650 | -117.3833 | Coal | Gas |  |  | 1974.4 | Searles Valley Minerals Operations Inc. | U.S. Energy Information Administration | http://www.eia.gov/electricity/data/browser/ | U.S. Energy Information Administration |  | 2019 | 361.431547 | 316.298021 | 308.856001 | 325.9580010000001 | 304.504002 | 295.787005 | 249.807 | U.S. Energy Information Administration |  |  |  |  | 288.69 | WIND-V1 | WIND-V1 | WIND-V1 | WIND-V1 | WIND-V1
USA | United States of America | Kingston |  | USA0003407 | 1700 | 35.8992 | -84.5194 | Coal |  |  |  | 1954.7058823529412 | Tennessee Valley Authority | U.S. Energy Information Administration | http://www.eia.gov/electricity/data/browser/ | U.S. Energy Information Administration | 34352 | 2019 | 3944.785953 | 5063.43296 | 3857.821002 | 5192.643937 | 4635.016982 | 3047.4129510000002 | 3320.006 | U.S. Energy Information Administration |  |  |  |  | 7852.59 | NO-ESTIMATION | NO-ESTIMATION | NO-ESTIMATION | NO-ESTIMATION | CAPACITY-FACTOR-V1
USA | United States of America | Univ of NC Chapel Hill Cogen Facility |  | USA0054276 | 32 | 35.9069 | -79.0617 | Coal | Oil | Gas |  | 1993.0 | University of North Carolina | U.S. Energy Information Administration | http://www.eia.gov/electricity/data/browser/ | U.S. Energy Information Administration | 35420 | 2019 | 0.0 | 0.0 | 0.0 | 0.0 | 0.0 | 0.0 | 51.408 | U.S. Energy Information Administration |  |  |  |  | 147.81 | NO-ESTIMATION | NO-ESTIMATION | NO-ESTIMATION | NO-ESTIMATION | CAPACITY-FACTOR-V1
USA | United States of America | Bull Run |  | USA0003396 | 950 | 36.0211 | -84.1567 | Coal |  |  |  | 1967.0 | Tennessee Valley Authority | U.S. Energy Information Administration | http://www.eia.gov/electricity/data/browser/ | U.S. Energy Information Administration | 34331 | 2019 | 924.8909970000001 | 3201.812011 | 2487.210032 | 1967.0080130000001 | 2911.037036 | 1410.751021 | 1551.288 | U.S. Energy Information Administration |  |  |  |  | 4388.21 | HYDRO-V1 | HYDRO-V1 | HYDRO-V1 | HYDRO-V1 | HYDRO-V1
USA | United States of America | Flint Creek |  | USA0006138 | 558 | 36.2561 | -94.5241 | Coal | Oil |  |  | 1978.0 | Southwestern Electric Power Co | U.S. Energy Information Administration | http://www.eia.gov/electricity/data/browser/ | U.S. Energy Information Administration | 33268 | 2019 | 3066.0489939999998 | 3635.660007 | 3041.195979 | 2041.333987 | 2733.613007 | 2669.747972 | 2376.855 | U.S. Energy Information Administration |  |  |  |  | 2577.49 | NO-ESTIMATION | NO-ESTIMATION | NO-ESTIMATION | NO-ESTIMATION | CAPACITY-FACTOR-V1
USA | United States of America | Belews Creek |  | USA0008042 | 2491.2 | 36.2811 | -80.0603 | Coal | Oil |  |  | 1975.0000000000002 | Duke Energy Carolinas LLC | U.S. Energy Information Administration | http://www.eia.gov/electricity/data/browser/ | U.S. Energy Information Administration | 18700 | 2019 | 12535.533937 | 13431.669045 | 12498.932783 | 10731.176347 | 9608.222017000002 | 8021.41701 | 7123.642 | U.S. Energy Information Administration |  |  |  |  | 11507.28 | SOLAR-V1 | SOLAR-V1 | SOLAR-V1 | SOLAR-V1 | SOLAR-V1
USA | United States of America | Gallatin (TN) |  | USA0003403 | 1918.4 | 36.3156 | -86.4006 | Coal | Oil | Gas |  | 1968.1540867389492 | Tennessee Valley Authority | U.S. Energy Information Administration | http://www.eia.gov/electricity/data/browser/ | U.S. Energy Information Administration | 34343 | 2019 | 6615.988011 | 5912.253015 | 3932.506015 | 5667.283975 | 5326.075044000001 | 5189.460995 | 4157.882 | U.S. Energy Information Administration |  |  |  |  | 8861.42 | NO-ESTIMATION | NO-ESTIMATION | NO-ESTIMATION | NO-ESTIMATION | CAPACITY-FACTOR-V1
USA | United States of America | Cumberland (TN) |  | USA0003399 | 2600 | 36.3903 | -87.6539 | Coal |  |  |  | 1973.0 | Tennessee Valley Authority | U.S. Energy Information Administration | http://www.eia.gov/electricity/data/browser/ | U.S. Energy Information Administration | 34338 | 2019 | 13568.659236000001 | 14500.956235 | 14438.617474 | 12897.681053 | 8792.837979000002 | 10441.111004 | 9409.261 | U.S. Energy Information Administration |  |  |  |  | 12009.85 | NO-ESTIMATION | NO-ESTIMATION | NO-ESTIMATION | NO-ESTIMATION | CAPACITY-FACTOR-V1
USA | United States of America | Sooner |  | USA0006095 | 1138 | 36.4531 | -97.0528 | Coal | Oil |  |  | 1980.0 | Oklahoma Gas & Electric Co | U.S. Energy Information Administration | http://www.eia.gov/electricity/data/browser/ | U.S. Energy Information Administration | 28848 | 2019 | 5971.706042 | 5893.940992 | 5621.453044000001 | 4073.4480080000003 | 3583.975019 | 4446.698954 | 3609.927 | U.S. Energy Information Administration |  |  |  |  | 5256.62 | NO-ESTIMATION | NO-ESTIMATION | NO-ESTIMATION | NO-ESTIMATION | CAPACITY-FACTOR-V1
USA | United States of America | Roxboro |  | USA0002712 | 2558.2 | 36.4833 | -79.0731 | Coal |  |  |  | 1972.6309123602537 | Duke Energy Progress - (NC) | U.S. Energy Information Administration | http://www.eia.gov/electricity/data/browser/ | U.S. Energy Information Administration | 15623 | 2019 | 10447.080306 | 12804.923956999999 | 9248.994036 | 8312.055006 | 6008.261958 | 5927.876043 | 6947.067 | U.S. Energy Information Administration |  |  |  |  | 11816.77 | HYDRO-V1 | HYDRO-V1 | HYDRO-V1 | HYDRO-V1 | HYDRO-V1
USA | United States of America | New Madrid |  | USA0002167 | 1300 | 36.5147 | -89.5617 | Coal |  |  |  | 1974.5 | Associated Electric Coop Inc | U.S. Energy Information Administration | http://www.eia.gov/electricity/data/browser/ | U.S. Energy Information Administration | 13653 | 2019 | 8193.896019 | 8332.091028 | 6594.728034000001 | 6760.837 | 7597.898979 | 7902.542977 | 6880.553 | U.S. Energy Information Administration |  |  |  |  | 6004.92 | NO-ESTIMATION | NO-ESTIMATION | NO-ESTIMATION | NO-ESTIMATION | CAPACITY-FACTOR-V1
USA | United States of America | Tennessee Eastman Operations |  | USA0050481 | 194.3 | 36.5219 | -82.5431 | Coal | Waste | Gas | Other | 1970.02316006176 | Eastman Chemical Co-TN Ops | U.S. Energy Information Administration | http://www.eia.gov/electricity/data/browser/ | U.S. Energy Information Administration |  | 2019 | 1177.6149900000003 | 1142.762025 | 1132.8770009999998 | 1149.8840019999998 | 1098.791994 | 1154.732006 | 1051.146 | U.S. Energy Information Administration |  |  |  |  | 897.5 | NO-ESTIMATION | NO-ESTIMATION | NO-ESTIMATION | NO-ESTIMATION | CAPACITY-FACTOR-V1
USA | United States of America | Mayo |  | USA0006250 | 763.2 | 36.5278 | -78.8917 | Coal |  |  |  | 1983.0 | Duke Energy Progress - (NC) | U.S. Energy Information Administration | http://www.eia.gov/electricity/data/browser/ | U.S. Energy Information Administration | 15617 | 2019 | 2638.807956 | 2584.4929789999997 | 2902.48396 | 2009.521995 | 1425.527019 | 1491.33301 | 1525.53 | U.S. Energy Information Administration |  |  |  |  | 3525.35 | NO-ESTIMATION | NO-ESTIMATION | NO-ESTIMATION | NO-ESTIMATION | CAPACITY-FACTOR-V1
USA | United States of America | Four Corners |  | USA0002442 | 1636.2 | 36.6900 | -108.4814 | Coal | Gas |  |  | 1969.5000000000002 | Arizona Public Service Co | U.S. Energy Information Administration | http://www.eia.gov/electricity/data/browser/ | U.S. Energy Information Administration | 13492 | 2019 | 0.0 | 0.0 | 10172.251903 | 0.0 | 0.0 | 0.0 | 8917.348 | U.S. Energy Information Administration |  |  |  |  | 7557.89 | NO-ESTIMATION | NO-ESTIMATION | NO-ESTIMATION | NO-ESTIMATION | CAPACITY-FACTOR-V1
USA | United States of America | San Juan |  | USA0002451 | 924 | 36.8006 | -108.4386 | Coal | Oil |  |  | 1980.0032467532467 | Public Service Co of NM | U.S. Energy Information Administration | http://www.eia.gov/electricity/data/browser/ | U.S. Energy Information Administration | 30899 | 2019 | 10510.457443000001 | 10360.010125 | 9007.454963 | 10277.563613999999 | 10859.285927 | 0.0 | 4715.981 | U.S. Energy Information Administration |  |  |  |  | 4268.11 | NO-ESTIMATION | NO-ESTIMATION | NO-ESTIMATION | NO-ESTIMATION | CAPACITY-FACTOR-V1
USA | United States of America | Clover |  | USA0007213 | 848 | 36.8690 | -78.7040 | Coal |  |  |  | 1995.5 | Virginia Electric & Power Co | U.S. Energy Information Administration | http://www.eia.gov/electricity/data/browser/ | U.S. Energy Information Administration | 36095 | 2019 | 5919.319013 | 5678.306037 | 5484.916016 | 5444.9170189999995 | 3266.582044 | 2917.180009 | 1281.31 | U.S. Energy Information Administration |  |  |  |  | 3917.06 | NO-ESTIMATION | NO-ESTIMATION | NO-ESTIMATION | NO-ESTIMATION | CAPACITY-FACTOR-V1
USA | United States of America | Sikeston Power Station |  | USA0006768 | 261 | 36.8791 | -89.6209 | Coal |  |  |  | 1981.0 | City of Sikeston - (MO) | U.S. Energy Information Administration | http://www.eia.gov/electricity/data/browser/ | U.S. Energy Information Administration | 32689 | 2019 | 1669.943049 | 1744.2860070000002 | 1299.003963 | 1534.981027 | 1854.489035 | 1796.818969 | 1618.677 | U.S. Energy Information Administration |  |  |  |  | 1205.6 | NO-ESTIMATION | NO-ESTIMATION | NO-ESTIMATION | NO-ESTIMATION | CAPACITY-FACTOR-V1
USA | United States of America | Virginia City Hybrid Energy Center |  | USA0056808 | 668 | 36.9164 | -82.3381 | Coal | Waste | Oil |  | 2012.0 | Virginia Electric & Power Co | U.S. Energy Information Administration | http://www.eia.gov/electricity/data/browser/ | U.S. Energy Information Administration | 55695 | 2019 | 3575.852037 | 3535.1190030000002 | 2808.749041 | 3505.042958 | 3332.7459700000004 | 2957.76097 | 1185.08 | U.S. Energy Information Administration |  |  |  |  | 3085.6 | NO-ESTIMATION | NO-ESTIMATION | NO-ESTIMATION | NO-ESTIMATION | CAPACITY-FACTOR-V1
USA | United States of America | Cooper |  | USA0001384 | 344 | 36.9981 | -84.5919 | Coal | Waste |  |  | 1967.6790697674421 | East Kentucky Power Coop Inc | U.S. Energy Information Administration | http://www.eia.gov/electricity/data/browser/ | U.S. Energy Information Administration | 18887 | 2019 | 997.375002 | 1029.4399970000002 | 524.5089970000001 | 644.6560020000001 | 446.758005 | 562.090002 | 168.61 | U.S. Energy Information Administration |  |  |  |  | 1588.99 | NO-ESTIMATION | NO-ESTIMATION | NO-ESTIMATION | NO-ESTIMATION | CAPACITY-FACTOR-V1
USA | United States of America | Shawnee |  | USA0001379 | 1575 | 37.1517 | -88.7750 | Coal |  |  |  | 1954.0 | Tennessee Valley Authority | U.S. Energy Information Administration | http://www.eia.gov/electricity/data/browser/ | U.S. Energy Information Administration | 34368 | 2019 | 6966.080964000001 | 7030.667029 | 6141.806991 | 0.0 | 0.0 | 0.0 | 5676.197 | U.S. Energy Information Administration |  |  |  |  | 7275.2 | NO-ESTIMATION | NO-ESTIMATION | NO-ESTIMATION | NO-ESTIMATION | CAPACITY-FACTOR-V1
USA | United States of America | John Twitty Energy Center |  | USA0006195 | 603 | 37.1517 | -93.3880 | Coal | Oil | Gas |  | 1994.6782752902157 | City Utilities of Springfield - (MO) | U.S. Energy Information Administration | http://www.eia.gov/electricity/data/browser/ | U.S. Energy Information Administration | 33404 | 2019 | 0.0 | 0.0 | 0.0 | 0.0 | 0.0 | 0.0 | 1785.013 | U.S. Energy Information Administration |  |  |  |  | 2785.36 | NO-ESTIMATION | NO-ESTIMATION | NO-ESTIMATION | NO-ESTIMATION | CAPACITY-FACTOR-V1
USA | United States of America | Joppa Steam |  | USA0000887 | 1099.8 | 37.2094 | -88.8589 | Coal | Gas |  |  | 1954.0000000000002 | Electric Energy Inc | U.S. Energy Information Administration | http://www.eia.gov/electricity/data/browser/ | U.S. Energy Information Administration | 19175 | 2019 | 0.0 | 0.0 | 0.0 | 0.0 | 0.0 | 0.0 | 4412.691 | U.S. Energy Information Administration |  |  |  |  | 5080.16 | HYDRO-V1 | HYDRO-V1 | HYDRO-V1 | HYDRO-V1 | HYDRO-V1
USA | United States of America | Asbury |  | USA0002076 | 212.8 | 37.3613 | -94.5893 | Coal | Oil | Other |  | 1970.0 | Empire District Electric Co | U.S. Energy Information Administration | http://www.eia.gov/electricity/data/browser/ | U.S. Energy Information Administration | 19314 | 2019 | 1294.134029 | 1060.478002 | 1079.076002 | 1090.318 | 987.5399990000001 | 842.9280030000001 | 828.931 | U.S. Energy Information Administration |  |  |  |  | 982.96 | HYDRO-V1 | HYDRO-V1 | HYDRO-V1 | HYDRO-V1 | HYDRO-V1
USA | United States of America | Chesterfield |  | USA0003797 | 1499.5 | 37.3822 | -77.3833 | Coal | Oil | Gas |  | 1974.8232077359116 | Virginia Electric & Power Co | U.S. Energy Information Administration | http://www.eia.gov/electricity/data/browser/ | U.S. Energy Information Administration | 36094 | 2019 | 0.0 | 0.0 | 0.0 | 0.0 | 0.0 | 0.0 | 3614.833 | U.S. Energy Information Administration |  |  |  |  | 6926.45 | WIND-V1 | WIND-V1 | WIND-V1 | WIND-V1 | WIND-V1
USA | United States of America | D B Wilson |  | USA0006823 | 509.4 | 37.4497 | -87.0806 | Coal | Petcoke | Oil |  | 1984.0 | Big Rivers Electric Corp | U.S. Energy Information Administration | http://www.eia.gov/electricity/data/browser/ | U.S. Energy Information Administration | 14483 | 2019 | 3324.805988 | 2995.4179950000002 | 3250.8110050000005 | 3114.893969 | 2649.782999 | 2256.297042 | 2639.484 | U.S. Energy Information Administration |  |  |  |  | 2353 | NO-ESTIMATION | NO-ESTIMATION | NO-ESTIMATION | NO-ESTIMATION | CAPACITY-FACTOR-V1
USA | United States of America | Spruance Operating Services LLC |  | USA0054081 | 229.6 | 37.4556 | -77.4308 | Coal | Gas |  |  | 1992.0 | Veolia Energy Operating Service | U.S. Energy Information Administration | http://www.eia.gov/electricity/data/browser/ | U.S. Energy Information Administration | 16986 | 2019 | 216.625 | 247.766 | 190.434 | 134.978 | 84.026 | 38.985 | 16.219 | U.S. Energy Information Administration |  |  |  |  | 1060.56 | NO-ESTIMATION | NO-ESTIMATION | NO-ESTIMATION | NO-ESTIMATION | CAPACITY-FACTOR-V1
USA | United States of America | Marion |  | USA0000976 | 422 | 37.6197 | -88.9531 | Coal | Petcoke | Oil | Gas | 1983.367298578199 | Southern Illinois Power Coop | U.S. Energy Information Administration | http://www.eia.gov/electricity/data/browser/ | U.S. Energy Information Administration | 33045 | 2019 | 1719.44396 | 1726.7220459999999 | 1800.858987 | 1655.060966 | 0.0 | 1718.9139750000002 | 1652.019 | U.S. Energy Information Administration |  |  |  |  | 1949.29 | NO-ESTIMATION | NO-ESTIMATION | NO-ESTIMATION | NO-ESTIMATION | CAPACITY-FACTOR-V1
USA | United States of America | R D Green |  | USA0006639 | 586 | 37.6461 | -87.5000 | Coal | Petcoke |  |  | 1980.5 | Big Rivers Electric Corp | U.S. Energy Information Administration | http://www.eia.gov/electricity/data/browser/ | U.S. Energy Information Administration | 14484 | 2019 | 3374.932004 | 3462.7439540000005 | 2584.02797 | 2736.3010299999996 | 2410.041982 | 3059.0980019999997 | 2344.526 | U.S. Energy Information Administration |  |  |  |  | 2706.83 | NO-ESTIMATION | NO-ESTIMATION | NO-ESTIMATION | NO-ESTIMATION | CAPACITY-FACTOR-V1
USA | United States of America | SIUC |  | USA0057928 | 5.1 | 37.7119 | -89.2150 | Coal | Oil |  |  | 1998.0 | Southern Illinois University Carbondale | U.S. Energy Information Administration | http://www.eia.gov/electricity/data/browser/ | U.S. Energy Information Administration |  | 2019 | 0.0 | 0.0 | 0.0 | 0.0 | 0.0 | 0.0 | 8.126 | U.S. Energy Information Administration |  |  |  |  | 23.55 | NO-ESTIMATION | NO-ESTIMATION | NO-ESTIMATION | NO-ESTIMATION | CAPACITY-FACTOR-V1
USA | United States of America | Elmer Smith |  | USA0001374 | 445.3 | 37.7942 | -87.0608 | Coal | Petcoke | Other |  | 1970.335055019088 | City of Owensboro - (KY) | U.S. Energy Information Administration | http://www.eia.gov/electricity/data/browser/ | U.S. Energy Information Administration | 29282 | 2019 | 2684.2900289999993 | 2370.7859950000006 | 2300.2249560000005 | 1955.4629760000003 | 1780.260997 | 2209.9149570000004 | 1604.913 | U.S. Energy Information Administration |  |  |  |  | 2056.91 | NO-ESTIMATION | NO-ESTIMATION | NO-ESTIMATION | NO-ESTIMATION | CAPACITY-FACTOR-V1
USA | United States of America | A B Brown |  | USA0006137 | 706.8 | 37.9053 | -87.7150 | Coal | Oil | Gas |  | 1985.9940577249572 | Southern Indiana Gas & Elec Co | U.S. Energy Information Administration | http://www.eia.gov/electricity/data/browser/ | U.S. Energy Information Administration | 33210 | 2019 | 2470.211954 | 0.0 | 2491.930026 | 2135.061032 | 1942.5999780000002 | 2444.519966 | 2469.96 | U.S. Energy Information Administration |  |  |  |  | 3264.83 | NO-ESTIMATION | NO-ESTIMATION | NO-ESTIMATION | NO-ESTIMATION | CAPACITY-FACTOR-V1
USA | United States of America | F B Culley |  | USA0001012 | 368.9 | 37.9111 | -87.3275 | Coal | Gas |  |  | 1971.3133640552996 | Southern Indiana Gas & Elec Co | U.S. Energy Information Administration | http://www.eia.gov/electricity/data/browser/ | U.S. Energy Information Administration | 33212 | 2019 | 1837.6079519999998 | 1532.180007 | 1408.703982 | 1131.4319560000001 | 1843.436041 | 1912.24396 | 1379.277 | U.S. Energy Information Administration |  |  |  |  | 1704.01 | HYDRO-V1 | HYDRO-V1 | HYDRO-V1 | HYDRO-V1 | HYDRO-V1
USA | United States of America | Warrick |  | USA0006705 | 822.8 | 37.9150 | -87.3328 | Coal | Gas |  |  | 1965.7479338842975 | AGC Division of APG Inc | U.S. Energy Information Administration | http://www.eia.gov/electricity/data/browser/ | U.S. Energy Information Administration | 33215 | 2019 | 5339.464033 | 5511.831953 | 5491.580968 | 3450.1810140000002 | 2645.8589990000005 | 4336.5820269999995 | 4214.527 | U.S. Energy Information Administration |  |  |  |  | 3800.65 | NO-ESTIMATION | NO-ESTIMATION | NO-ESTIMATION | NO-ESTIMATION | SOLAR-V1
USA | United States of America | Rockport |  | USA0006166 | 2600 | 37.9256 | -87.0372 | Coal |  |  |  | 1987.5 | Indiana Michigan Power Co | U.S. Energy Information Administration | http://www.eia.gov/electricity/data/browser/ | U.S. Energy Information Administration | 23020 | 2019 | 15807.780560000001 | 16717.089824 | 12442.473446 | 11557.870146000001 | 10923.442 | 11894.109427 | 8146.946 | U.S. Energy Information Administration |  |  |  |  | 12009.85 | NO-ESTIMATION | NO-ESTIMATION | NO-ESTIMATION | NO-ESTIMATION | SOLAR-V1
USA | United States of America | Holcomb |  | USA0000108 | 348.7 | 37.9308 | -100.9725 | Coal | Gas |  |  | 1983.0 | Sunflower Electric Power Corp | U.S. Energy Information Administration | http://www.eia.gov/electricity/data/browser/ | U.S. Energy Information Administration | 33937 | 2019 | 2166.076991 | 1981.862044 | 1443.465032 | 1594.50198 | 1006.1029980000001 | 1472.215001 | 1569.548 | U.S. Energy Information Administration |  |  |  |  | 1610.7 | NO-ESTIMATION | NO-ESTIMATION | NO-ESTIMATION | NO-ESTIMATION | CAPACITY-FACTOR-V1
USA | United States of America | Kenneth C Coleman |  | USA0001381 | 602 | 37.9631 | -86.7911 | Coal | Gas |  |  | 1970.297342192691 | Big Rivers Electric Corp | U.S. Energy Information Administration | http://www.eia.gov/electricity/data/browser/ | U.S. Energy Information Administration |  | 2019 | 3129.0640120000003 | 1064.4620459999999 | -8.880999999999998 |  |  |  |  | U.S. Energy Information Administration |  |  |  |  | 2780.74 | NO-ESTIMATION | NO-ESTIMATION | NO-ESTIMATION | NO-ESTIMATION | CAPACITY-FACTOR-V1
USA | United States of America | Mill Creek (KY) |  | USA0001364 | 1717.2 | 38.0525 | -85.9103 | Coal | Gas |  |  | 1977.1960167714888 | Louisville Gas & Electric Co | U.S. Energy Information Administration | http://www.eia.gov/electricity/data/browser/ | U.S. Energy Information Administration | 25147 | 2019 | 8286.913011 | 8715.108969 | 7935.223967000001 | 7930.426005000001 | 8862.649970999999 | 8639.799996000002 | 8258.067 | U.S. Energy Information Administration |  |  |  |  | 7932.04 | NO-ESTIMATION | NO-ESTIMATION | NO-ESTIMATION | NO-ESTIMATION | SOLAR-V1
USA | United States of America | Rush Island |  | USA0006155 | 1242 | 38.1312 | -90.2632 | Coal | Oil |  |  | 1976.5 | Union Electric Co - (MO) | U.S. Energy Information Administration | http://www.eia.gov/electricity/data/browser/ | U.S. Energy Information Administration | 35270 | 2019 | 8475.303998000001 | 7869.454992 | 7465.221955 | 6406.193004000001 | 8814.93396 | 7766.228041000001 | 5545.392 | U.S. Energy Information Administration |  |  |  |  | 5737.01 | NO-ESTIMATION | NO-ESTIMATION | NO-ESTIMATION | NO-ESTIMATION | CAPACITY-FACTOR-V1
USA | United States of America | Baldwin Energy Complex |  | USA0000889 | 1894.1 | 38.2050 | -89.8544 | Coal | Other |  |  | 1972.679900744417 | Dynegy Midwest Generation Inc | U.S. Energy Information Administration | http://www.eia.gov/electricity/data/browser/ | U.S. Energy Information Administration | 22849 | 2019 | 12529.278636 | 11701.587567 | 10305.807180000002 | 9793.43103 | 7874.339001 | 7209.386013 | 6291.993 | U.S. Energy Information Administration |  |  |  |  | 8749.17 | NO-ESTIMATION | NO-ESTIMATION | NO-ESTIMATION | NO-ESTIMATION | CAPACITY-FACTOR-V1
USA | United States of America | Comanche (CO) |  | USA0000470 | 1635.3 | 38.2081 | -104.5747 | Coal | Gas |  |  | 1992.870115575124 | Public Service Co of Colorado | U.S. Energy Information Administration | http://www.eia.gov/electricity/data/browser/ | U.S. Energy Information Administration | 30847 | 2019 | 8959.659029999999 | 8289.783029999999 | 8636.016029999999 | 9059.709980000001 | 9275.37898 | 9761.647 | 8499.858 | U.S. Energy Information Administration |  |  |  |  | 7553.73 | WIND-V1 | WIND-V1 | WIND-V1 | WIND-V1 | WIND-V1
USA | United States of America | R Gallagher |  | USA0001008 | 300 | 38.2636 | -85.8381 | Coal | Oil |  |  | 1960.0 | Duke Energy Indiana LLC | U.S. Energy Information Administration | http://www.eia.gov/electricity/data/browser/ | U.S. Energy Information Administration | 30790 | 2019 | 636.8430030000001 | 896.7980020000001 | 508.32500500000003 | 324.237001 | 194.21500200000003 | 285.151998 | 21.67 | U.S. Energy Information Administration |  |  |  |  | 1385.75 | NO-ESTIMATION | NO-ESTIMATION | NO-ESTIMATION | NO-ESTIMATION | CAPACITY-FACTOR-V1
USA | United States of America | Birchwood Power |  | USA0054304 | 258.3 | 38.2667 | -77.3147 | Coal |  |  |  | 1996.0 | Birchwood Power Partners LP | U.S. Energy Information Administration | http://www.eia.gov/electricity/data/browser/ | U.S. Energy Information Administration | 33197 | 2019 | 586.6449960000001 | 848.350998 | 560.8829959999999 | 442.612999 | 412.996004 | 547.512004 | 48.334 | U.S. Energy Information Administration |  |  |  |  | 1193.13 | NO-ESTIMATION | NO-ESTIMATION | NO-ESTIMATION | NO-ESTIMATION | CAPACITY-FACTOR-V1
USA | United States of America | Prairie State Generating Station |  | USA0055856 | 1766 | 38.2792 | -89.6669 | Coal |  |  |  | 2012.0 | Prairie State Generating Co LLC | U.S. Energy Information Administration | http://www.eia.gov/electricity/data/browser/ | U.S. Energy Information Administration | 49152 | 2019 | 8350.518 | 9664.791000000001 | 11106.837 | 10619.156648 | 10810.691524 | 11532.417886 | 12053.0903 | U.S. Energy Information Administration |  |  |  |  | 8157.46 | HYDRO-V1 | HYDRO-V1 | HYDRO-V1 | HYDRO-V1 | HYDRO-V1
USA | United States of America | La Cygne |  | USA0001241 | 1598.9 | 38.3481 | -94.6456 | Coal |  |  |  | 1974.8159984989677 | Evergy Metro | U.S. Energy Information Administration | http://www.eia.gov/electricity/data/browser/ | U.S. Energy Information Administration | 23832 | 2019 | 7520.252028 | 7939.783024 | 6981.231991000001 | 8369.774995 | 4038.443952 | 5505.014012 | 5798.009 | U.S. Energy Information Administration |  |  |  |  | 7385.59 | NO-ESTIMATION | NO-ESTIMATION | NO-ESTIMATION | NO-ESTIMATION | CAPACITY-FACTOR-V1
USA | United States of America | Morgantown Generating Plant |  | USA0001573 | 1548 | 38.3592 | -76.9767 | Coal | Oil |  |  | 1970.9315245478035 | GenOn Mid-Atlantic LLC | U.S. Energy Information Administration | http://www.eia.gov/electricity/data/browser/ | U.S. Energy Information Administration | 30501 | 2019 | 3911.2910180000003 | 6181.301015999999 | 4244.593973000001 | 4754.1869910000005 | 2529.951 | 2523.1180000000004 | 1737.32 | U.S. Energy Information Administration |  |  |  |  | 7150.48 | NO-ESTIMATION | NO-ESTIMATION | NO-ESTIMATION | NO-ESTIMATION | CAPACITY-FACTOR-V1
USA | United States of America | Gibson |  | USA0006113 | 3339.5 | 38.3722 | -87.7658 | Coal | Oil |  |  | 1977.9999999999998 | Duke Energy Indiana LLC | U.S. Energy Information Administration | http://www.eia.gov/electricity/data/browser/ | U.S. Energy Information Administration | 30789 | 2019 | 17331.45982 | 17747.363498000002 | 14585.886393 | 16674.870743 | 17996.758683 | 17631.80087 | 12184.1467 | U.S. Energy Information Administration |  |  |  |  | 15425.73 | NO-ESTIMATION | NO-ESTIMATION | NO-ESTIMATION | NO-ESTIMATION | SOLAR-V1
USA | United States of America | Meramec |  | USA0002104 | 1041 | 38.4017 | -90.3358 | Coal | Oil | Gas |  | 1961.335734870317 | Union Electric Co - (MO) | U.S. Energy Information Administration | http://www.eia.gov/electricity/data/browser/ | U.S. Energy Information Administration | 35259 | 2019 | 2480.9279730000003 | 0.0 | 0.0 | 1663.303969 | 0.0 | 0.0 | 496.946 | U.S. Energy Information Administration |  |  |  |  | 4808.56 | HYDRO-V1 | HYDRO-V1 | HYDRO-V1 | HYDRO-V1 | HYDRO-V1
USA | United States of America | John E Amos |  | USA0003935 | 2932.6 | 38.4731 | -81.8233 | Coal |  |  |  | 1972.1649389620131 | Appalachian Power Co | U.S. Energy Information Administration | http://www.eia.gov/electricity/data/browser/ | U.S. Energy Information Administration | 13350 | 2019 | 14312.446465 | 13544.834287 | 14072.153653000001 | 14311.262278999999 | 13892.341335 | 12984.722428 | 9796.207 | U.S. Energy Information Administration |  |  |  |  | 13546.19 | NO-ESTIMATION | NO-ESTIMATION | WIND-V1 | WIND-V1 | WIND-V1
USA | United States of America | AES Petersburg |  | USA0000994 | 2154.8 | 38.5281 | -87.2525 | Coal | Oil |  |  | 1976.7577501392236 | Indianapolis Power & Light Co | U.S. Energy Information Administration | http://www.eia.gov/electricity/data/browser/ | U.S. Energy Information Administration | 23044 | 2019 | 10505.287752 | 11266.345371 | 8966.936012000002 | 9230.343021 | 9341.582954 | 9101.269025 | 8755.391 | U.S. Energy Information Administration |  |  |  |  | 9953.39 | NO-ESTIMATION | NO-ESTIMATION | NO-ESTIMATION | NO-ESTIMATION | CAPACITY-FACTOR-V1
USA | United States of America | Labadie |  | USA0002103 | 2389.4 | 38.5622 | -90.8377 | Coal | Oil |  |  | 1971.5395915292543 | Union Electric Co - (MO) | U.S. Energy Information Administration | http://www.eia.gov/electricity/data/browser/ | U.S. Energy Information Administration | 35255 | 2019 | 17294.713334000004 | 15183.698224000002 | 16042.082295999999 | 14792.689603 | 16146.394611000002 | 15765.698617 | 14121.0019 | U.S. Energy Information Administration |  |  |  |  | 11037.05 | NO-ESTIMATION | NO-ESTIMATION | NO-ESTIMATION | NO-ESTIMATION | CAPACITY-FACTOR-V1
USA | United States of America | Trimble County |  | USA0006071 | 2594.1 | 38.5847 | -85.4117 | Coal | Petcoke | Oil | Gas | 2003.106703673721 | Louisville Gas & Electric Co | U.S. Energy Information Administration | http://www.eia.gov/electricity/data/browser/ | U.S. Energy Information Administration | 25151 | 2019 | 8026.243994 | 8243.229978 | 9279.413002000001 | 8555.402961000002 | 8409.078036 | 9025.847943 | 8823.367 | U.S. Energy Information Administration |  |  |  |  | 11982.6 | SOLAR-V1 | SOLAR-V1 | SOLAR-V1 | SOLAR-V1 | SOLAR-V1
USA | United States of America | Indian River Generating Station |  | USA0000594 | 464.1 | 38.5857 | -75.2341 | Coal | Oil |  |  | 1979.4789915966385 | Indian River Operations Inc | U.S. Energy Information Administration | http://www.eia.gov/electricity/data/browser/ | U.S. Energy Information Administration | 18237 | 2019 | 1555.305994 | 873.060003 | 602.736001 | 477.206004 | 366.381996 | 279.73999999999995 | 121.056 | U.S. Energy Information Administration |  |  |  |  | 2143.75 | HYDRO-V1 | HYDRO-V1 | HYDRO-V1 | HYDRO-V1 | HYDRO-V1
USA | United States of America | Ray D Nixon |  | USA0008219 | 282.6 | 38.6335 | -104.7058 | Coal | Oil | Gas |  | 1985.0828025477706 | City of Colorado Springs - (CO) | U.S. Energy Information Administration | http://www.eia.gov/electricity/data/browser/ | U.S. Energy Information Administration | 17063 | 2019 | 1587.88102 | 1329.501003 | 1552.7220070000003 | 1207.3590020000001 | 1346.766014 | 1133.6359850000001 | 1245.369 | U.S. Energy Information Administration |  |  |  |  | 1305.37 | NO-ESTIMATION | NO-ESTIMATION | NO-ESTIMATION | NO-ESTIMATION | CAPACITY-FACTOR-V1
USA | United States of America | H L Spurlock |  | USA0006041 | 1608.5 | 38.7000 | -83.8181 | Coal | Other |  |  | 1990.7596518495495 | East Kentucky Power Coop Inc | U.S. Energy Information Administration | http://www.eia.gov/electricity/data/browser/ | U.S. Energy Information Administration | 18884 | 2019 | 0.0 | 0.0 | 5568.641999999999 | 8560.987961 | 6584.2829520000005 | 7772.126039999999 | 5889.596 | U.S. Energy Information Administration |  |  |  |  | 7429.94 | NO-ESTIMATION | SOLAR-V1 | SOLAR-V1 | SOLAR-V1 | SOLAR-V1
USA | United States of America | Clifty Creek |  | USA0000983 | 1303.8 | 38.7378 | -85.4206 | Coal |  |  |  | 1955.1666666666665 | Indiana-Kentucky Electric Corp | U.S. Energy Information Administration | http://www.eia.gov/electricity/data/browser/ | U.S. Energy Information Administration | 23007 | 2019 | 5610.367028000001 | 6062.462992000001 | 5225.153966 | 5030.848031 | 6037.634951 | 6369.305046 | 5722.979 | U.S. Energy Information Administration |  |  |  |  | 6022.48 | NO-ESTIMATION | NO-ESTIMATION | NO-ESTIMATION | NO-ESTIMATION | CAPACITY-FACTOR-V1
USA | United States of America | Ghent |  | USA0001356 | 2225.9 | 38.7497 | -85.0350 | Coal |  |  |  | 1978.9986073049106 | Kentucky Utilities Co | U.S. Energy Information Administration | http://www.eia.gov/electricity/data/browser/ | U.S. Energy Information Administration | 23991 | 2019 | 13153.64285 | 12606.171663000001 | 11367.896674 | 11777.575771000002 | 11762.287079000002 | 11264.691841000002 | 10164.161 | U.S. Energy Information Administration |  |  |  |  | 10281.82 | NO-ESTIMATION | NO-ESTIMATION | SOLAR-V1 | SOLAR-V1 | SOLAR-V1
USA | United States of America | Edwardsport |  | USA0001004 | 804.5 | 38.8067 | -87.2472 | Coal | Gas |  |  | 2013.0 | Duke Energy Indiana LLC | U.S. Energy Information Administration | http://www.eia.gov/electricity/data/browser/ | U.S. Energy Information Administration | 30788 | 2019 | 1052.217 | 2178.808 | 3107.47103 | 3092.54701 | 3969.292020000001 | 3962.01804 | 3981.902 | U.S. Energy Information Administration |  |  |  |  | 3716.12 | NO-ESTIMATION | NO-ESTIMATION | NO-ESTIMATION | NO-ESTIMATION | CAPACITY-FACTOR-V1
USA | United States of America | Martin Drake |  | USA0000492 | 207.3 | 38.8244 | -104.8333 | Coal | Gas |  |  | 1971.8292329956585 | City of Colorado Springs - (CO) | U.S. Energy Information Administration | http://www.eia.gov/electricity/data/browser/ | U.S. Energy Information Administration | 17060 | 2019 | 1488.9879999999998 | 0.0 | 0.0 | 0.0 | 0.0 | 0.0 | 739.964 | U.S. Energy Information Administration |  |  |  |  | 957.55 | NO-ESTIMATION | NO-ESTIMATION | NO-ESTIMATION | NO-ESTIMATION | CAPACITY-FACTOR-V1
USA | United States of America | W H Zimmer |  | USA0006019 | 1425.6 | 38.8675 | -84.2289 | Coal |  |  |  | 1990.9999999999998 | Dynegy W H Zimmer | U.S. Energy Information Administration | http://www.eia.gov/electricity/data/browser/ | U.S. Energy Information Administration | 16329 | 2019 | 9361.734971 | 7283.735025 | 5936.999027 | 5452.721041 | 8172.641976999999 | 8099.134994000001 | 3549.263 | U.S. Energy Information Administration |  |  |  |  | 6585.09 | NO-ESTIMATION | NO-ESTIMATION | NO-ESTIMATION | NO-ESTIMATION | CAPACITY-FACTOR-V1
USA | United States of America | East Bend |  | USA0006018 | 772 | 38.9036 | -84.8514 | Coal | Oil |  |  | 1981.0 | Duke Energy Kentucky Inc | U.S. Energy Information Administration | http://www.eia.gov/electricity/data/browser/ | U.S. Energy Information Administration | 16323 | 2019 | 3708.90804 | 2910.996001 | 4031.691995 | 3667.297033 | 4269.695991 | 2792.744971 | 3165.5 | U.S. Energy Information Administration |  |  |  |  | 3566 | NO-ESTIMATION | NO-ESTIMATION | NO-ESTIMATION | NO-ESTIMATION | NO-ESTIMATION
USA | United States of America | Kyger Creek |  | USA0002876 | 1086.5 | 38.9144 | -82.1289 | Coal |  |  |  | 1955.1999999999998 | Ohio Valley Electric Corp | U.S. Energy Information Administration | http://www.eia.gov/electricity/data/browser/ | U.S. Energy Information Administration | 28814 | 2019 | 5129.184963000001 | 5493.736038000001 | 3681.0439820000006 | 4934.172039 | 5899.968952 | 5801.084969 | 5515.01 | U.S. Energy Information Administration |  |  |  |  | 5018.73 | WIND-V1 | WIND-V1 | WIND-V1 | WIND-V1 | WIND-V1
USA | United States of America | Sioux |  | USA0002107 | 1099.4 | 38.9155 | -90.2902 | Coal | Oil |  |  | 1967.4999999999998 | Union Electric Co - (MO) | U.S. Energy Information Administration | http://www.eia.gov/electricity/data/browser/ | U.S. Energy Information Administration | 35271 | 2019 | 5080.395006 | 4964.295008 | 4495.381012 | 0.0 | 0.0 | 0.0 | 3885.566 | U.S. Energy Information Administration |  |  |  |  | 5078.32 | WIND-V1 | WIND-V1 | WIND-V1 | WIND-V1 | WIND-V1
USA | United States of America | Gavin Power LLC |  | USA0008102 | 2600 | 38.9347 | -82.1158 | Coal |  |  |  | 1974.5 | Gavin Power LLC | U.S. Energy Information Administration | http://www.eia.gov/electricity/data/browser/ | U.S. Energy Information Administration | 28797 | 2019 | 15676.848052 | 15867.729448 | 14171.621157000001 | 0.0 | 0.0 | 0.0 | 13894.1108 | U.S. Energy Information Administration |  |  |  |  | 12009.85 | WIND-V1 | WIND-V1 | WIND-V1 | WIND-V1 | WIND-V1
USA | United States of America | Newton |  | USA0006017 | 617.4 | 38.9361 | -88.2781 | Coal | Oil |  |  | 1977.0000000000002 | Illinois Power Generating Co | U.S. Energy Information Administration | http://www.eia.gov/electricity/data/browser/ | U.S. Energy Information Administration | 15798 | 2019 | 6918.123021 | 0.0 | 0.0 | 0.0 | 0.0 | 0.0 | 3201.174 | U.S. Energy Information Administration |  |  |  |  | 2851.87 | NO-ESTIMATION | NO-ESTIMATION | NO-ESTIMATION | NO-ESTIMATION | CAPACITY-FACTOR-V1
USA | United States of America | Mountaineer |  | USA0006264 | 1300 | 38.9794 | -81.9344 | Coal |  |  |  | 1980.0 | Appalachian Power Co | U.S. Energy Information Administration | http://www.eia.gov/electricity/data/browser/ | U.S. Energy Information Administration | 13361 | 2019 | 5471.425001 | 8241.231026 | 7463.218952 | 7809.399018 | 7147.242007000001 | 5710.016981000001 | 8255.23 | U.S. Energy Information Administration |  |  |  |  | 6004.92 | NO-ESTIMATION | NO-ESTIMATION | NO-ESTIMATION | NO-ESTIMATION | CAPACITY-FACTOR-V1
USA | United States of America | Lawrence Energy Center |  | USA0001250 | 517 | 39.0072 | -95.2692 | Coal | Gas |  |  | 1968.5744680851064 | Evergy Kansas Central Inc | U.S. Energy Information Administration | http://www.eia.gov/electricity/data/browser/ | U.S. Energy Information Administration | 36727 | 2019 | 3609.416044 | 3673.8239909999998 | 2382.7639520000002 | 2461.626015 | 2477.673039 | 2812.04898 | 2421.593 | U.S. Energy Information Administration |  |  |  |  | 2388.11 | HYDRO-V1 | HYDRO-V1 | HYDRO-V1 | HYDRO-V1 | HYDRO-V1
USA | United States of America | Merom |  | USA0006213 | 1080 | 39.0694 | -87.5108 | Coal | Oil |  |  | 1982.5 | Hoosier Energy R E C Inc | U.S. Energy Information Administration | http://www.eia.gov/electricity/data/browser/ | U.S. Energy Information Administration | 22326 | 2019 | 5955.053968 | 6444.8690449999995 | 5178.4279910000005 | 6075.510974 | 4909.6619869999995 | 5870.297971 | 4590.85 | U.S. Energy Information Administration |  |  |  |  | 4988.7 | SOLAR-V1 | SOLAR-V1 | SOLAR-V1 | SOLAR-V1 | SOLAR-V1
USA | United States of America | Miami Fort |  | USA0002832 | 1180.8 | 39.1128 | -84.8036 | Coal | Oil |  |  | 1976.1933434959346 | Vistra Energy Miami Fort | U.S. Energy Information Administration | http://www.eia.gov/electricity/data/browser/ | U.S. Energy Information Administration | 16324 | 2019 | 8846.568974 | 7676.748988 | 6605.108047 | 6764.67402 | 6744.233986 | 5409.443950999999 | 6974.4671 | U.S. Energy Information Administration |  |  |  |  | 5454.32 | NO-ESTIMATION | NO-ESTIMATION | NO-ESTIMATION | NO-ESTIMATION | CAPACITY-FACTOR-V1
USA | United States of America | Hawthorn |  | USA0002079 | 1046.2 | 39.1306 | -94.4778 | Coal | Gas |  |  | 1982.6524565092716 | Evergy Metro | U.S. Energy Information Administration | http://www.eia.gov/electricity/data/browser/ | U.S. Energy Information Administration | 23829 | 2019 | 4034.8179539999996 | 3413.1790220000003 | 3570.742963 | 2704.294967 | 3253.038991 | 2980.6060319999997 | 3092.294 | U.S. Energy Information Administration |  |  |  |  | 4832.58 | SOLAR-V1 | SOLAR-V1 | SOLAR-V1 | SOLAR-V1 | SOLAR-V1
USA | United States of America | Nearman Creek |  | USA0006064 | 355 | 39.1681 | -94.6975 | Coal | Oil | Gas |  | 1987.619718309859 | City of Kansas City - (KS) | U.S. Energy Information Administration | http://www.eia.gov/electricity/data/browser/ | U.S. Energy Information Administration | 23821 | 2019 | 1295.124039 | 1401.937986 | 1211.297988 | 596.6980020000001 | 965.901998 | 977.981005 | 1068.102 | U.S. Energy Information Administration |  |  |  |  | 1639.8 | NO-ESTIMATION | NO-ESTIMATION | NO-ESTIMATION | SOLAR-V1 | SOLAR-V1
USA | United States of America | Hunter |  | USA0006165 | 1577.2 | 39.1747 | -111.0289 | Coal | Oil |  |  | 1980.337053005326 | PacifiCorp | U.S. Energy Information Administration | http://www.eia.gov/electricity/data/browser/ | U.S. Energy Information Administration | 29515 | 2019 | 9546.313013 | 9098.917954 | 9630.418981 | 8161.218993 | 8582.142019 | 8293.966068 | 8681.798 | U.S. Energy Information Administration |  |  |  |  | 7285.36 | NO-ESTIMATION | NO-ESTIMATION | NO-ESTIMATION | NO-ESTIMATION | CAPACITY-FACTOR-V1
USA | United States of America | Herbert A Wagner |  | USA0001554 | 1058.5 | 39.1781 | -76.5268 | Coal | Oil | Gas |  | 1966.2118091639113 | H.A. Wagner LLC | U.S. Energy Information Administration | http://www.eia.gov/electricity/data/browser/ | U.S. Energy Information Administration | 13946 | 2019 | 1518.9649689999999 | 1379.3820430000003 | 1458.490998 | 1247.006009 | 184.988 | 488.291997 | 159.035 | U.S. Energy Information Administration |  |  |  |  | 4889.39 | NO-ESTIMATION | NO-ESTIMATION | NO-ESTIMATION | NO-ESTIMATION | CAPACITY-FACTOR-V1
USA | United States of America | Brandon Shores |  | USA0000602 | 1370.2 | 39.1800 | -76.5389 | Coal |  |  |  | 1987.5 | Brandon Shores LLC | U.S. Energy Information Administration | http://www.eia.gov/electricity/data/browser/ | U.S. Energy Information Administration | 13940 | 2019 | 4919.6930090000005 | 4758.982031 | 4962.6790280000005 | 0.0 | 3835.5210329999995 | 4732.17104 | 2231.445 | U.S. Energy Information Administration |  |  |  |  | 6329.19 | NO-ESTIMATION | NO-ESTIMATION | NO-ESTIMATION | NO-ESTIMATION | CAPACITY-FACTOR-V1
USA | United States of America | Mt Storm |  | USA0003954 | 1680.9 | 39.2008 | -79.2636 | Coal | Oil |  |  | 1968.156166339461 | Virginia Electric & Power Co | U.S. Energy Information Administration | http://www.eia.gov/electricity/data/browser/ | U.S. Energy Information Administration | 36104 | 2019 | 9113.107956 | 9850.339974 | 9846.227959 | 9026.392974999999 | 6997.538041999999 | 5528.935965 | 4533.104 | U.S. Energy Information Administration |  |  |  |  | 7764.37 | NO-ESTIMATION | NO-ESTIMATION | NO-ESTIMATION | NO-ESTIMATION | CAPACITY-FACTOR-V1
USA | United States of America | Dickerson |  | USA0001572 | 933 | 39.2097 | -77.4644 | Coal | Oil | Gas |  | 1971.5337620578778 | GenOn Mid-Atlantic LLC | U.S. Energy Information Administration | http://www.eia.gov/electricity/data/browser/ | U.S. Energy Information Administration | 30498 | 2019 | 1045.747974 | 1266.926984 | 867.9590029999999 | 871.702001 | 249.346997 | 341.686005 | 205.006 | U.S. Energy Information Administration |  |  |  |  | 4309.69 | NO-ESTIMATION | NO-ESTIMATION | NO-ESTIMATION | NO-ESTIMATION | CAPACITY-FACTOR-V1
USA | United States of America | Jeffrey Energy Center |  | USA0006068 | 2160 | 39.2865 | -96.1172 | Coal |  |  |  | 1980.3333333333333 | Evergy Kansas Central Inc | U.S. Energy Information Administration | http://www.eia.gov/electricity/data/browser/ | U.S. Energy Information Administration | 36725 | 2019 | 13372.108946999999 | 11466.660954 | 11346.10787 | 9850.708026 | 10705.924464 | 9498.815017 | 6573.628 | U.S. Energy Information Administration |  |  |  |  | 9977.41 | NO-ESTIMATION | NO-ESTIMATION | NO-ESTIMATION | NO-ESTIMATION | CAPACITY-FACTOR-V1
USA | United States of America | FirstEnergy Pleasants Power Station |  | USA0006004 | 1368 | 39.3667 | -81.2944 | Coal |  |  |  | 1980.0 | Allegheny Energy Supply Co LLC | U.S. Energy Information Administration | http://www.eia.gov/electricity/data/browser/ | U.S. Energy Information Administration | 26692 | 2019 | 8109.538984999999 | 8578.385978999999 | 7047.531962000001 | 6893.024092000001 | 0.0 | 0.0 | 4965.173 | U.S. Energy Information Administration |  |  |  |  | 6319.03 | NO-ESTIMATION | NO-ESTIMATION | NO-ESTIMATION | NO-ESTIMATION | CAPACITY-FACTOR-V1
USA | United States of America | Huntington |  | USA0008069 | 1037.3 | 39.3792 | -111.0781 | Coal | Oil |  |  | 1975.5655066036825 | PacifiCorp | U.S. Energy Information Administration | http://www.eia.gov/electricity/data/browser/ | U.S. Energy Information Administration | 29514 | 2019 | 6765.9569630000005 | 6300.997967 | 5988.3180139999995 | 5503.890032 | 5399.776972000001 | 5087.824019 | 4897.525 | U.S. Energy Information Administration |  |  |  |  | 4791.47 | WIND-V1 | WIND-V1 | WIND-V1 | WIND-V1 | WIND-V1
USA | United States of America | FirstEnergy Harrison Power Station |  | USA0003944 | 2052 | 39.3842 | -80.3325 | Coal | Gas |  |  | 1974.0 | Monongahela Power Co | U.S. Energy Information Administration | http://www.eia.gov/electricity/data/browser/ | U.S. Energy Information Administration | 70439 | 2019 | 12706.891581 | 12845.557047 | 11269.954781 | 12890.171921000001 | 13043.034449 | 0.0 | 12894.2052 | U.S. Energy Information Administration |  |  |  |  | 9478.54 | NO-ESTIMATION | NO-ESTIMATION | NO-ESTIMATION | NO-ESTIMATION | CAPACITY-FACTOR-V1
USA | United States of America | Iatan |  | USA0006065 | 1725 | 39.4472 | -94.9800 | Coal |  |  |  | 1997.3739130434783 | Evergy Metro | U.S. Energy Information Administration | http://www.eia.gov/electricity/data/browser/ | U.S. Energy Information Administration | 23831 | 2019 | 10597.274733 | 9187.941971 | 9406.011972999999 | 9762.360035999998 | 10886.599106000001 | 7824.588998 | 8562.278 | U.S. Energy Information Administration |  |  |  |  | 7968.07 | HYDRO-V1 | HYDRO-V1 | HYDRO-V1 | HYDRO-V1 | HYDRO-V1
USA | United States of America | Intermountain Power Project |  | USA0006481 | 1640 | 39.5097 | -112.5802 | Coal |  |  |  | 1986.5 | Los Angeles Department of Water & Power | U.S. Energy Information Administration | http://www.eia.gov/electricity/data/browser/ | U.S. Energy Information Administration | 23182 | 2019 | 12387.224296999999 | 12369.825964999998 | 10860.909184 | 8403.849998 | 8413.931946 | 8499.30002 | 7561.844 | U.S. Energy Information Administration |  |  |  |  | 7575.44 | HYDRO-V1 | HYDRO-V1 | HYDRO-V1 | HYDRO-V1 | HYDRO-V1
USA | United States of America | Wausau Paper Middletown |  | USA0057940 | 7.5 | 39.5200 | -84.4062 | Coal | Oil |  |  | 1986.0 | Wausau Paper Middletown | U.S. Energy Information Administration | http://www.eia.gov/electricity/data/browser/ | U.S. Energy Information Administration |  | 2019 | 9.2 | 8.760000000000002 | 9.35468 | 9.15098 | 9.290000000000001 | 5.998 | 2.871 | U.S. Energy Information Administration |  |  |  |  | 34.64 | NO-ESTIMATION | NO-ESTIMATION | NO-ESTIMATION | NO-ESTIMATION | CAPACITY-FACTOR-V1
USA | United States of America | Sunnyside Cogen Associates |  | USA0050951 | 58.1 | 39.5472 | -110.3917 | Coal |  |  |  | 1993.0 | Sunnyside Cogeneration Assoc | U.S. Energy Information Administration | http://www.eia.gov/electricity/data/browser/ | U.S. Energy Information Administration | 28548 | 2019 | 413.90499900000003 | 419.571004 | 418.197997 | 400.97599800000006 | 414.37100399999997 | 412.89100499999995 | 401.049 | U.S. Energy Information Administration |  |  |  |  | 268.37 | HYDRO-V1 | HYDRO-V1 | HYDRO-V1 | HYDRO-V1 | HYDRO-V1
USA | United States of America | Thomas Hill |  | USA0002168 | 1181.7 | 39.5522 | -92.6381 | Coal |  |  |  | 1976.8282135905897 | Associated Electric Coop Inc | U.S. Energy Information Administration | http://www.eia.gov/electricity/data/browser/ | U.S. Energy Information Administration | 13654 | 2019 | 8338.34 | 7945.918039 | 7672.768999 | 7120.233005 | 8271.436004000001 | 7799.633971 | 8122.252 | U.S. Energy Information Administration |  |  |  |  | 5458.47 | NO-ESTIMATION | NO-ESTIMATION | NO-ESTIMATION | SOLAR-V1 | SOLAR-V1
USA | United States of America | Grant Town Power Plant |  | USA0010151 | 95.7 | 39.5618 | -80.1631 | Coal | Gas | Other |  | 1991.9999999999998 | American Bituminous Power LP | U.S. Energy Information Administration | http://www.eia.gov/electricity/data/browser/ | U.S. Energy Information Administration | 19045 | 2019 | 0.0 | 0.0 | 0.0 | 0.0 | 661.386002 | 632.906998 | 598.016 | U.S. Energy Information Administration |  |  |  |  | 442.05 | HYDRO-V1 | HYDRO-V1 | HYDRO-V1 | HYDRO-V1 | HYDRO-V1
USA | United States of America | Kincaid Generation LLC |  | USA0000876 | 1319 | 39.5906 | -89.4964 | Coal |  |  |  | 1967.5 | Dynegy Kincaid Generation | U.S. Energy Information Administration | http://www.eia.gov/electricity/data/browser/ | U.S. Energy Information Administration | 17165 | 2019 | 5427.008031 | 6195.907037 | 5057.931011000001 | 4284.882007 | 4671.234029 | 4798.672977 | 3114.921 | U.S. Energy Information Administration |  |  |  |  | 6092.69 | NO-ESTIMATION | NO-ESTIMATION | NO-ESTIMATION | SOLAR-V1 | SOLAR-V1
USA | United States of America | AES Warrior Run Cogeneration Facility |  | USA0010678 | 229 | 39.5952 | -78.7453 | Coal |  |  |  | 1999.0 | AES WR Ltd Partnership | U.S. Energy Information Administration | http://www.eia.gov/electricity/data/browser/ | U.S. Energy Information Administration | 12448 | 2019 | 1349.561951 | 1265.667026 | 1165.822039 | 984.976003 | 1108.2370060000003 | 1142.037014 | 1103.81 | U.S. Energy Information Administration |  |  |  |  | 1057.79 | WIND-V1 | WIND-V1 | WIND-V1 | WIND-V1 | WIND-V1
USA | United States of America | Morgantown Energy Facility |  | USA0010743 | 68.9 | 39.6397 | -79.9606 | Coal |  |  |  | 1991.0000000000002 | Morgantown Energy Associates | U.S. Energy Information Administration | http://www.eia.gov/electricity/data/browser/ | U.S. Energy Information Administration | 26865 | 2019 | 404.90400300000005 | 413.60700399999996 | 405.91100099999994 | 0.0 | 0.0 | 0.0 | 344.13 | U.S. Energy Information Administration |  |  |  |  | 318.26 | NO-ESTIMATION | NO-ESTIMATION | NO-ESTIMATION | NO-ESTIMATION | CAPACITY-FACTOR-V1
USA | United States of America | Chambers Cogeneration LP |  | USA0010566 | 285 | 39.6935 | -75.4858 | Coal | Oil |  |  | 1994.0 | US Operating Services Company | U.S. Energy Information Administration | http://www.eia.gov/electricity/data/browser/ | U.S. Energy Information Administration |  | 2019 | 879.7069989999999 | 918.7440009999999 | 710.1190020000001 | 686.386003 | 636.161996 | 649.475 | 564.872 | U.S. Energy Information Administration |  |  |  |  | 1316.46 | WIND-V1 | WIND-V1 | WIND-V1 | WIND-V1 | WIND-V1
USA | United States of America | Longview Power Plant |  | USA0056671 | 807.5 | 39.7079 | -79.9590 | Coal |  |  |  | 2012.0 | Longview Power LLC | U.S. Energy Information Administration | http://www.eia.gov/electricity/data/browser/ | U.S. Energy Information Administration | 50526 | 2019 | 4456.739952 | 3755.227994 | 3055.709027 | 5283.452018 | 4702.879985 | 5224.705961 | 5264.653 | U.S. Energy Information Administration |  |  |  |  | 3729.98 | HYDRO-V1 | HYDRO-V1 | HYDRO-V1 | HYDRO-V1 | HYDRO-V1
USA | United States of America | FirstEnergy Fort Martin Power Station |  | USA0003943 | 1152 | 39.7108 | -79.9275 | Coal | Oil |  |  | 1968.0 | Monongahela Power Co | U.S. Energy Information Administration | http://www.eia.gov/electricity/data/browser/ | U.S. Energy Information Administration | 26690 | 2019 | 7914.160967 | 6168.168970999999 | 7296.429954 | 6806.128957999999 | 6266.27899 | 6014.054961000001 | 6701.026 | U.S. Energy Information Administration |  |  |  |  | 5321.28 | HYDRO-V1 | HYDRO-V1 | HYDRO-V1 | HYDRO-V1 | HYDRO-V1
USA | United States of America | Dallman |  | USA0000963 | 617.8 | 39.7548 | -89.6024 | Coal |  |  |  | 1987.209938491421 | City of Springfield - (IL) | U.S. Energy Information Administration | http://www.eia.gov/electricity/data/browser/ | U.S. Energy Information Administration | 33408 | 2019 | 2378.3042870000004 | 2346.7209890000004 | 1928.627014 | 1785.395988 | 2388.1850000000004 | 2355.829006 | 1853.889 | U.S. Energy Information Administration |  |  |  |  | 2853.72 | NO-ESTIMATION | NO-ESTIMATION | NO-ESTIMATION | NO-ESTIMATION | CAPACITY-FACTOR-V1
USA | United States of America | Logan Generating Plant |  | USA0010043 | 242.3 | 39.7928 | -75.4067 | Coal | Oil |  |  | 1994.0 | Logan Generating Company LP | U.S. Energy Information Administration | http://www.eia.gov/electricity/data/browser/ | U.S. Energy Information Administration |  | 2019 | 715.7830030000001 | 846.0769990000001 | 577.780003 | 542.5889990000001 | 565.435005 | 536.158 | 482.265 | U.S. Energy Information Administration |  |  |  |  | 1119.22 | HYDRO-V1 | HYDRO-V1 | HYDRO-V1 | HYDRO-V1 | HYDRO-V1
USA | United States of America | Whitewater Valley |  | USA0001040 | 93.9 | 39.8028 | -84.8953 | Coal |  |  |  | 1966.6741214057508 | City of Richmond - (IN) | U.S. Energy Information Administration | http://www.eia.gov/electricity/data/browser/ | U.S. Energy Information Administration | 31399 | 2019 | 18.213 | 45.133 | 53.291000000000004 | 63.836999999999996 | 36.667 | 41.092000000000006 | 38.593 | U.S. Energy Information Administration |  |  |  |  | 433.74 | NO-ESTIMATION | NO-ESTIMATION | NO-ESTIMATION | NO-ESTIMATION | CAPACITY-FACTOR-V1
USA | United States of America | Mitchell (WV) |  | USA0003948 | 1632.6 | 39.8297 | -80.8153 | Coal |  |  |  | 1970.9999999999998 | Kentucky Power Co | U.S. Energy Information Administration | http://www.eia.gov/electricity/data/browser/ | U.S. Energy Information Administration | 28801 | 2019 | 5956.990991000001 | 8506.33998 | 5367.81902 | 7683.746023000001 | 7686.847001 | 5503.291018 | 5040.707 | U.S. Energy Information Administration |  |  |  |  | 7541.26 | NO-ESTIMATION | NO-ESTIMATION | NO-ESTIMATION | NO-ESTIMATION | CAPACITY-FACTOR-V1
USA | United States of America | Tate & Lyle Decatur Plant Cogen |  | USA0010867 | 64.8 | 39.8492 | -88.9319 | Coal | Gas |  |  | 1989.0 | Tate & Lyle Ingredients Americas Inc | U.S. Energy Information Administration | http://www.eia.gov/electricity/data/browser/ | U.S. Energy Information Administration |  | 2019 | 289.51989000000003 | 290.4184 | 252.71537 | 257.26291000000003 | 0.0 | 208.21 |  | U.S. Energy Information Administration |  |  |  |  | 299.32 | NO-ESTIMATION | NO-ESTIMATION | NO-ESTIMATION | NO-ESTIMATION | CAPACITY-FACTOR-V1
USA | United States of America | Archer Daniels Midland Decatur |  | USA0010865 | 335 | 39.8701 | -88.8908 | Coal | Waste | Other |  | 1995.620895522388 | Archer Daniels Midland Co | U.S. Energy Information Administration | http://www.eia.gov/electricity/data/browser/ | U.S. Energy Information Administration | 13430 | 2019 | 1081.8409929999998 | 1168.7430050000003 | 1094.1449940000002 | 1047.995003 | 0.0 | 1332.437 | 1188.313 | U.S. Energy Information Administration |  |  |  |  | 1547.42 | NO-ESTIMATION | NO-ESTIMATION | NO-ESTIMATION | NO-ESTIMATION | CAPACITY-FACTOR-V1
USA | United States of America | Pixelle Specialty Solutions LLC - Spring Grove Facility |  | USA0050397 | 103.6 | 39.8709 | -76.8681 | Coal | Waste | Oil | Gas | 1984.5395752895754 | Pixelle Specialty Solutions LLC - (PA) | U.S. Energy Information Administration | http://www.eia.gov/electricity/data/browser/ | U.S. Energy Information Administration |  | 2019 | 533.8576619999999 | 529.342333 | 474.151014 | 458.7890950000001 | 455.26191200000005 | 435.189711 | 424.3479 | U.S. Energy Information Administration |  |  |  |  | 478.54 | NO-ESTIMATION | NO-ESTIMATION | NO-ESTIMATION | NO-ESTIMATION | NO-ESTIMATION
USA | United States of America | Cayuga |  | USA0001001 | 1184.9 | 39.9242 | -87.4244 | Coal | Oil | Gas |  | 1973.097560975611 | Duke Energy Indiana LLC | U.S. Energy Information Administration | http://www.eia.gov/electricity/data/browser/ | U.S. Energy Information Administration | 30785 | 2019 | 0.0 | 4527.375985 | 4992.861971 | 0.0 | 0.0 | 0.0 | 3513.813 | U.S. Energy Information Administration |  |  |  |  | 5473.26 | NO-ESTIMATION | NO-ESTIMATION | NO-ESTIMATION | NO-ESTIMATION | CAPACITY-FACTOR-V1
USA | United States of America | Crawfordsville Power Plant |  | USA0001024 | 24.9 | 40.0489 | -86.8992 | Coal | Oil |  |  | 1961.3132530120479 | Crawfordsville Energy LLC | U.S. Energy Information Administration | http://www.eia.gov/electricity/data/browser/ | U.S. Energy Information Administration |  | 2019 | 0.0 | 0.0 | 0.0 | 0.0 | 0.0 | 0.0 | 0 | U.S. Energy Information Administration |  |  |  |  | 115.01 | NO-ESTIMATION | NO-ESTIMATION | NO-ESTIMATION | NO-ESTIMATION | CAPACITY-FACTOR-V1
USA | United States of America | Bonanza |  | USA0007790 | 499.5 | 40.0864 | -109.2844 | Coal |  |  |  | 1986.0 | Deseret Generation & Tran Coop | U.S. Energy Information Administration | http://www.eia.gov/electricity/data/browser/ | U.S. Energy Information Administration | 18322 | 2019 | 3509.374025 | 0.0 | 3406.7209550000002 | 3063.496997 | 3400.611971 | 3654.102952 | 3737.947 | U.S. Energy Information Administration |  |  |  |  | 2307.27 | NO-ESTIMATION | NO-ESTIMATION | NO-ESTIMATION | NO-ESTIMATION | CAPACITY-FACTOR-V1
USA | United States of America | Brunner Island |  | USA0003140 | 1616.1 | 40.0961 | -76.6962 | Coal | Gas |  |  | 1966.1991832188603 | Brunner Island LLC | U.S. Energy Information Administration | http://www.eia.gov/electricity/data/browser/ | U.S. Energy Information Administration | 29940 | 2019 | 6698.437998 | 5944.39297 | 4850.833989 | 3267.176008 | 3649.474964 | 0.0 | 2587.597 | U.S. Energy Information Administration |  |  |  |  | 7465.04 | NO-ESTIMATION | NO-ESTIMATION | NO-ESTIMATION | NO-ESTIMATION | CAPACITY-FACTOR-V1
USA | United States of America | Conesville |  | USA0002840 | 841.5 | 40.1842 | -81.8811 | Coal | Oil |  |  | 1973.0 | AEP Generation Resources Inc | U.S. Energy Information Administration | http://www.eia.gov/electricity/data/browser/ | U.S. Energy Information Administration | 17107 | 2019 | 6362.81004 | 7974.026953 | 5168.266019000001 | 4534.110017 | 3845.242028 | 4117.512043 | 2310.697 | U.S. Energy Information Administration |  |  |  |  | 3887.03 | WIND-V1 | WIND-V1 | WIND-V1 | WIND-V1 | WIND-V1
USA | United States of America | Pawnee |  | USA0006248 | 552.3 | 40.2217 | -103.6803 | Coal | Gas |  |  | 1980.9999999999998 | Public Service Co of Colorado | U.S. Energy Information Administration | http://www.eia.gov/electricity/data/browser/ | U.S. Energy Information Administration | 30855 | 2019 | 3093.582032 | 2704.997979 | 3427.1659610000006 | 2705.324009 | 3521.113049 | 3279.9230190000003 | 2510.14 | U.S. Energy Information Administration |  |  |  |  | 2551.17 | HYDRO-V1 | HYDRO-V1 | HYDRO-V1 | HYDRO-V1 | HYDRO-V1
USA | United States of America | Cardinal |  | USA0002828 | 1880.4 | 40.2522 | -80.6486 | Coal |  |  |  | 1970.4567113380133 | Cardinal Operating Company | U.S. Energy Information Administration | http://www.eia.gov/electricity/data/browser/ | U.S. Energy Information Administration | 15570 | 2019 | 11004.382183 | 10700.749389 | 8835.499998 | 9180.920956 | 10498.733099 | 10038.334987999999 | 9640.233 | U.S. Energy Information Administration |  |  |  |  | 8685.89 | NO-ESTIMATION | NO-ESTIMATION | NO-ESTIMATION | NO-ESTIMATION | CAPACITY-FACTOR-V1
USA | United States of America | Western Sugar Coop- Ft Morgan |  | USA0058081 | 3 | 40.2630 | -103.8069 | Coal | Gas |  |  | 1947.0 | Western Sugar Cooperative | U.S. Energy Information Administration | http://www.eia.gov/electricity/data/browser/ | U.S. Energy Information Administration |  | 2019 | 7.152 | 7.53 | 8.211 | 7.758 | 9.2949 | 11.939 | 6.885 | U.S. Energy Information Administration |  |  |  |  | 13.85 | NO-ESTIMATION | NO-ESTIMATION | NO-ESTIMATION | NO-ESTIMATION | CAPACITY-FACTOR-V1
USA | United States of America | Conemaugh |  | USA0003118 | 1963 | 40.3842 | -79.0611 | Coal | Oil | Gas |  | 1970.496943453897 | KeyCon Operating LLC | U.S. Energy Information Administration | http://www.eia.gov/electricity/data/browser/ | U.S. Energy Information Administration | 29916 | 2019 | 11759.883172 | 11005.436044 | 11147.02277 | 9219.005998999999 | 11268.609053 | 11445.472856 | 11005.5645 | U.S. Energy Information Administration |  |  |  |  | 9067.44 | NO-ESTIMATION | NO-ESTIMATION | NO-ESTIMATION | NO-ESTIMATION | CAPACITY-FACTOR-V1
USA | United States of America | Seward (PA) |  | USA0003130 | 585 | 40.4062 | -79.0337 | Coal | Oil |  |  | 2004.0 | Seward Generating LLC | U.S. Energy Information Administration | http://www.eia.gov/electricity/data/browser/ | U.S. Energy Information Administration | 29929 | 2019 | 1802.5830150000002 | 0.0 | 0.0 | 0.0 | 0.0 | 0.0 | 1866.633 | U.S. Energy Information Administration |  |  |  |  | 2702.21 | NO-ESTIMATION | NO-ESTIMATION | NO-ESTIMATION | NO-ESTIMATION | CAPACITY-FACTOR-V1
USA | United States of America | Ebensburg Power |  | USA0010603 | 57.6 | 40.4550 | -78.7472 | Coal |  |  |  | 1990.0 | Ebensburg Power Co | U.S. Energy Information Administration | http://www.eia.gov/electricity/data/browser/ | U.S. Energy Information Administration | 30567 | 2019 | 373.80600300000003 | 362.827 | 196.980004 | 195.099 | 249.137 | 325.905 | 235.779 | U.S. Energy Information Administration |  |  |  |  | 266.06 | SOLAR-V1 | SOLAR-V1 | SOLAR-V1 | SOLAR-V1 | SOLAR-V1
USA | United States of America | Craig (CO) |  | USA0006021 | 1427.6 | 40.4627 | -107.5912 | Coal |  |  |  | 1981.1857663210983 | Tri-State G & T Assn Inc | U.S. Energy Information Administration | http://www.eia.gov/electricity/data/browser/ | U.S. Energy Information Administration | 34959 | 2019 | 8197.480031000001 | 9281.410042 | 8020.477004 | 8325.432955 | 7953.454035 | 7342.831974 | 7924.394 | U.S. Energy Information Administration |  |  |  |  | 6594.33 | SOLAR-V1 | SOLAR-V1 | SOLAR-V1 | SOLAR-V1 | SOLAR-V1
USA | United States of America | Hayden |  | USA0000525 | 465.4 | 40.4856 | -107.1850 | Coal | Oil | Gas |  | 1971.509239363988 | Public Service Co of Colorado | U.S. Energy Information Administration | http://www.eia.gov/electricity/data/browser/ | U.S. Energy Information Administration | 30853 | 2019 | 3173.7390370000003 | 3156.779958 | 2877.284018 | 2411.462993 | 2598.8510429999997 | 2323.5959650000004 | 2570.811 | U.S. Energy Information Administration |  |  |  |  | 2149.76 | NO-ESTIMATION | NO-ESTIMATION | NO-ESTIMATION | NO-ESTIMATION | SOLAR-V1
USA | United States of America | Homer City Generating Station |  | USA0003122 | 2012 | 40.5128 | -79.1961 | Coal |  |  |  | 1971.751491053678 | NRG Homer City Services LLC | U.S. Energy Information Administration | http://www.eia.gov/electricity/data/browser/ | U.S. Energy Information Administration | 29921 | 2019 | 10544.989961000001 | 11541.845989000001 | 9036.684014000002 | 6628.06304 | 5121.395024 | 5130.945046 | 6827.882 | U.S. Energy Information Administration |  |  |  |  | 9293.78 | HYDRO-V1 | HYDRO-V1 | HYDRO-V1 | HYDRO-V1 | HYDRO-V1
USA | United States of America | Dover |  | USA0002914 | 49.6 | 40.5201 | -81.4681 | Coal | Oil | Gas |  | 1975.0725806451615 | City of Dover - (OH) | U.S. Energy Information Administration | http://www.eia.gov/electricity/data/browser/ | U.S. Energy Information Administration | 18586 | 2019 | 64.441 | 53.812000000000005 | 45.958000000000006 | 46.150999999999996 | 51.790000000000006 | 58.434 | 55.921 | U.S. Energy Information Administration |  |  |  |  | 229.11 | SOLAR-V1 | SOLAR-V1 | SOLAR-V1 | SOLAR-V1 | SOLAR-V1
USA | United States of America | FirstEnergy W H Sammis |  | USA0002866 | 2468.1 | 40.5317 | -80.6319 | Coal | Oil |  |  | 1966.8079899517847 | FirstEnergy Generation Corp | U.S. Energy Information Administration | http://www.eia.gov/electricity/data/browser/ | U.S. Energy Information Administration |  | 2019 | 12406.145004000002 | 11920.554988999998 | 8843.395964 | 8112.503006 | 6219.6849950000005 | 4766.664960000001 | 3956.914 | U.S. Energy Information Administration |  |  |  |  | 11400.58 | NO-ESTIMATION | NO-ESTIMATION | NO-ESTIMATION | NO-ESTIMATION | CAPACITY-FACTOR-V1
USA | United States of America | Cheswick Power Plant |  | USA0008226 | 637 | 40.5383 | -79.7906 | Coal | Gas |  |  | 1970.0 | GenOn Power Midwest LP | U.S. Energy Information Administration | http://www.eia.gov/electricity/data/browser/ | U.S. Energy Information Administration | 18800 | 2019 | 2815.20404 | 2921.248982 | 1940.4630080000002 | 1950.565976 | 1287.498986 | 1204.9470350000001 | 789.829 | U.S. Energy Information Administration |  |  |  |  | 2942.41 | NO-ESTIMATION | NO-ESTIMATION | NO-ESTIMATION | NO-ESTIMATION | CAPACITY-FACTOR-V1
USA | United States of America | Powerton |  | USA0000879 | 1785.6 | 40.5408 | -89.6786 | Coal | Gas |  |  | 1973.9999999999998 | Midwest Generations EME LLC | U.S. Energy Information Administration | http://www.eia.gov/electricity/data/browser/ | U.S. Energy Information Administration | 17173 | 2019 | 8359.097973999998 | 0.0 | 0.0 | 0.0 | 0.0 | 0.0 | 2334.751 | U.S. Energy Information Administration |  |  |  |  | 8247.99 | NO-ESTIMATION | NO-ESTIMATION | NO-ESTIMATION | NO-ESTIMATION | CAPACITY-FACTOR-V1
USA | United States of America | Colver Power Project |  | USA0010143 | 118 | 40.5500 | -78.8000 | Coal | Gas |  |  | 1995.0 | Inter-Power/AhlCon Partners L.P. | U.S. Energy Information Administration | http://www.eia.gov/electricity/data/browser/ | U.S. Energy Information Administration | 12198 | 2019 | 880.563997 | 845.4650040000001 | 829.2789960000001 | 730.856997 | 811.4490049999999 | 812.0220009999999 | 766.678 | U.S. Energy Information Administration |  |  |  |  | 545.06 | HYDRO-V1 | HYDRO-V1 | HYDRO-V1 | HYDRO-V1 | HYDRO-V1
USA | United States of America | Sheldon |  | USA0002277 | 228.7 | 40.5589 | -96.7847 | Coal |  |  |  | 1963.0970703979012 | Nebraska Public Power District | U.S. Energy Information Administration | http://www.eia.gov/electricity/data/browser/ | U.S. Energy Information Administration | 27301 | 2019 | 1116.0540389999999 | 1259.5919909999998 | 969.632998 | 515.4860040000001 | 697.504999 | 905.149005 | 738.508 | U.S. Energy Information Administration |  |  |  |  | 1056.4 | NO-ESTIMATION | NO-ESTIMATION | NO-ESTIMATION | NO-ESTIMATION | CAPACITY-FACTOR-V1
USA | United States of America | Whelan Energy Center |  | USA0000060 | 324.3 | 40.5809 | -98.3124 | Coal |  |  |  | 2003.9417206290473 | City of Hastings - (NE) | U.S. Energy Information Administration | http://www.eia.gov/electricity/data/browser/ | U.S. Energy Information Administration | 21854 | 2019 | 1781.912995 | 1673.6709890000002 | 1380.537037 | 1253.6979660000002 | 1164.413956 | 1377.4260040000001 | 1417.609 | U.S. Energy Information Administration |  |  |  |  | 1497.99 | HYDRO-V1 | HYDRO-V1 | HYDRO-V1 | HYDRO-V1 | HYDRO-V1
USA | United States of America | E D Edwards |  | USA0000856 | 644.3 | 40.5958 | -89.6631 | Coal | Oil |  |  | 1970.2585751978895 | Illinois Power Resources Generating LLC | U.S. Energy Information Administration | http://www.eia.gov/electricity/data/browser/ | U.S. Energy Information Administration | 15857 | 2019 | 0.0 | 0.0 | 0.0 | 0.0 | 0.0 | 0.0 | 3212.5 | U.S. Energy Information Administration |  |  |  |  | 2976.13 | HYDRO-V1 | HYDRO-V1 | HYDRO-V1 | HYDRO-V1 | HYDRO-V1
USA | United States of America | Westwood Generation LLC |  | USA0050611 | 36 | 40.6191 | -76.4500 | Coal |  |  |  | 1987.0 | Rausch Creek Generation LLC | U.S. Energy Information Administration | http://www.eia.gov/electricity/data/browser/ | U.S. Energy Information Administration | 17858 | 2019 | 219.873004 | 213.621004 | 202.84300100000002 | 53.874 | 21.491999999999997 | 190.296 | 127.388 | U.S. Energy Information Administration |  |  |  |  | 166.29 | NO-ESTIMATION | NO-ESTIMATION | NO-ESTIMATION | NO-ESTIMATION | CAPACITY-FACTOR-V1
USA | United States of America | Nebraska City |  | USA0006096 | 1389.6 | 40.6214 | -95.7764 | Coal |  |  |  | 1994.9326424870471 | Omaha Public Power District | U.S. Energy Information Administration | http://www.eia.gov/electricity/data/browser/ | U.S. Energy Information Administration | 28895 | 2019 | 9654.692998999999 | 8828.982049 | 8681.174977 | 9086.200983 | 8702.872046000002 | 9102.065988 | 6812.457 | U.S. Energy Information Administration |  |  |  |  | 6418.8 | NO-ESTIMATION | NO-ESTIMATION | NO-ESTIMATION | NO-ESTIMATION | CAPACITY-FACTOR-V1
USA | United States of America | Keystone |  | USA0003136 | 1883.2 | 40.6604 | -79.3411 | Coal | Oil |  |  | 1967.5029736618521 | KeyCon Operating LLC | U.S. Energy Information Administration | http://www.eia.gov/electricity/data/browser/ | U.S. Energy Information Administration | 29923 | 2019 | 12455.453469999999 | 11524.868975000001 | 9514.829048999998 | 10215.229781 | 11818.178995000002 | 12417.741341 | 11005.2915 | U.S. Energy Information Administration |  |  |  |  | 8698.83 | NO-ESTIMATION | NO-ESTIMATION | NO-ESTIMATION | NO-ESTIMATION | CAPACITY-FACTOR-V1
USA | United States of America | Northampton Generating Company LP |  | USA0050888 | 134.1 | 40.6917 | -75.4792 | Coal | Petcoke | Waste | Other | 1995.0 | EIF Northampton GP LLC | U.S. Energy Information Administration | http://www.eia.gov/electricity/data/browser/ | U.S. Energy Information Administration | 35711 | 2019 | 0.0 | 0.0 | 0.0 | 274.923997 | 0.0 | 0.0 | 154.377 | U.S. Energy Information Administration |  |  |  |  | 619.43 | NO-ESTIMATION | NO-ESTIMATION | NO-ESTIMATION | NO-ESTIMATION | CAPACITY-FACTOR-V1
USA | United States of America | Burlington (IA) |  | USA0001104 | 290.8 | 40.7412 | -91.1167 | Coal | Gas |  |  | 1975.248624484182 | Interstate Power and Light Co | U.S. Energy Information Administration | http://www.eia.gov/electricity/data/browser/ | U.S. Energy Information Administration | 22797 | 2019 | 1124.88202 | 0.0 | 1082.225999 | 1121.6940069999998 | 0.0 | 1192.713009 | 1145.869 | U.S. Energy Information Administration |  |  |  |  | 1343.25 | NO-ESTIMATION | NO-ESTIMATION | NO-ESTIMATION | NO-ESTIMATION | CAPACITY-FACTOR-V1
USA | United States of America | TS Power Plant |  | USA0056224 | 242 | 40.7461 | -116.5297 | Coal |  |  |  | 2008.0 | Nevada Gold Energy LLC | U.S. Energy Information Administration | http://www.eia.gov/electricity/data/browser/ | U.S. Energy Information Administration | 47672 | 2019 | 1395.0599860000002 | 1424.2859710000002 | 856.756004 | 890.7219990000001 | 967.831004 | 1045.3669570000002 | 1049.081 | U.S. Energy Information Administration |  |  |  |  | 1117.84 | NO-ESTIMATION | NO-ESTIMATION | NO-ESTIMATION | NO-ESTIMATION | CAPACITY-FACTOR-V1
USA | United States of America | Wheelabrator Frackville Energy |  | USA0050879 | 48 | 40.7824 | -76.1762 | Coal |  |  |  | 1988.0 | Wheelabrator Environmental Systems | U.S. Energy Information Administration | http://www.eia.gov/electricity/data/browser/ | U.S. Energy Information Administration | 36866 | 2019 | 0.0 | 0.0 | 0.0 | 0.0 | 0.0 | 0.0 | 338.306 | U.S. Energy Information Administration |  |  |  |  | 221.72 | NO-ESTIMATION | NO-ESTIMATION | NO-ESTIMATION | NO-ESTIMATION | CAPACITY-FACTOR-V1
USA | United States of America | John B Rich Memorial Power Station |  | USA0010113 | 88.4 | 40.7903 | -76.1983 | Coal | Oil |  |  | 1988.0 | Gilberton Power Co | U.S. Energy Information Administration | http://www.eia.gov/electricity/data/browser/ | U.S. Energy Information Administration | 14964 | 2019 | 654.3770000000001 | 621.949998 | 631.819001 | 631.278997 | 634.5549980000001 | 612.077999 | 624.307 | U.S. Energy Information Administration |  |  |  |  | 408.33 | NO-ESTIMATION | NO-ESTIMATION | NO-ESTIMATION | NO-ESTIMATION | CAPACITY-FACTOR-V1
USA | United States of America | Foster Wheeler Mt Carmel Cogen |  | USA0010343 | 47.3 | 40.8112 | -76.4530 | Coal | Gas |  |  | 1990.0000000000002 | Mount Carmel Cogen Inc | U.S. Energy Information Administration | http://www.eia.gov/electricity/data/browser/ | U.S. Energy Information Administration |  | 2019 | 283.275996 | 279.306004 | 294.020999 | 307.595997 | 315.449997 | 266.629 | 81.195 | U.S. Energy Information Administration |  |  |  |  | 218.48 | NO-ESTIMATION | NO-ESTIMATION | NO-ESTIMATION | NO-ESTIMATION | CAPACITY-FACTOR-V1
USA | United States of America | St Nicholas Cogen Project |  | USA0054634 | 99.2 | 40.8222 | -76.1736 | Coal | Oil |  |  | 1990.0 | Schuylkill Energy Resource Inc | U.S. Energy Information Administration | http://www.eia.gov/electricity/data/browser/ | U.S. Energy Information Administration | 12219 | 2019 | 670.189004 | 683.666 | 660.2430050000002 | 656.968998 | 624.153005 | 621.391998 | 600.494 | U.S. Energy Information Administration |  |  |  |  | 458.22 | HYDRO-V1 | HYDRO-V1 | HYDRO-V1 | HYDRO-V1 | HYDRO-V1
USA | United States of America | Orrville |  | USA0002935 | 84.5 | 40.8510 | -81.7658 | Coal | Gas |  |  | 1965.6745562130177 | City of Orrville - (OH) | U.S. Energy Information Administration | http://www.eia.gov/electricity/data/browser/ | U.S. Energy Information Administration |  | 2019 | 207.725999 | 261.632998 | 221.087003 | 185.512999 | 80.76 | 31.21 | 14.831 | U.S. Energy Information Administration |  |  |  |  | 390.32 | HYDRO-V1 | HYDRO-V1 | HYDRO-V1 | HYDRO-V1 | HYDRO-V1
USA | United States of America | Platte |  | USA0000059 | 109.8 | 40.8548 | -98.3482 | Coal |  |  |  | 1983.0 | City of Grand Island - (NE) | U.S. Energy Information Administration | http://www.eia.gov/electricity/data/browser/ | U.S. Energy Information Administration | 21260 | 2019 | 539.224004 | 517.872998 | 541.7620049999999 | 495.760001 | 323.43600299999997 | 536.722001 | 505.226 | U.S. Energy Information Administration |  |  |  |  | 507.18 | NO-ESTIMATION | NO-ESTIMATION | NO-ESTIMATION | NO-ESTIMATION | CAPACITY-FACTOR-V1
USA | United States of America | Panther Creek Energy Facility |  | USA0050776 | 94 | 40.8556 | -75.8781 | Coal |  |  |  | 1992.0 | Panther Creek Power Operating LLC | U.S. Energy Information Administration | http://www.eia.gov/electricity/data/browser/ | U.S. Energy Information Administration | 17490 | 2019 | 579.413002 | 595.109999 | 471.19199699999996 | 131.616996 | 90.68400000000001 | 152.01900300000003 | 105.383 | U.S. Energy Information Administration |  |  |  |  | 434.2 | NO-ESTIMATION | NO-ESTIMATION | NO-ESTIMATION | NO-ESTIMATION | CAPACITY-FACTOR-V1
USA | United States of America | Archer Daniels Midland Lincoln |  | USA0010862 | 7.9 | 40.8665 | -96.6145 | Coal |  |  |  | 1988.0 | Archer Daniels Midland Co | U.S. Energy Information Administration | http://www.eia.gov/electricity/data/browser/ | U.S. Energy Information Administration |  | 2019 | 0.0 | 0.0 | 0.0 | 0.0 | 0.0 | 0.0 | 26.882 | U.S. Energy Information Administration |  |  |  |  | 36.49 | NO-ESTIMATION | NO-ESTIMATION | NO-ESTIMATION | NO-ESTIMATION | CAPACITY-FACTOR-V1
USA | United States of America | North Valmy |  | USA0008224 | 567 | 40.8813 | -117.1516 | Coal |  |  |  | 1983.533333333333 | Sierra Pacific Power Co | U.S. Energy Information Administration | http://www.eia.gov/electricity/data/browser/ | U.S. Energy Information Administration | 32669 | 2019 | 2530.1960090000002 | 2755.9109980000003 | 1425.256984 | 970.556996 | 652.8319980000001 | 1449.924005 | 1698.721 | U.S. Energy Information Administration |  |  |  |  | 2619.07 | HYDRO-V1 | HYDRO-V1 | HYDRO-V1 | HYDRO-V1 | HYDRO-V1
USA | United States of America | TalenEnergy Montour |  | USA0003149 | 1757.9 | 41.0714 | -76.6672 | Coal |  |  |  | 1972.5079924910403 | TalenEnergy Montour LLC | U.S. Energy Information Administration | http://www.eia.gov/electricity/data/browser/ | U.S. Energy Information Administration | 29952 | 2019 | 7003.610042 | 6918.960993000001 | 6644.097967 | 0.0 | 2750.615021 | 2619.5099969999997 | 1055.951 | U.S. Energy Information Administration |  |  |  |  | 8120.04 | NO-ESTIMATION | NO-ESTIMATION | NO-ESTIMATION | NO-ESTIMATION | CAPACITY-FACTOR-V1
USA | United States of America | Gerald Gentleman |  | USA0006077 | 1362.6 | 41.0808 | -101.1408 | Coal |  |  |  | 1980.5 | Nebraska Public Power District | U.S. Energy Information Administration | http://www.eia.gov/electricity/data/browser/ | U.S. Energy Information Administration | 27286 | 2019 | 0.0 | 0.0 | 0.0 | 0.0 | 0.0 | 0.0 | 8400.555 | U.S. Energy Information Administration |  |  |  |  | 6294.08 | NO-ESTIMATION | NO-ESTIMATION | NO-ESTIMATION | NO-ESTIMATION | CAPACITY-FACTOR-V1
USA | United States of America | Ottumwa |  | USA0006254 | 725.9 | 41.0961 | -92.5558 | Coal |  |  |  | 1981.0 | Interstate Power and Light Co | U.S. Energy Information Administration | http://www.eia.gov/electricity/data/browser/ | U.S. Energy Information Administration | 22820 | 2019 | 3363.2170180000003 | 2632.396017 | 3855.9659819999997 | 3708.9870350000006 | 4019.1320269999997 | 3735.7910150000002 | 3790.697 | U.S. Energy Information Administration |  |  |  |  | 3353.05 | NO-ESTIMATION | NO-ESTIMATION | NO-ESTIMATION | NO-ESTIMATION | SOLAR-V1
USA | United States of America | Walter Scott Jr Energy Center |  | USA0001082 | 1648.3 | 41.1800 | -95.8408 | Coal |  |  |  | 1994.6706910149853 | MidAmerican Energy Co | U.S. Energy Information Administration | http://www.eia.gov/electricity/data/browser/ | U.S. Energy Information Administration | 26312 | 2019 | 10947.151713 | 10799.462388 | 9586.255047 | 8695.387014 | 8563.352037 | 10039.865033 | 8014.203 | U.S. Energy Information Administration |  |  |  |  | 7613.78 | NO-ESTIMATION | NO-ESTIMATION | NO-ESTIMATION | NO-ESTIMATION | CAPACITY-FACTOR-V1
USA | United States of America | R M Schahfer |  | USA0006085 | 2201.4 | 41.2164 | -87.0261 | Coal | Gas |  |  | 1980.742754610702 | Northern Indiana Pub Serv Co | U.S. Energy Information Administration | http://www.eia.gov/electricity/data/browser/ | U.S. Energy Information Administration | 27969 | 2019 | 7359.606084000001 | 7579.802026000001 | 5402.817942 | 4426.066995 | 4962.617961 | 6771.6100240000005 | 5492.575 | U.S. Energy Information Administration |  |  |  |  | 10168.65 | HYDRO-V1 | HYDRO-V1 | HYDRO-V1 | HYDRO-V1 | HYDRO-V1
USA | United States of America | Scrubgrass Generating Plant |  | USA0050974 | 94.7 | 41.2691 | -79.8134 | Coal | Waste |  |  | 1993.0 | Scrubgrass Generating Company LP | U.S. Energy Information Administration | http://www.eia.gov/electricity/data/browser/ | U.S. Energy Information Administration | 35741 | 2019 | 517.120998 | 504.788999 | 0.0 | 0.0 | 0.0 | 0.0 | 241.077 | U.S. Energy Information Administration |  |  |  |  | 437.43 | HYDRO-V1 | HYDRO-V1 | HYDRO-V1 | HYDRO-V1 | HYDRO-V1
USA | United States of America | Louisa |  | USA0006664 | 811.9 | 41.3181 | -91.0931 | Coal |  |  |  | 1983.0 | MidAmerican Energy Co | U.S. Energy Information Administration | http://www.eia.gov/electricity/data/browser/ | U.S. Energy Information Administration | 26327 | 2019 | 4701.403022 | 4970.028953999999 | 3995.922027 | 3371.451016 | 3520.888045 | 4878.998979999999 | 3346.358 | U.S. Energy Information Administration |  |  |  |  | 3750.3 | WIND-V1 | WIND-V1 | WIND-V1 | WIND-V1 | WIND-V1
USA | United States of America | North Omaha |  | USA0002291 | 644.7 | 41.3291 | -95.9447 | Coal | Gas |  |  | 1961.973941368078 | Omaha Public Power District | U.S. Energy Information Administration | http://www.eia.gov/electricity/data/browser/ | U.S. Energy Information Administration | 28896 | 2019 | 3299.848997 | 3060.3770489999997 | 3095.081954 | 2049.391983 | 1912.218968 | 1757.5390140000002 | 1873.296 | U.S. Energy Information Administration |  |  |  |  | 2977.98 | NO-ESTIMATION | NO-ESTIMATION | NO-ESTIMATION | NO-ESTIMATION | CAPACITY-FACTOR-V1
USA | United States of America | Muscatine Plant #1 |  | USA0001167 | 293.5 | 41.3917 | -91.0569 | Coal | Oil | Gas |  | 1978.335604770017 | Board of Water Electric & Communications | U.S. Energy Information Administration | http://www.eia.gov/electricity/data/browser/ | U.S. Energy Information Administration | 27022 | 2019 | 1067.6349930000001 | 958.6000039999999 | 871.537005 | 874.7549980000001 | 797.476999 | 883.0000029999999 | 694.973 | U.S. Energy Information Administration |  |  |  |  | 1355.72 | HYDRO-V1 | HYDRO-V1 | HYDRO-V1 | HYDRO-V1 | HYDRO-V1
USA | United States of America | Archer Daniels Midland Columbus |  | USA0057046 | 71.4 | 41.4164 | -97.2863 | Coal | Waste | Other |  | 2009.9999999999998 | Archer Daniels Midland Co | U.S. Energy Information Administration | http://www.eia.gov/electricity/data/browser/ | U.S. Energy Information Administration | 63207 | 2019 | 0.0 | 0.0 | 0.0 | 0.0 | 0.0 | 0.0 | 292.861 | U.S. Energy Information Administration |  |  |  |  | 329.8 | NO-ESTIMATION | NO-ESTIMATION | NO-ESTIMATION | NO-ESTIMATION | CAPACITY-FACTOR-V1
USA | United States of America | Lon Wright |  | USA0002240 | 213.2 | 41.4281 | -96.4623 | Coal | Oil | Gas | Wind | 1986.5722326454033 | City of Fremont - (NE) | U.S. Energy Information Administration | http://www.eia.gov/electricity/data/browser/ | U.S. Energy Information Administration | 20590 | 2019 | 0.0 | 0.0 | 0.0 | 0.0 | 0.0 | 0.0 | 649.105 | U.S. Energy Information Administration |  |  |  |  | 984.8 | WIND-V1 | WIND-V1 | WIND-V1 | WIND-V1 | WIND-V1
USA | United States of America | Avon Lake |  | USA0002836 | 712.1 | 41.5045 | -82.0546 | Coal | Oil |  |  | 1969.9098441230165 | GenOn Power Midwest LP | U.S. Energy Information Administration | http://www.eia.gov/electricity/data/browser/ | U.S. Energy Information Administration | 16722 | 2019 | 2892.881024 | 2147.0570239999997 | 2753.6069799999996 | 1100.295988 | 535.647999 | 1068.630006 | 443.676 | U.S. Energy Information Administration |  |  |  |  | 3289.31 | NO-ESTIMATION | NO-ESTIMATION | NO-ESTIMATION | NO-ESTIMATION | NO-ESTIMATION
USA | United States of America | General Chemical |  | USA0054318 | 30 | 41.5933 | -109.7542 | Coal | Gas |  |  | 1972.5 | Tata Chemicals Partners | U.S. Energy Information Administration | http://www.eia.gov/electricity/data/browser/ | U.S. Energy Information Administration |  | 2019 | 228.66568199999998 | 228.347819 | 208.41924600000002 | 219.49699600000002 | 218.963999 | 227.182996 | 218.963 | U.S. Energy Information Administration |  |  |  |  | 138.57 | NO-ESTIMATION | NO-ESTIMATION | NO-ESTIMATION | NO-ESTIMATION | CAPACITY-FACTOR-V1
USA | United States of America | Genesis Alkali |  | USA0057915 | 41 | 41.6217 | -109.8119 | Coal | Gas |  |  | 1969.439024390244 | Genesis Alkali LLC | U.S. Energy Information Administration | http://www.eia.gov/electricity/data/browser/ | U.S. Energy Information Administration |  | 2019 | 279.085878 | 297.73399700000004 | 275.121001 | 277.147002 | 271.824005 | 304.479999 | 286.445 | U.S. Energy Information Administration |  |  |  |  | 189.38 | NO-ESTIMATION | NO-ESTIMATION | NO-ESTIMATION | NO-ESTIMATION | WIND-V1
USA | United States of America | Archer Daniels Midland Des Moines |  | USA0010861 | 7.9 | 41.6244 | -93.5845 | Coal |  |  |  | 1988.0 | Archer Daniels Midland Co | U.S. Energy Information Administration | http://www.eia.gov/electricity/data/browser/ | U.S. Energy Information Administration | 13429 | 2019 | 0.0 | 0.0 | 0.0 | 0.0 | 0.0 | 0.0 | 24.755 | U.S. Energy Information Administration |  |  |  |  | 36.49 | NO-ESTIMATION | NO-ESTIMATION | NO-ESTIMATION | NO-ESTIMATION | CAPACITY-FACTOR-V1
USA | United States of America | Will County |  | USA0000884 | 598.4 | 41.6334 | -88.0629 | Coal | Oil |  |  | 1963.0 | Midwest Generations EME LLC | U.S. Energy Information Administration | http://www.eia.gov/electricity/data/browser/ | U.S. Energy Information Administration | 17181 | 2019 | 3869.710956 | 4072.413993 | 2794.1230450000003 | 2112.7199740000005 | 427.18400299999996 | 0.0 | 776.767 | U.S. Energy Information Administration |  |  |  |  | 2764.11 | NO-ESTIMATION | NO-ESTIMATION | NO-ESTIMATION | NO-ESTIMATION | SOLAR-V1
USA | United States of America | University of Notre Dame |  | USA0050366 | 39.6 | 41.7094 | -86.2367 | Coal | Oil | Gas |  | 1992.29292929293 | University of Notre Dame | U.S. Energy Information Administration | http://www.eia.gov/electricity/data/browser/ | U.S. Energy Information Administration |  | 2019 | 69.876445 | 69.696812 | 65.843745 | 72.72774 | 79.41259699999999 | 79.84013100000001 | 80.7991 | U.S. Energy Information Administration |  |  |  |  | 182.91 | HYDRO-V1 | HYDRO-V1 | HYDRO-V1 | HYDRO-V1 | HYDRO-V1
USA | United States of America | Michigan City |  | USA0000997 | 540 | 41.7208 | -86.9086 | Coal | Gas |  |  | 1974.0 | Northern Indiana Pub Serv Co | U.S. Energy Information Administration | http://www.eia.gov/electricity/data/browser/ | U.S. Energy Information Administration | 27965 | 2019 | 2023.234019 | 2738.999003 | 1650.340954 | 1701.530036 | 1280.833001 | 2040.517961 | 1072.965 | U.S. Energy Information Administration |  |  |  |  | 2494.35 | HYDRO-V1 | HYDRO-V1 | HYDRO-V1 | HYDRO-V1 | HYDRO-V1
USA | United States of America | Painesville |  | USA0002936 | 55.5 | 41.7265 | -81.2540 | Coal | Oil | Gas |  | 1972.7477477477478 | City of Painesville | U.S. Energy Information Administration | http://www.eia.gov/electricity/data/browser/ | U.S. Energy Information Administration | 29580 | 2019 | 12.427 | 4.836 | 9.44 | 10.397 | 3.333 | 3.369 | 2.656 | U.S. Energy Information Administration |  |  |  |  | 256.36 | HYDRO-V1 | HYDRO-V1 | HYDRO-V1 | HYDRO-V1 | HYDRO-V1
USA | United States of America | Jim Bridger |  | USA0008066 | 2441.9 | 41.7378 | -108.7875 | Coal | Oil |  |  | 1976.2491093001356 | PacifiCorp | U.S. Energy Information Administration | http://www.eia.gov/electricity/data/browser/ | U.S. Energy Information Administration | 29518 | 2019 | 14817.040609 | 14015.874978 | 13439.341169000001 | 11685.770985000001 | 11642.809507 | 10966.744937 | 11254.9894 | U.S. Energy Information Administration |  |  |  |  | 11279.56 | NO-ESTIMATION | NO-ESTIMATION | NO-ESTIMATION | NO-ESTIMATION | CAPACITY-FACTOR-V1
USA | United States of America | Naughton |  | USA0004162 | 832 | 41.7581 | -110.5983 | Coal | Gas |  |  | 1968.2307692307693 | PacifiCorp | U.S. Energy Information Administration | http://www.eia.gov/electricity/data/browser/ | U.S. Energy Information Administration | 29528 | 2019 | 5533.894962 | 4958.588961000001 | 4899.320967000001 | 4871.838983 | 4740.719994 | 4740.077976 | 2840.67 | U.S. Energy Information Administration |  |  |  |  | 3843.15 | NO-ESTIMATION | NO-ESTIMATION | NO-ESTIMATION | NO-ESTIMATION | CAPACITY-FACTOR-V1
USA | United States of America | Ingredion Incorporated |  | USA0054556 | 54.6 | 41.7775 | -87.8233 | Coal | Gas |  |  | 1991.879120879121 | Ingredion Inc - Illinois | U.S. Energy Information Administration | http://www.eia.gov/electricity/data/browser/ | U.S. Energy Information Administration |  | 2019 | 283.558694 | 297.12999800000006 | 290.330005 | 248.94199600000002 | 280.130001 | 272.46999800000003 | 241.752 | U.S. Energy Information Administration |  |  |  |  | 252.2 | NO-ESTIMATION | NO-ESTIMATION | NO-ESTIMATION | NO-ESTIMATION | CAPACITY-FACTOR-V1
USA | United States of America | Archer Daniels Midland Clinton |  | USA0010860 | 180 | 41.8206 | -90.2097 | Coal | Waste | Biomass | Other | 2009.0 | Archer Daniels Midland Co | U.S. Energy Information Administration | http://www.eia.gov/electricity/data/browser/ | U.S. Energy Information Administration |  | 2019 | 800.823 | 838.855003 | 812.7869969999999 | 720.965996 | 677.0990039999999 | 773.256002 | 771.894 | U.S. Energy Information Administration |  |  |  |  | 831.45 | NO-ESTIMATION | NO-ESTIMATION | NO-ESTIMATION | NO-ESTIMATION | CAPACITY-FACTOR-V1
USA | United States of America | Western Sugar Coop - Scottsbluff |  | USA0057937 | 5 | 41.8589 | -103.6344 | Coal |  |  |  | 1987.0 | Western Sugar Cooperative | U.S. Energy Information Administration | http://www.eia.gov/electricity/data/browser/ | U.S. Energy Information Administration |  | 2019 | 7.697 | 0.0 | 39.52 | 21.592200000000002 | 29.965 | 21.36789 | 27.82 | U.S. Energy Information Administration |  |  |  |  | 23.09 | NO-ESTIMATION | NO-ESTIMATION | NO-ESTIMATION | NO-ESTIMATION | CAPACITY-FACTOR-V1
USA | United States of America | Monroe (MI) |  | USA0001733 | 3293.1 | 41.8906 | -83.3464 | Coal | Petcoke | Oil |  | 1972.7370866356928 | DTE Electric Company | U.S. Energy Information Administration | http://www.eia.gov/electricity/data/browser/ | U.S. Energy Information Administration | 18393 | 2019 | 16182.420814 | 15294.861534 | 16149.154436 | 14024.752309000001 | 15587.053891000001 | 16457.510733 | 15321.7842 | U.S. Energy Information Administration |  |  |  |  | 15211.4 | NO-ESTIMATION | NO-ESTIMATION | NO-ESTIMATION | NO-ESTIMATION | CAPACITY-FACTOR-V1
USA | United States of America | Archer Daniels Midland Cedar Rapids |  | USA0010864 | 294.6 | 41.9221 | -91.6875 | Coal | Waste | Gas |  | 1996.5139171758315 | Archer Daniels Midland Co | U.S. Energy Information Administration | http://www.eia.gov/electricity/data/browser/ | U.S. Energy Information Administration |  | 2019 | 969.293005 | 941.4719970000001 | 937.4850040000001 | 943.520004 | 1019.361996 | 1016.711002 | 1051.384 | U.S. Energy Information Administration |  |  |  |  | 1360.8 | HYDRO-V1 | HYDRO-V1 | HYDRO-V1 | HYDRO-V1 | HYDRO-V1
USA | United States of America | Iowa State University |  | USA0054201 | 46 | 42.0275 | -93.6394 | Coal | Oil | Gas |  | 1982.4369565217391 | Iowa State University | U.S. Energy Information Administration | http://www.eia.gov/electricity/data/browser/ | U.S. Energy Information Administration | 23333 | 2019 | 125.45899899999999 | 114.848 | 114.06700000000001 | 100.09336400000001 | 107.213696 | 108.483622 | 106.527 | U.S. Energy Information Administration |  |  |  |  | 212.48 | NO-ESTIMATION | NO-ESTIMATION | NO-ESTIMATION | NO-ESTIMATION | CAPACITY-FACTOR-V1
USA | United States of America | Laramie River Station |  | USA0006204 | 1710 | 42.1089 | -104.8825 | Coal |  |  |  | 1981.3333333333333 | Basin Electric Power Coop | U.S. Energy Information Administration | http://www.eia.gov/electricity/data/browser/ | U.S. Energy Information Administration | 14078 | 2019 | 11772.094969 | 10102.048961 | 10724.956101 | 10282.950341 | 10249.03729 | 10689.948189 | 9032.133 | U.S. Energy Information Administration |  |  |  |  | 7898.78 | HYDRO-V1 | HYDRO-V1 | HYDRO-V1 | HYDRO-V1 | HYDRO-V1
USA | United States of America | Trenton Channel |  | USA0001745 | 535.5 | 42.1217 | -83.1808 | Coal | Oil | Other |  | 1968.0 | DTE Electric Company | U.S. Energy Information Administration | http://www.eia.gov/electricity/data/browser/ | U.S. Energy Information Administration | 18409 | 2019 | 3415.953977 | 2535.8080459999996 | 2341.924036 | 1964.5780340000001 | 1918.606042 | 1068.363019 | 1397.046 | U.S. Energy Information Administration |  |  |  |  | 2473.56 | NO-ESTIMATION | NO-ESTIMATION | SOLAR-V1 | SOLAR-V1 | SOLAR-V1
USA | United States of America | River Rouge |  | USA0001740 | 368.9 | 42.2739 | -83.1119 | Coal | Oil | Gas |  | 1958.2708050962324 | DTE Electric Company | U.S. Energy Information Administration | http://www.eia.gov/electricity/data/browser/ | U.S. Energy Information Administration | 18403 | 2019 | 2397.522025 | 2295.855 | 1806.0450440000002 | 1002.896997 | 920.000002 | 785.3180070000001 | 624.206 | U.S. Energy Information Administration |  |  |  |  | 1704.01 | NO-ESTIMATION | NO-ESTIMATION | NO-ESTIMATION | NO-ESTIMATION | CAPACITY-FACTOR-V1
USA | United States of America | George Neal North |  | USA0001091 | 584.1 | 42.2998 | -96.3617 | Coal | Gas |  |  | 1975.0 | MidAmerican Energy Co | U.S. Energy Information Administration | http://www.eia.gov/electricity/data/browser/ | U.S. Energy Information Administration | 26318 | 2019 | 3664.009017 | 3342.1369640000003 | 2526.065954 | 1851.675036 | 2155.9239689999995 | 2277.961042 | 1628.432 | U.S. Energy Information Administration |  |  |  |  | 2698.06 | HYDRO-V1 | HYDRO-V1 | HYDRO-V1 | HYDRO-V1 | HYDRO-V1
USA | United States of America | George Neal South |  | USA0007343 | 695.9 | 42.3006 | -96.3617 | Coal |  |  |  | 1978.9999999999998 | MidAmerican Energy Co | U.S. Energy Information Administration | http://www.eia.gov/electricity/data/browser/ | U.S. Energy Information Administration |  | 2019 | 3087.6520429999996 | 4323.333046 | 4229.531037000001 | 2710.4529989999996 | 2442.1529640000003 | 3090.593039 | 1543.516 | U.S. Energy Information Administration |  |  |  |  | 3214.48 | NO-ESTIMATION | NO-ESTIMATION | NO-ESTIMATION | NO-ESTIMATION | CAPACITY-FACTOR-V1
USA | United States of America | Waukegan |  | USA0000883 | 793.7 | 42.3833 | -87.8133 | Coal | Oil | Gas |  | 1961.201713493763 | Midwest Generations EME LLC | U.S. Energy Information Administration | http://www.eia.gov/electricity/data/browser/ | U.S. Energy Information Administration | 17178 | 2019 | 3509.115021 | 2787.02003 | 1796.2890080000002 | 1772.89697 | 1839.506029 | 1637.1959680000002 | 1193.868 | U.S. Energy Information Administration |  |  |  |  | 3666.23 | NO-ESTIMATION | NO-ESTIMATION | SOLAR-V1 | SOLAR-V1 | SOLAR-V1
USA | United States of America | Dunkirk Generating Plant |  | USA0002554 | 627.2 | 42.4915 | -79.3466 | Coal |  |  |  | 1956.7448979591834 | Dunkirk Power LLC | U.S. Energy Information Administration | http://www.eia.gov/electricity/data/browser/ | U.S. Energy Information Administration | 27799 | 2019 | 0.0 | 0.0 | 0.0 | 0.0 |  |  |  | U.S. Energy Information Administration |  |  |  |  | 2897.14 | NO-ESTIMATION | NO-ESTIMATION | NO-ESTIMATION | NO-ESTIMATION | CAPACITY-FACTOR-V1
USA | United States of America | Amalgamated Sugar Twin Falls |  | USA0010504 | 10.2 | 42.5328 | -114.4328 | Coal | Gas |  |  | 1976.352941176471 | The Amalgamated Sugar Co | U.S. Energy Information Administration | http://www.eia.gov/electricity/data/browser/ | U.S. Energy Information Administration |  | 2019 | 49.23266 | 46.019498 | 46.019498 | 51.971438 | 54.206056000000004 | 47.641442 | 52.2384 | U.S. Energy Information Administration |  |  |  |  | 47.11 | NO-ESTIMATION | NO-ESTIMATION | NO-ESTIMATION | NO-ESTIMATION | CAPACITY-FACTOR-V1
USA | United States of America | Erickson Station |  | USA0001832 | 154.7 | 42.6922 | -84.6572 | Coal |  |  |  | 1973.0 | Lansing Board of Water and Light | U.S. Energy Information Administration | http://www.eia.gov/electricity/data/browser/ | U.S. Energy Information Administration | 24585 | 2019 | 977.370003 | 935.528998 | 869.7619960000001 | 793.1330049999999 | 984.449001 | 728.4890050000001 | 691.488 | U.S. Energy Information Administration |  |  |  |  | 714.58 | NO-ESTIMATION | NO-ESTIMATION | NO-ESTIMATION | NO-ESTIMATION | CAPACITY-FACTOR-V1
USA | United States of America | Eckert Station |  | USA0001831 | 240 | 42.7184 | -84.5581 | Coal |  |  |  | 1967.6666666666667 | Lansing Board of Water and Light | U.S. Energy Information Administration | http://www.eia.gov/electricity/data/browser/ | U.S. Energy Information Administration | 24584 | 2019 | 511.50999900000005 | 549.251998 | 500.87600299999997 | 540.333005 | 352.13 | 384.05699799999996 | 44.643 | U.S. Energy Information Administration |  |  |  |  | 1108.6 | HYDRO-V1 | HYDRO-V1 | HYDRO-V1 | HYDRO-V1 | HYDRO-V1
USA | United States of America | St Clair |  | USA0001743 | 1233.5 | 42.7642 | -82.4719 | Coal | Oil | Gas |  | 1962.7807053100933 | DTE Electric Company | U.S. Energy Information Administration | http://www.eia.gov/electricity/data/browser/ | U.S. Energy Information Administration | 18406 | 2019 | 6242.459983999999 | 5415.935965 | 5446.470041 | 0.0 | 3548.033048 | 4530.894957000001 | 3900.957 | U.S. Energy Information Administration |  |  |  |  | 5697.75 | HYDRO-V1 | HYDRO-V1 | HYDRO-V1 | HYDRO-V1 | HYDRO-V1
USA | United States of America | Belle River |  | USA0006034 | 1664.4 | 42.7756 | -82.4950 | Coal | Oil | Gas |  | 1986.7009733237203 | DTE Electric Company | U.S. Energy Information Administration | http://www.eia.gov/electricity/data/browser/ | U.S. Energy Information Administration | 18378 | 2019 | 7878.587009 | 7791.593971 | 7538.925963000001 | 6866.688953 | 7191.981048 | 7900.600982 | 5801.672 | U.S. Energy Information Administration |  |  |  |  | 7688.15 | NO-ESTIMATION | NO-ESTIMATION | NO-ESTIMATION | NO-ESTIMATION | CAPACITY-FACTOR-V1
USA | United States of America | Dave Johnston |  | USA0004158 | 922.2 | 42.8378 | -105.7769 | Coal | Oil |  |  | 1966.587508132726 | PacifiCorp | U.S. Energy Information Administration | http://www.eia.gov/electricity/data/browser/ | U.S. Energy Information Administration | 29503 | 2019 | 5295.073977000001 | 5183.443971000001 | 5140.970019 | 5088.5040229999995 | 4519.977964000001 | 4800.370977 | 4686.379 | U.S. Energy Information Administration |  |  |  |  | 4259.8 | SOLAR-V1 | SOLAR-V1 | SOLAR-V1 | SOLAR-V1 | SOLAR-V1
USA | United States of America | South Oak Creek |  | USA0004041 | 1240 | 42.8457 | -87.8294 | Coal |  |  |  | 1963.592258064516 | Wisconsin Electric Power Co | U.S. Energy Information Administration | http://www.eia.gov/electricity/data/browser/ | U.S. Energy Information Administration | 37193 | 2019 | 0.0 | 0.0 | 0.0 | 0.0 | 0.0 | 4767.153023 | 3806.012 | U.S. Energy Information Administration |  |  |  |  | 5727.77 | SOLAR-V1 | SOLAR-V1 | SOLAR-V1 | SOLAR-V1 | SOLAR-V1
USA | United States of America | Elm Road Generating Station |  | USA0056068 | 1402.6 | 42.8492 | -87.8336 | Coal | Gas |  |  | 2010.5 | Wisconsin Electric Power Co | U.S. Energy Information Administration | http://www.eia.gov/electricity/data/browser/ | U.S. Energy Information Administration | 49819 | 2019 | 3350.6380510000004 | 6820.940021 | 7123.68309 | 0.0 | 7387.65499 | 7913.698028 | 7577.896 | U.S. Energy Information Administration |  |  |  |  | 6478.85 | NO-ESTIMATION | NO-ESTIMATION | NO-ESTIMATION | NO-ESTIMATION | CAPACITY-FACTOR-V1
USA | United States of America | J H Campbell |  | USA0001710 | 1560.8 | 42.9103 | -86.2007 | Coal |  |  |  | 1973.7865197334702 | Consumers Energy Co | U.S. Energy Information Administration | http://www.eia.gov/electricity/data/browser/ | U.S. Energy Information Administration | 17527 | 2019 | 0.0 | 0.0 | 8750.018952999999 | 6469.844018 | 8009.538992 | 7660.703973 | 8401.561 | U.S. Energy Information Administration |  |  |  |  | 7209.6 | NO-ESTIMATION | NO-ESTIMATION | NO-ESTIMATION | NO-ESTIMATION | CAPACITY-FACTOR-V1
USA | United States of America | J B Sims |  | USA0001825 | 80 | 43.0706 | -86.2350 | Coal |  |  |  | 1983.0 | City of Grand Haven - (MI) | U.S. Energy Information Administration | http://www.eia.gov/electricity/data/browser/ | U.S. Energy Information Administration | 21256 | 2019 | 123.691002 | 174.46200299999998 | 205.406996 | 285.80500200000006 | 274.707997 | 171.38100200000002 | 167.249 | U.S. Energy Information Administration |  |  |  |  | 369.53 | NO-ESTIMATION | NO-ESTIMATION | NO-ESTIMATION | NO-ESTIMATION | CAPACITY-FACTOR-V1
USA | United States of America | Schiller |  | USA0002367 | 171.2 | 43.0978 | -70.7842 | Coal | Waste | Gas | Oil | 1956.5654205607477 | Granite Shore Power | U.S. Energy Information Administration | http://www.eia.gov/electricity/data/browser/ | U.S. Energy Information Administration | 30831 | 2019 | 508.83000000000004 | 500.274003 | 473.86400000000003 | 376.48000299999995 | 351.433001 | 356.095004 | 263.875 | U.S. Energy Information Administration |  |  |  |  | 790.8 | NO-ESTIMATION | NO-ESTIMATION | SOLAR-V1 | SOLAR-V1 | SOLAR-V1
USA | United States of America | Merrimack |  | USA0002364 | 496.4 | 43.1411 | -71.4692 | Coal | Oil |  |  | 1966.4355358581788 | Granite Shore Power | U.S. Energy Information Administration | http://www.eia.gov/electricity/data/browser/ | U.S. Energy Information Administration | 30827 | 2019 | 1318.6030179999998 | 1152.849969 | 791.1980000000001 | 360.40900300000004 | 238.241004 | 549.623004 | 301.655 | U.S. Energy Information Administration |  |  |  |  | 2292.95 | NO-ESTIMATION | NO-ESTIMATION | NO-ESTIMATION | NO-ESTIMATION | CAPACITY-FACTOR-V1
USA | United States of America | RED-Rochester LLC |  | USA0010025 | 133.3 | 43.1989 | -77.6319 | Coal | Oil | Gas | Hydro | 1970.7051762940735 | RED-Rochester LLC | U.S. Energy Information Administration | http://www.eia.gov/electricity/data/browser/ | U.S. Energy Information Administration |  | 2019 | 0.0 | 0.0 | 0.0 | 0.0 | 0.0 | 0.0 | 316.292 | U.S. Energy Information Administration |  |  |  |  | 615.73 | NO-ESTIMATION | NO-ESTIMATION | NO-ESTIMATION | NO-ESTIMATION | CAPACITY-FACTOR-V1
USA | United States of America | Lansing |  | USA0001047 | 274.5 | 43.3359 | -91.1675 | Coal | Oil |  |  | 1977.0 | Interstate Power and Light Co | U.S. Energy Information Administration | http://www.eia.gov/electricity/data/browser/ | U.S. Energy Information Administration | 23243 | 2019 | 0.0 | 0.0 | 860.419998 | 0.0 | 0.0 | 0.0 | 441.909 | U.S. Energy Information Administration |  |  |  |  | 1267.96 | NO-ESTIMATION | NO-ESTIMATION | NO-ESTIMATION | NO-ESTIMATION | CAPACITY-FACTOR-V1
USA | United States of America | Somerset Operating Co LLC |  | USA0006082 | 655.1 | 43.3589 | -78.6047 | Coal | Petcoke |  |  | 1984.0000000000002 | Somerset Operating Co LLC | U.S. Energy Information Administration | http://www.eia.gov/electricity/data/browser/ | U.S. Energy Information Administration | 27592 | 2019 | 2073.6950309999997 | 1786.614034 | 614.8829969999999 | 627.632005 | 347.691997 | 592.959 | 345.276 | U.S. Energy Information Administration |  |  |  |  | 3026.02 | SOLAR-V1 | SOLAR-V1 | SOLAR-V1 | SOLAR-V1 | SOLAR-V1
USA | United States of America | Columbia (WI) |  | USA0008023 | 1112 | 43.4864 | -89.4203 | Coal |  |  |  | 1976.5 | Wisconsin Power & Light Co | U.S. Energy Information Administration | http://www.eia.gov/electricity/data/browser/ | U.S. Energy Information Administration | 37225 | 2019 | 7238.409967 | 4939.935042 | 4859.658041000001 | 0.0 | 6509.344017 | 6641.670035 | 5366.563 | U.S. Energy Information Administration |  |  |  |  | 5136.52 | NO-ESTIMATION | NO-ESTIMATION | NO-ESTIMATION | NO-ESTIMATION | CAPACITY-FACTOR-V1
USA | United States of America | Genoa |  | USA0004143 | 345.6 | 43.5589 | -91.2325 | Coal | Oil |  |  | 1969.0 | Dairyland Power Coop | U.S. Energy Information Administration | http://www.eia.gov/electricity/data/browser/ | U.S. Energy Information Administration | 18015 | 2019 | 0.0 | 1605.45602 | 0.0 | 0.0 | 0.0 | 0.0 | 1188.925 | U.S. Energy Information Administration |  |  |  |  | 1596.38 | HYDRO-V1 | HYDRO-V1 | HYDRO-V1 | HYDRO-V1 | HYDRO-V1
USA | United States of America | Edgewater |  | USA0004050 | 413.7 | 43.7151 | -87.7059 | Coal |  |  |  | 1985.0 | Wisconsin Power & Light Co | U.S. Energy Information Administration | http://www.eia.gov/electricity/data/browser/ | U.S. Energy Information Administration | 37226 | 2019 | 0.0 | 0.0 | 3896.652987 | 3455.141001 | 3791.364994 | 3287.0580440000003 | 1427.122 | U.S. Energy Information Administration |  |  |  |  | 1910.95 | WIND-V1 | WIND-V1 | WIND-V1 | WIND-V1 | WIND-V1
USA | United States of America | MSC Sebewaing |  | USA0057949 | 2.5 | 43.7411 | -83.4472 | Coal | Gas |  |  | 1985.6 | Michigan Sugar Company | U.S. Energy Information Administration | http://www.eia.gov/electricity/data/browser/ | U.S. Energy Information Administration |  | 2019 | 1.204 | 1.1019999999999999 | 1.423 | 0.8510000000000001 | 0.43800000000000006 | 0.14400000000000002 | 0.676 | U.S. Energy Information Administration |  |  |  |  | 11.54 | NO-ESTIMATION | NO-ESTIMATION | NO-ESTIMATION | NO-ESTIMATION | CAPACITY-FACTOR-V1
USA | United States of America | Archer Daniels Midland Mankato |  | USA0010863 | 6.1 | 44.1871 | -93.9924 | Coal |  |  |  | 1987.0 | Archer Daniels Midland Co | U.S. Energy Information Administration | http://www.eia.gov/electricity/data/browser/ | U.S. Energy Information Administration | 13434 | 2019 | 21.372 | 22.415 | 23.087 | 22.830000000000002 | 23.314 | 22.11 | 3.85 | U.S. Energy Information Administration |  |  |  |  | 28.17 | NO-ESTIMATION | NO-ESTIMATION | NO-ESTIMATION | NO-ESTIMATION | CAPACITY-FACTOR-V1
USA | United States of America | TES Filer City Station |  | USA0050835 | 70 | 44.2173 | -86.2891 | Coal | Waste | Gas | Other | 1990.0 | TES Filer City Station LP | U.S. Energy Information Administration | http://www.eia.gov/electricity/data/browser/ | U.S. Energy Information Administration | 16794 | 2019 | 454.36700299999995 | 497.733999 | 505.019005 | 506.326003 | 486.900999 | 505.4000050000001 | 452.985 | U.S. Energy Information Administration |  |  |  |  | 323.34 | HYDRO-V1 | HYDRO-V1 | HYDRO-V1 | HYDRO-V1 | HYDRO-V1
USA | United States of America | Neil Simpson II |  | USA0007504 | 130 | 44.2856 | -105.3833 | Coal | Gas |  |  | 1996.5384615384614 | Black Hills Power Inc. d/b/a | U.S. Energy Information Administration | http://www.eia.gov/electricity/data/browser/ | U.S. Energy Information Administration | 14604 | 2019 | 678.089005 | 578.9300010000001 | 611.222005 | 609.0269979999999 | 557.412998 | 664.448999 | 714.853 | U.S. Energy Information Administration |  |  |  |  | 600.49 | NO-ESTIMATION | NO-ESTIMATION | NO-ESTIMATION | NO-ESTIMATION | CAPACITY-FACTOR-V1
USA | United States of America | Wygen 1 |  | USA0055479 | 90 | 44.2858 | -105.3833 | Coal | Gas |  |  | 2003.0 | Black Hills Power Inc. d/b/a | U.S. Energy Information Administration | http://www.eia.gov/electricity/data/browser/ | U.S. Energy Information Administration | 37425 | 2019 | 705.252002 | 705.405997 | 734.553002 | 710.523999 | 721.780005 | 639.452002 | 703.377 | U.S. Energy Information Administration |  |  |  |  | 415.72 | HYDRO-V1 | HYDRO-V1 | HYDRO-V1 | HYDRO-V1 | HYDRO-V1
USA | United States of America | Wyodak |  | USA0006101 | 402.3 | 44.2901 | -105.3815 | Coal | Oil |  |  | 1978.0 | PacifiCorp | U.S. Energy Information Administration | http://www.eia.gov/electricity/data/browser/ | U.S. Energy Information Administration | 29560 | 2019 | 2515.396046 | 2622.574952 | 2563.5820190000004 | 2056.357982 | 2565.0529979999997 | 2251.975988 | 1850.871 | U.S. Energy Information Administration |  |  |  |  | 1858.29 | NO-ESTIMATION | NO-ESTIMATION | NO-ESTIMATION | NO-ESTIMATION | NO-ESTIMATION
USA | United States of America | Wygen III |  | USA0056596 | 116 | 44.2919 | -105.3806 | Coal | Gas |  |  | 2010.0 | Black Hills Power Inc. d/b/a | U.S. Energy Information Administration | http://www.eia.gov/electricity/data/browser/ | U.S. Energy Information Administration | 58328 | 2019 | 837.892996 | 838.9770000000001 | 773.8019959999999 | 821.6990040000001 | 772.444005 | 852.015005 | 762.334 | U.S. Energy Information Administration |  |  |  |  | 535.82 | NO-ESTIMATION | NO-ESTIMATION | NO-ESTIMATION | NO-ESTIMATION | CAPACITY-FACTOR-V1
USA | United States of America | Wygen 2 |  | USA0056319 | 95 | 44.2919 | -105.3811 | Coal | Gas |  |  | 2008.0 | Black Hills Power Inc. d/b/a | U.S. Energy Information Administration | http://www.eia.gov/electricity/data/browser/ | U.S. Energy Information Administration |  | 2019 | 688.317999 | 697.290002 | 690.6129970000001 | 734.354003 | 745.363003 | 769.5490040000001 | 730.72 | U.S. Energy Information Administration |  |  |  |  | 438.82 | NO-ESTIMATION | NO-ESTIMATION | NO-ESTIMATION | NO-ESTIMATION | CAPACITY-FACTOR-V1
USA | United States of America | John P Madgett |  | USA0004271 | 387 | 44.3036 | -91.9126 | Coal |  |  |  | 1979.0 | Dairyland Power Coop | U.S. Energy Information Administration | http://www.eia.gov/electricity/data/browser/ | U.S. Energy Information Administration | 18016 | 2019 | 2453.238035 | 1383.643016 | 1502.812024 | 1786.9709910000001 | 1532.4719599999999 | 0.0 | 1534.882 | U.S. Energy Information Administration |  |  |  |  | 1787.62 | NO-ESTIMATION | NO-ESTIMATION | NO-ESTIMATION | NO-ESTIMATION | CAPACITY-FACTOR-V1
USA | United States of America | Dry Fork Station |  | USA0056609 | 483.7 | 44.3889 | -105.4608 | Coal |  |  |  | 2011.0 | Basin Electric Power Coop | U.S. Energy Information Administration | http://www.eia.gov/electricity/data/browser/ | U.S. Energy Information Administration | 53739 | 2019 | 3066.624978 | 3277.4390099999996 | 3160.6150009999997 | 2830.760022 | 3229.808 | 2979.571966 | 2565.548 | U.S. Energy Information Administration |  |  |  |  | 2234.29 | NO-ESTIMATION | NO-ESTIMATION | NO-ESTIMATION | NO-ESTIMATION | SOLAR-V1
USA | United States of America | Biron Mill |  | USA0010234 | 61.6 | 44.4300 | -89.7800 | Coal | Waste | Gas |  | 1968.185064935065 | ND Paper Inc. | U.S. Energy Information Administration | http://www.eia.gov/electricity/data/browser/ | U.S. Energy Information Administration | 17458 | 2019 | 245.50500000000002 | 273.656996 | 271.98500299999995 | 203.636001 | 0.0 | 0.0 | 164.179 | U.S. Energy Information Administration |  |  |  |  | 284.54 | NO-ESTIMATION | NO-ESTIMATION | NO-ESTIMATION | NO-ESTIMATION | CAPACITY-FACTOR-V1
USA | United States of America | Southern Minnesota Beet Sugar |  | USA0054533 | 7.5 | 44.7964 | -95.1798 | Coal | Gas |  |  | 1976.0 | Southern Minnesota Beet Sugar | U.S. Energy Information Administration | http://www.eia.gov/electricity/data/browser/ | U.S. Energy Information Administration |  | 2019 | 0.0 | 0.0 | 0.0 | 0.0 | 0.0 | 0.0 | 19.684 | U.S. Energy Information Administration |  |  |  |  | 34.64 | NO-ESTIMATION | NO-ESTIMATION | NO-ESTIMATION | NO-ESTIMATION | CAPACITY-FACTOR-V1
USA | United States of America | Weston |  | USA0004078 | 1103.4 | 44.8606 | -89.6553 | Coal | Oil | Gas |  | 1993.6999274968277 | Wisconsin Public Service Corp | U.S. Energy Information Administration | http://www.eia.gov/electricity/data/browser/ | U.S. Energy Information Administration | 37261 | 2019 | 6086.081999 | 0.0 | 4413.634979 | 0.0 | 4299.410043999999 | 0.0 | 4409.017 | U.S. Energy Information Administration |  |  |  |  | 5096.79 | HYDRO-V1 | HYDRO-V1 | HYDRO-V1 | HYDRO-V1 | HYDRO-V1
USA | United States of America | Allen S King |  | USA0001915 | 598.4 | 45.0300 | -92.7786 | Coal | Oil | Gas |  | 1958.0 | Northern States Power Co - Minnesota | U.S. Energy Information Administration | http://www.eia.gov/electricity/data/browser/ | U.S. Energy Information Administration | 28231 | 2019 | 2528.928022 | 2992.941966 | 3030.0169650000003 | 2715.573021 | 2913.347041 | 2698.6910470000003 | 1739.179 | U.S. Energy Information Administration |  |  |  |  | 2764.11 | NO-ESTIMATION | NO-ESTIMATION | NO-ESTIMATION | SOLAR-V1 | SOLAR-V1
USA | United States of America | Big Stone |  | USA0006098 | 451 | 45.3037 | -96.5101 | Coal | Waste | Oil |  | 1975.0 | Otter Tail Power Co | U.S. Energy Information Administration | http://www.eia.gov/electricity/data/browser/ | U.S. Energy Information Administration | 29225 | 2019 | 0.0 | 0.0 | 0.0 | 0.0 | 0.0 | 0.0 | 2619.088 | U.S. Energy Information Administration |  |  |  |  | 2083.24 | NO-ESTIMATION | NO-ESTIMATION | NO-ESTIMATION | NO-ESTIMATION | WIND-V1
USA | United States of America | Sherburne County |  | USA0006090 | 2469.3 | 45.3808 | -93.8931 | Coal | Oil |  |  | 1980.491556311505 | Northern States Power Co - Minnesota | U.S. Energy Information Administration | http://www.eia.gov/electricity/data/browser/ | U.S. Energy Information Administration | 28287 | 2019 | 8804.711016000001 | 13324.305246 | 12160.149948 | 11767.029625 | 11888.100858000002 | 12477.636507000001 | 10752.6537 | U.S. Energy Information Administration |  |  |  |  | 11406.12 | WIND-V1 | WIND-V1 | WIND-V1 | WIND-V1 | WIND-V1
USA | United States of America | Boardman |  | USA0006106 | 642.2 | 45.6932 | -119.8088 | Coal |  |  |  | 1979.9999999999998 | Portland General Electric Co | U.S. Energy Information Administration | http://www.eia.gov/electricity/data/browser/ | U.S. Energy Information Administration | 30440 | 2019 | 3764.2559760000004 | 3202.306967 | 2383.3459679999996 | 1903.0519800000002 | 1738.4249960000002 | 1285.499974 | 2573.942 | U.S. Energy Information Administration |  |  |  |  | 2966.43 | WIND-V1 | WIND-V1 | WIND-V1 | WIND-V1 | WIND-V1
USA | United States of America | Hardin Generator Project |  | USA0055749 | 115.7 | 45.7578 | -107.6000 | Coal | Gas |  |  | 2006.0 | Heorot Power Management | U.S. Energy Information Administration | http://www.eia.gov/electricity/data/browser/ | U.S. Energy Information Administration | 48581 | 2019 | 614.8829959999999 | 679.7749969999999 | 489.990004 | 349.10899700000004 | 118.345001 | 147.37799700000002 | 137.176 | U.S. Energy Information Administration |  |  |  |  | 534.43 | NO-ESTIMATION | SOLAR-V1 | SOLAR-V1 | SOLAR-V1 | SOLAR-V1
USA | United States of America | Western Sugar Cooperative - Billings |  | USA0062319 | 1.5 | 45.7653 | -108.4992 | Coal | Gas |  |  | 2011.0 | Western Sugar Cooperative - Billings | U.S. Energy Information Administration | http://www.eia.gov/electricity/data/browser/ | U.S. Energy Information Administration |  | 2019 | [5 empty] | 5.443 | 5.112 | U.S. Energy Information Administration |  |  |  |  | 6.92 | NO-ESTIMATION | NO-ESTIMATION | NO-ESTIMATION | NO-ESTIMATION | CAPACITY-FACTOR-V1
USA | United States of America | Colstrip |  | USA0006076 | 2363.4 | 45.8831 | -106.6140 | Coal |  |  |  | 1982.121942963527 | Talen Montana LLC | U.S. Energy Information Administration | http://www.eia.gov/electricity/data/browser/ | U.S. Energy Information Administration | 26729 | 2019 | 12737.862975 | 13729.879077000001 | 14844.275014 | 13358.655657000001 | 13337.994304 | 12656.682415 | 13407.6817 | U.S. Energy Information Administration |  |  |  |  | 10916.95 | HYDRO-V1 | HYDRO-V1 | HYDRO-V1 | HYDRO-V1 | HYDRO-V1
USA | United States of America | Colstrip Energy LP |  | USA0010784 | 46.1 | 45.9752 | -106.6547 | Coal |  |  |  | 1990.0 | Colstrip Energy LP | U.S. Energy Information Administration | http://www.eia.gov/electricity/data/browser/ | U.S. Energy Information Administration |  | 2019 | 326.41699600000004 | 309.48000500000006 | 313.713997 | 313.01299600000004 | 189.92399600000002 | 327.552005 | 301.048 | U.S. Energy Information Administration |  |  |  |  | 212.94
USA | United States of America | Hoot Lake |  | USA0001943 | 130.7 | 46.2906 | -96.0433 | Coal | Oil | Hydro |  | 1961.5432287681715 | Otter Tail Power Co | U.S. Energy Information Administration | http://www.eia.gov/electricity/data/browser/ | U.S. Energy Information Administration | 29243 | 2019 | 813.244996 | 586.234999 | 301.10349 | 222.094997 | 253.946002 | 528.693004 | 319.059 | U.S. Energy Information Administration |  |  |  |  | 603.72 | NO-ESTIMATION | NO-ESTIMATION | NO-ESTIMATION | NO-ESTIMATION | NO-ESTIMATION
USA | United States of America | Neenah Paper Munising Mill |  | USA0054867 | 6.2 | 46.4094 | -86.6443 | Coal |  |  |  | 1930.0 | Neenah Paper Michigan Inc. | U.S. Energy Information Administration | http://www.eia.gov/electricity/data/browser/ | U.S. Energy Information Administration | 24086 | 2019 | 27.71 | 31.756 | 34.016 | 33.847 | 34.0 | 34.838 | 0.564 | U.S. Energy Information Administration |  |  |  |  | 28.63 | NO-ESTIMATION | NO-ESTIMATION | NO-ESTIMATION | NO-ESTIMATION | CAPACITY-FACTOR-V1
USA | United States of America | Transalta Centralia Generation |  | USA0003845 | 1459.8 | 46.7559 | -122.8598 | Coal | Oil |  |  | 1973.0 | TransAlta Centralia Gen LLC | U.S. Energy Information Administration | http://www.eia.gov/electricity/data/browser/ | U.S. Energy Information Administration | 29490 | 2019 | 0.0 | 0.0 | 5023.377033 | 4576.834977 | 5471.713951000001 | 5367.3829510000005 | 7154.907 | U.S. Energy Information Administration |  |  |  |  | 6743.07 | NO-ESTIMATION | NO-ESTIMATION | NO-ESTIMATION | NO-ESTIMATION | CAPACITY-FACTOR-V1
USA | United States of America | R M Heskett |  | USA0002790 | 203 | 46.8669 | -100.8836 | Coal | Gas | Other |  | 1983.334975369458 | Montana-Dakota Utilities Co | U.S. Energy Information Administration | http://www.eia.gov/electricity/data/browser/ | U.S. Energy Information Administration | 26757 | 2019 | 444.867 | 0.0 | 501.841003 | 461.473996 | 456.777996 | 507.158004 | 439.44 | U.S. Energy Information Administration |  |  |  |  | 937.69 | NO-ESTIMATION | NO-ESTIMATION | NO-ESTIMATION | NO-ESTIMATION | NO-ESTIMATION
USA | United States of America | American Crystal Sugar Moorhead |  | USA0054211 | 5 | 46.9026 | -96.7611 | Coal |  |  |  | 1953.2 | American Crystal Sugar Co | U.S. Energy Information Administration | http://www.eia.gov/electricity/data/browser/ | U.S. Energy Information Administration | 59001 | 2019 | 52.176300000000005 | 36.733900000000006 | 42.06114 | 38.80388 | 0.0 | 0.0 | 0 | U.S. Energy Information Administration |  |  |  |  | 23.09 | HYDRO-V1 | HYDRO-V1 | HYDRO-V1 | HYDRO-V1 | HYDRO-V1
USA | United States of America | Milton R Young |  | USA0002823 | 734 | 47.0659 | -101.2131 | Coal |  |  |  | 1974.5490463215258 | Minnkota Power Coop Inc | U.S. Energy Information Administration | http://www.eia.gov/electricity/data/browser/ | U.S. Energy Information Administration | 26532 | 2019 | 4208.6950209999995 | 4557.992024000001 | 4902.363023 | 4360.781955 | 5330.959019 | 4908.950985 | 4705.187 | U.S. Energy Information Administration |  |  |  |  | 3390.47 | NO-ESTIMATION | NO-ESTIMATION | NO-ESTIMATION | NO-ESTIMATION | CAPACITY-FACTOR-V1
USA | United States of America | Coyote |  | USA0008222 | 450 | 47.2214 | -101.8157 | Coal |  |  |  | 1981.0 | Otter Tail Power Co | U.S. Energy Information Administration | http://www.eia.gov/electricity/data/browser/ | U.S. Energy Information Administration | 26753 | 2019 | 2650.881036 | 2745.038039 | 1921.13797 | 2447.567971 | 2625.939048 | 3070.6069629999997 | 2061.731 | U.S. Energy Information Administration |  |  |  |  | 2078.62 | NO-ESTIMATION | NO-ESTIMATION | NO-ESTIMATION | NO-ESTIMATION | CAPACITY-FACTOR-V1
USA | United States of America | Rapids Energy Center |  | USA0010686 | 28.4 | 47.2348 | -93.5372 | Coal | Waste | Gas | Hydro | 1972.6830985915492 | ALLETE Inc. | U.S. Energy Information Administration | http://www.eia.gov/electricity/data/browser/ | U.S. Energy Information Administration | 14634 | 2019 | 108.12989 | 118.662986 | 118.02688899999998 | 119.808166 | 126.47367 | 118.485 | 25.011 | U.S. Energy Information Administration |  |  |  |  | 131.18 | NO-ESTIMATION | SOLAR-V1 | SOLAR-V1 | SOLAR-V1 | SOLAR-V1
USA | United States of America | Clay Boswell |  | USA0001893 | 923.3 | 47.2611 | -93.6528 | Coal | Oil | Gas |  | 1977.2365428354815 | ALLETE Inc. | U.S. Energy Information Administration | http://www.eia.gov/electricity/data/browser/ | U.S. Energy Information Administration | 26506 | 2019 | 0.0 | 0.0 | 0.0 | 0.0 | 0.0 | 0.0 | 4810.98 | U.S. Energy Information Administration |  |  |  |  | 4264.88 | NO-ESTIMATION | NO-ESTIMATION | NO-ESTIMATION | NO-ESTIMATION | SOLAR-V1
USA | United States of America | Leland Olds |  | USA0002817 | 656 | 47.2808 | -101.3212 | Coal |  |  |  | 1972.7073170731708 | Basin Electric Power Coop | U.S. Energy Information Administration | http://www.eia.gov/electricity/data/browser/ | U.S. Energy Information Administration | 14079 | 2019 | 4095.4900439999997 | 3453.4550160000003 | 3581.670007 | 3995.3219959999997 | 3723.961981 | 3359.464969 | 3605.405 | U.S. Energy Information Administration |  |  |  |  | 3030.17 | NO-ESTIMATION | SOLAR-V1 | SOLAR-V1 | SOLAR-V1 | SOLAR-V1
USA | United States of America | Silver Bay Power |  | USA0010849 | 131.6 | 47.2866 | -91.2605 | Coal | Gas |  |  | 1959.340425531915 | Cleveland Cliffs Inc | U.S. Energy Information Administration | http://www.eia.gov/electricity/data/browser/ | U.S. Energy Information Administration | 17988 | 2019 | 568.027004 | 605.383003 | 477.43599900000004 | 317.726 | 400.608002 | 356.16500199999996 | 182.439 | U.S. Energy Information Administration |  |  |  |  | 607.88 | NO-ESTIMATION | NO-ESTIMATION | NO-ESTIMATION | NO-ESTIMATION | CAPACITY-FACTOR-V1
USA | United States of America | Antelope Valley |  | USA0006469 | 954 | 47.3705 | -101.8357 | Coal |  |  |  | 1985.0 | Basin Electric Power Coop | U.S. Energy Information Administration | http://www.eia.gov/electricity/data/browser/ | U.S. Energy Information Administration | 14077 | 2019 | 6101.382992 | 5838.431047 | 6662.529013999999 | 5923.688992 | 0.0 | 0.0 | 6097.829 | U.S. Energy Information Administration |  |  |  |  | 4406.69 | NO-ESTIMATION | NO-ESTIMATION | NO-ESTIMATION | NO-ESTIMATION | CAPACITY-FACTOR-V1
USA | United States of America | Coal Creek |  | USA0006030 | 1215.6 | 47.3777 | -101.1571 | Coal | Oil |  |  | 1979.6801579466933 | Great River Energy | U.S. Energy Information Administration | http://www.eia.gov/electricity/data/browser/ | U.S. Energy Information Administration | 17629 | 2019 | 0.0 | 0.0 | 0.0 | 0.0 | 0.0 | 0.0 | 8192.593 | U.S. Energy Information Administration |  |  |  |  | 5615.06 | NO-ESTIMATION | NO-ESTIMATION | NO-ESTIMATION | NO-ESTIMATION | CAPACITY-FACTOR-V1
USA | United States of America | Hibbing |  | USA0001979 | 35.9 | 47.4294 | -92.9350 | Coal | Waste | Gas |  | 1981.3899721448468 | Hibbing Public Utilities Comm | U.S. Energy Information Administration | http://www.eia.gov/electricity/data/browser/ | U.S. Energy Information Administration | 22094 | 2019 | 0.0 | 0.0 | 0.0 | 0.0 | 0.0 | 0.0 | 14.996 | U.S. Energy Information Administration |  |  |  |  | 165.82 | NO-ESTIMATION | NO-ESTIMATION | NO-ESTIMATION | NO-ESTIMATION | SOLAR-V1
USA | United States of America | American Crystal Sugar Hillsboro |  | USA0054210 | 13.3 | 47.4376 | -97.0631 | Coal |  |  |  | 1990.0 | American Crystal Sugar Co | U.S. Energy Information Administration | http://www.eia.gov/electricity/data/browser/ | U.S. Energy Information Administration | 13076 | 2019 | 65.113143 | 59.63367 | 65.33977300000001 | 74.798727 | 70.41207700000001 | 0.0 | 0 | U.S. Energy Information Administration |  |  |  |  | 61.43 | SOLAR-V1 | SOLAR-V1 | SOLAR-V1 | SOLAR-V1 | SOLAR-V1
USA | United States of America | Taconite Harbor Energy Center |  | USA0010075 | 168 | 47.5314 | -90.9114 | Coal | Oil |  |  | 1957.0 | ALLETE Inc. | U.S. Energy Information Administration | http://www.eia.gov/electricity/data/browser/ | U.S. Energy Information Administration | 25205 | 2019 | 1064.433986 | 0.0 | 0.0 | 0.0 | 0.0 | 0.0 | 0 | U.S. Energy Information Administration |  |  |  |  | 776.02 | NO-ESTIMATION | NO-ESTIMATION | NO-ESTIMATION | NO-ESTIMATION | CAPACITY-FACTOR-V1
USA | United States of America | Lewis & Clark |  | USA0006089 | 68.6 | 47.6785 | -104.1566 | Coal | Gas |  |  | 1973.7259475218661 | Montana-Dakota Utilities Co | U.S. Energy Information Administration | http://www.eia.gov/electricity/data/browser/ | U.S. Energy Information Administration | 26758 | 2019 | 298.971002 | 290.192998 | 222.19100200000003 | 272.97700000000003 | 230.289999 | 242.807996 | 263.459 | U.S. Energy Information Administration |  |  |  |  | 316.87 | NO-ESTIMATION | NO-ESTIMATION | NO-ESTIMATION | NO-ESTIMATION | CAPACITY-FACTOR-V1
USA | United States of America | Sidney MT Plant |  | USA0057914 | 4 | 47.7172 | -104.1356 | Coal | Gas |  |  | 1950.0 | Sidney Sugars Incorporated | U.S. Energy Information Administration | http://www.eia.gov/electricity/data/browser/ | U.S. Energy Information Administration |  | 2019 | 9.86 | 8.812 | 6.5 | 9.883000000000001 | 10.053 | 8.902000000000001 | 7.162 | U.S. Energy Information Administration |  |  |  |  | 18.47 | SOLAR-V1 | SOLAR-V1 | SOLAR-V1 | SOLAR-V1 | SOLAR-V1
USA | United States of America | American Crystal Sugar Crookston |  | USA0054212 | 6.5 | 47.7647 | -96.6334 | Coal |  |  |  | 1963.6923076923076 | American Crystal Sugar Co | U.S. Energy Information Administration | http://www.eia.gov/electricity/data/browser/ | U.S. Energy Information Administration | 29235 | 2019 | 33.85106 | 0.0 | 32.83644 | 41.4384 | 39.68658 | 0.0 | 0 | U.S. Energy Information Administration |  |  |  |  | 30.02 | NO-ESTIMATION | NO-ESTIMATION | NO-ESTIMATION | SOLAR-V1 | SOLAR-V1
USA | United States of America | American Crystal Sugar East Grand Forks |  | USA0054214 | 7.5 | 47.9272 | -97.0072 | Coal |  |  |  | 1990.0 | American Crystal Sugar Co | U.S. Energy Information Administration | http://www.eia.gov/electricity/data/browser/ | U.S. Energy Information Administration |  | 2019 | 37.3935 | 37.35082 | 39.43438 | 40.68762 | 40.889379999999996 | 0.0 | 0 | U.S. Energy Information Administration |  |  |  |  | 34.64 | HYDRO-V1 | HYDRO-V1 | HYDRO-V1 | HYDRO-V1 | HYDRO-V1
USA | United States of America | American Crystal Sugar Drayton |  | USA0054213 | 6 | 48.5932 | -97.1761 | Coal |  |  |  | 1965.0 | American Crystal Sugar Co | U.S. Energy Information Administration | http://www.eia.gov/electricity/data/browser/ | U.S. Energy Information Administration | 59000 | 2019 | 35.838589999999996 | 0.0 | 37.2674 | 33.85203 | 37.55549 | 0.0 | 0 | U.S. Energy Information Administration |  |  |  |  | 27.71 | NO-ESTIMATION | NO-ESTIMATION | NO-ESTIMATION | NO-ESTIMATION | CAPACITY-FACTOR-V1
USA | United States of America | Healy |  | USA0006288 | 92.8 | 63.8542 | -148.9500 | Coal | Oil |  |  | 1987.7112068965519 | Golden Valley Elec Assn Inc | U.S. Energy Information Administration | http://www.eia.gov/electricity/data/browser/ | U.S. Energy Information Administration | 21140 | 2019 | 191.318003 | 0.0 | 0.0 | 0.0 | 0.0 | 0.0 | 344.56 | U.S. Energy Information Administration |  |  |  |  | 428.65 | SOLAR-V1 | SOLAR-V1 | SOLAR-V1 | SOLAR-V1 | SOLAR-V1
USA | United States of America | Eielson AFB Central Heat & Power Plant |  | USA0050392 | 31 | 64.6714 | -147.0760 | Coal | Oil |  |  | 1975.4193548387098 | U S Air Force-Eielson AFB | U.S. Energy Information Administration | http://www.eia.gov/electricity/data/browser/ | U.S. Energy Information Administration | 35517 | 2019 | 71.82 | 68.26400000000001 | 67.522 | 69.89456399999999 | 66.839 | 67.75 | 69.358 | U.S. Energy Information Administration |  |  |  |  | 143.19 | NO-ESTIMATION | NO-ESTIMATION | NO-ESTIMATION | NO-ESTIMATION | CAPACITY-FACTOR-V1
USA | United States of America | Utility Plants Section |  | USA0050308 | 20 | 64.8256 | -147.6486 | Coal |  |  |  | 1963.5 | Doyon Utilities - Ft. Wainwright | U.S. Energy Information Administration | http://www.eia.gov/electricity/data/browser/ | U.S. Energy Information Administration |  | 2019 | 135.05467000000002 | 71.04299400000001 | 119.23349 | 105.5514 | 106.212 | 90.177 | 71.202 | U.S. Energy Information Administration |  |  |  |  | 92.38 | NO-ESTIMATION | NO-ESTIMATION | NO-ESTIMATION | NO-ESTIMATION | CAPACITY-FACTOR-V1
USA | United States of America | Aurora Energy LLC Chena |  | USA0000079 | 27.5 | 64.8477 | -147.7351 | Coal |  |  |  | 1968.7272727272727 | Aurora Energy LLC | U.S. Energy Information Administration | http://www.eia.gov/electricity/data/browser/ | U.S. Energy Information Administration | 19894 | 2019 | 0.0 | 0.0 | 0.0 | 0.0 | 0.0 | 0.0 | 186.691 | U.S. Energy Information Administration |  |  |  |  | 127.02 | NO-ESTIMATION | NO-ESTIMATION | NO-ESTIMATION | NO-ESTIMATION | SOLAR-V1
USA | United States of America | University of Alaska Fairbanks |  | USA0050711 | 22.6 | 64.8542 | -147.8221 | Coal | Oil | Gas |  | 1986.8141592920354 | University of Alaska | U.S. Energy Information Administration | http://www.eia.gov/electricity/data/browser/ | U.S. Energy Information Administration |  | 2019 | 47.55246 | 0.0 | 0.0 | 0.0 | 0.0 | 0.0 | 28.328 | U.S. Energy Information Administration |  |  |  |  | 104.39 | NO-ESTIMATION | NO-ESTIMATION | NO-ESTIMATION | NO-ESTIMATION | CAPACITY-FACTOR-V1
UZB | Uzbekistan | Novo-Angren power station |  | WRI1000139 | 2100 | 40.9233 | 69.8174 | Coal |  |  |  | 1989.0 | Uzbekenergo | GCPT | https://endcoal.org/global-coal-plant-tracker/ | GEODB | 1032634 | [13 empty] | 1966.86 | NO-ESTIMATION | NO-ESTIMATION | NO-ESTIMATION | NO-ESTIMATION | CAPACITY-FACTOR-V1
UZB | Uzbekistan | Angren power station |  | WRI1000144 | 422 | 41.0047 | 70.1235 | Coal |  |  |  | 1973.0 | Uzbekenergo | GCPT | https://endcoal.org/global-coal-plant-tracker/ | GEODB | 1047035 | [13 empty] | 395.24 | NO-ESTIMATION | NO-ESTIMATION | NO-ESTIMATION | NO-ESTIMATION | CAPACITY-FACTOR-V1
VNM | Vietnam | Formosa Dong Nai |  | WRI1030746 | 310 | 10.7151 | 106.9200 | Coal |  |  |  |  | Formosa Plastics Group | Vietnam Electricity Annual Report | http://www.evn.com.vn/userfile/files/2017/3/AnnualReport2016.pdf | WRI | [14 empty] | 1543.72 | WIND-V1 | WIND-V1 | WIND-V1 | WIND-V1 | WIND-V1
VNM | Vietnam | Vinh Tan 2 |  | WRI1030751 | 1244 | 11.3170 | 108.8100 | Coal |  |  |  |  | Vietnam Electricity (EVN) | Vietnam Electricity Annual Report | http://www.evn.com.vn/userfile/files/2017/3/AnnualReport2016.pdf | WRI | 1075911 | [13 empty] | 6194.82 | NO-ESTIMATION | NO-ESTIMATION | NO-ESTIMATION | NO-ESTIMATION | CAPACITY-FACTOR-V1
VNM | Vietnam | Nong Son |  | WRI1030756 | 30 | 15.7171 | 108.0300 | Coal |  |  |  |  | Vinacomin | Vietnam Electricity Annual Report | http://www.evn.com.vn/userfile/files/2017/3/AnnualReport2016.pdf | WRI | 1061838 | [13 empty] | 149.39 | NO-ESTIMATION | NO-ESTIMATION | NO-ESTIMATION | NO-ESTIMATION | CAPACITY-FACTOR-V1
VNM | Vietnam | Formosa Ha Tinh |  | WRI1030757 | 150 | 18.0288 | 106.4500 | Coal |  |  |  |  | Formosa Plastics Group | Vietnam Electricity Annual Report | http://www.evn.com.vn/userfile/files/2017/3/AnnualReport2016.pdf | WRI | 1059004 | [13 empty] | 746.96 | WIND-V1 | WIND-V1 | WIND-V1 | WIND-V1 | WIND-V1
VNM | Vietnam | Vung Ang I |  | WRI1030758 | 1245 | 18.0979 | 106.3800 | Coal |  |  |  |  | Petrovietnam | Vietnam Electricity Annual Report | http://www.evn.com.vn/userfile/files/2017/3/AnnualReport2016.pdf | WRI | 1068091 | [13 empty] | 6199.8 | NO-ESTIMATION | NO-ESTIMATION | NO-ESTIMATION | NO-ESTIMATION | CAPACITY-FACTOR-V1
VNM | Vietnam | Nghi Son 1 |  | WRI1030759 | 600 | 19.3158 | 105.8000 | Coal |  |  |  |  | Vietnam Electricity (EVN) | Vietnam Electricity Annual Report | http://www.evn.com.vn/userfile/files/2017/3/AnnualReport2016.pdf | WRI | 1063220 | [13 empty] | 2987.85 | NO-ESTIMATION | NO-ESTIMATION | NO-ESTIMATION | NO-ESTIMATION | CAPACITY-FACTOR-V1
VNM | Vietnam | Ninh Binh |  | WRI1030760 | 100 | 20.2527 | 105.9800 | Coal |  |  |  |  | Vietnam Electricity (EVN) | Vietnam Electricity Annual Report | http://www.evn.com.vn/userfile/files/2017/3/AnnualReport2016.pdf | WRI | 1025659 | [13 empty] | 497.97 | NO-ESTIMATION | NO-ESTIMATION | NO-ESTIMATION | NO-ESTIMATION | CAPACITY-FACTOR-V1
VNM | Vietnam | Thai Binh Power Center |  | WRI1075848 | 600 | 20.4810 | 106.5605 | Coal |  |  |  | 2017.0 | Electricity of Vietnam | GCPT | https://endcoal.org/global-coal-plant-tracker/ | GCPT | [14 empty] | 2987.85 | HYDRO-V1 | HYDRO-V1 | HYDRO-V1 | HYDRO-V1 | HYDRO-V1
VNM | Vietnam | Hai Phong 2 |  | WRI1030761 | 600 | 20.9386 | 106.7570 | Coal |  |  |  |  | Vietnam Electricity (EVN) | Vietnam Electricity Annual Report | http://www.evn.com.vn/userfile/files/2017/3/AnnualReport2016.pdf | WRI | 1025661 | [13 empty] | 2987.85 | WIND-V1 | WIND-V1 | WIND-V1 | WIND-V1 | WIND-V1
VNM | Vietnam | Hai Phong 1 |  | WRI1030762 | 600 | 20.9419 | 106.7600 | Coal |  |  |  |  | Vietnam Electricity (EVN) | Vietnam Electricity Annual Report | http://www.evn.com.vn/userfile/files/2017/3/AnnualReport2016.pdf | WRI | 1025661 | [13 empty] | 2987.85 | NO-ESTIMATION | NO-ESTIMATION | NO-ESTIMATION | NO-ESTIMATION | CAPACITY-FACTOR-V1
VNM | Vietnam | Cam Pha I |  | WRI1030764 | 600 | 21.0063 | 107.3600 | Coal |  |  |  |  | Vinacomin | Vietnam Electricity Annual Report | http://www.evn.com.vn/userfile/files/2017/3/AnnualReport2016.pdf | WRI | 1053569 | [13 empty] | 2987.85 | HYDRO-V1 | HYDRO-V1 | HYDRO-V1 | HYDRO-V1 | HYDRO-V1
VNM | Vietnam | Quang Ninh 1 |  | WRI1030765 | 1200 | 21.0118 | 107.1300 | Coal |  |  |  |  | Vietnam Electricity (EVN) | Vietnam Electricity Annual Report | http://www.evn.com.vn/userfile/files/2017/3/AnnualReport2016.pdf | WRI | 1025098 | [13 empty] | 5975.71 | NO-ESTIMATION | NO-ESTIMATION | NO-ESTIMATION | NO-ESTIMATION | CAPACITY-FACTOR-V1
VNM | Vietnam | Uong Bi |  | WRI1030766 | 735 | 21.0398 | 106.7800 | Coal |  |  |  |  | Vietnam Electricity (EVN) | Vietnam Electricity Annual Report | http://www.evn.com.vn/userfile/files/2017/3/AnnualReport2016.pdf | WRI | 1025668 | [13 empty] | 3660.12 | SOLAR-V1 | SOLAR-V1 | SOLAR-V1 | SOLAR-V1 | SOLAR-V1
VNM | Vietnam | Mong Duong 2 |  | WRI1030767 | 1120 | 21.0725 | 107.3500 | Coal |  |  |  |  | AES POSCO CPI | Vietnam Electricity Annual Report | http://www.evn.com.vn/userfile/files/2017/3/AnnualReport2016.pdf | WRI | [14 empty] | 5577.33 | NO-ESTIMATION | NO-ESTIMATION | NO-ESTIMATION | SOLAR-V1 | SOLAR-V1
VNM | Vietnam | Mong Duong 1 |  | WRI1030768 | 1080 | 21.0728 | 107.3500 | Coal |  |  |  |  | Vietnam Electricity (EVN) | Vietnam Electricity Annual Report | http://www.evn.com.vn/userfile/files/2017/3/AnnualReport2016.pdf | WRI | 1067948 | [13 empty] | 5378.14 | NO-ESTIMATION | NO-ESTIMATION | NO-ESTIMATION | NO-ESTIMATION | CAPACITY-FACTOR-V1
VNM | Vietnam | Mao Khe |  | WRI1030769 | 440 | 21.0907 | 105.7700 | Coal |  |  |  |  | Vinacomin | Vietnam Electricity Annual Report | http://www.evn.com.vn/userfile/files/2017/3/AnnualReport2016.pdf | WRI | 1068929 | [13 empty] | 2191.09 | NO-ESTIMATION | NO-ESTIMATION | NO-ESTIMATION | NO-ESTIMATION | CAPACITY-FACTOR-V1
VNM | Vietnam | Pha Lai 2 |  | WRI1030770 | 600 | 21.1141 | 106.3100 | Coal |  |  |  |  | Vietnam Electricity (EVN) | Vietnam Electricity Annual Report | http://www.evn.com.vn/userfile/files/2017/3/AnnualReport2016.pdf | WRI | 1025661 | [13 empty] | 2987.85 | SOLAR-V1 | SOLAR-V1 | SOLAR-V1 | SOLAR-V1 | SOLAR-V1
VNM | Vietnam | Pha Lai 1 |  | WRI1030771 | 440 | 21.1146 | 106.3100 | Coal |  |  |  |  | Vietnam Electricity (EVN) | Vietnam Electricity Annual Report | http://www.evn.com.vn/userfile/files/2017/3/AnnualReport2016.pdf | WRI | 1025660 | [13 empty] | 2191.09 | NO-ESTIMATION | NO-ESTIMATION | NO-ESTIMATION | NO-ESTIMATION | SOLAR-V1
VNM | Vietnam | Son Dong |  | WRI1030772 | 220 | 21.1793 | 106.7800 | Coal |  |  |  |  | Vinacomin | Vietnam Electricity Annual Report | http://www.evn.com.vn/userfile/files/2017/3/AnnualReport2016.pdf | WRI | 1060283 | [13 empty] | 1095.54 | HYDRO-V1 | HYDRO-V1 | HYDRO-V1 | HYDRO-V1 | HYDRO-V1
VNM | Vietnam | An Khanh I |  | WRI1030773 | 120 | 21.5969 | 105.7670 | Coal |  |  |  | 2015.0 | An Khanh Electricity Jsc | Vietnam Electricity Annual Report | http://www.evn.com.vn/userfile/files/2017/3/AnnualReport2016.pdf | WRI | 1088944 | [13 empty] | 597.57 | WIND-V1 | WIND-V1 | WIND-V1 | WIND-V1 | WIND-V1
VNM | Vietnam | Cao Ngan |  | WRI1030774 | 115 | 21.6130 | 105.8200 | Coal |  |  |  |  | Vinacomin | Vietnam Electricity Annual Report | http://www.evn.com.vn/userfile/files/2017/3/AnnualReport2016.pdf | WRI | 1045255 | [13 empty] | 572.67 | NO-ESTIMATION | NO-ESTIMATION | NO-ESTIMATION | NO-ESTIMATION | CAPACITY-FACTOR-V1
VNM | Vietnam | Na Duong |  | WRI1030775 | 110 | 21.6981 | 106.9760 | Coal |  |  |  |  | Vinacomin | Vietnam Electricity Annual Report | http://www.evn.com.vn/userfile/files/2017/3/AnnualReport2016.pdf | WRI | 1045254 | [13 empty] | 547.77 | NO-ESTIMATION | NO-ESTIMATION | NO-ESTIMATION | NO-ESTIMATION | CAPACITY-FACTOR-V1
VNM | Vietnam | Duyen Hai 1 |  | WRI1030731 | 1244 | 9.5830 | 106.5200 | Coal |  |  |  |  | Vietnam Electricity (EVN) | Vietnam Electricity Annual Report | http://www.evn.com.vn/userfile/files/2017/3/AnnualReport2016.pdf | WRI | 1070526 | [13 empty] | 6194.82 | WIND-V1 | WIND-V1 | WIND-V1 | WIND-V1 | WIND-V1
VNM | Vietnam | Duyen Hai 3 |  | WRI1030732 | 622 | 9.5867 | 106.5300 | Coal |  |  |  |  | Vietnam Electricity (EVN) | Vietnam Electricity Annual Report | http://www.evn.com.vn/userfile/files/2017/3/AnnualReport2016.pdf | WRI | 1079157 | [13 empty] | 3097.41 | NO-ESTIMATION | NO-ESTIMATION | NO-ESTIMATION | NO-ESTIMATION | CAPACITY-FACTOR-V1
ZAF | South Africa | Matimba power station |  | WRI1000130 | 3990 | -23.6678 | 27.6128 | Coal |  |  |  | 1989.0 | Eskom | GCPT | https://endcoal.org/global-coal-plant-tracker/ | WRI | 1016665 | [13 empty] | 23032.18 | NO-ESTIMATION | NO-ESTIMATION | NO-ESTIMATION | NO-ESTIMATION | CAPACITY-FACTOR-V1
ZAF | South Africa | Rooiwal power station |  | WRI1075862 | 300 | -25.5550 | 28.2376 | Coal |  |  |  | 1966.0 | Tshwane Electricity Division | GCPT | https://endcoal.org/global-coal-plant-tracker/ | GCPT | [14 empty] | 1731.74 | HYDRO-V1 | HYDRO-V1 | HYDRO-V1 | HYDRO-V1 | HYDRO-V1
ZAF | South Africa | Pretoria West power station |  | WRI1075861 | 180 | -25.7584 | 28.1467 | Coal |  |  |  | 1952.0 |  | GCPT | https://endcoal.org/global-coal-plant-tracker/ | GCPT | [14 empty] | 1039.04 | NO-ESTIMATION | NO-ESTIMATION | NO-ESTIMATION | NO-ESTIMATION | CAPACITY-FACTOR-V1
ZAF | South Africa | Kusile Power Station |  | WRI1061281 | 794 | -25.9194 | 28.9156 | Coal |  |  |  | 2018.0 | Eskom | GCPT | https://endcoal.org/global-coal-plant-tracker/ | WRI | 1068369 | [13 empty] | 4583.34 | WIND-V1 | WIND-V1 | WIND-V1 | WIND-V1 | WIND-V1
ZAF | South Africa | Arnot power station |  | WRI1000117 | 2352 | -25.9444 | 29.7917 | Coal |  |  |  | 1973.0 | Eskom | GCPT | https://endcoal.org/global-coal-plant-tracker/ | WRI | 1016645 | [13 empty] | 13576.86 | NO-ESTIMATION | NO-ESTIMATION | NO-ESTIMATION | NO-ESTIMATION | CAPACITY-FACTOR-V1
ZAF | South Africa | Duvha power station |  | WRI1000119 | 3600 | -25.9595 | 29.3409 | Coal |  |  |  | 1982.0 | Eskom | GCPT | https://endcoal.org/global-coal-plant-tracker/ | WRI | 1016651 | [13 empty] | 20780.91 | NO-ESTIMATION | NO-ESTIMATION | NO-ESTIMATION | NO-ESTIMATION | SOLAR-V1
ZAF | South Africa | Hendrina power station |  | WRI1000124 | 2000 | -26.0314 | 29.6014 | Coal |  |  |  | 1973.0 | Eskom | GCPT | https://endcoal.org/global-coal-plant-tracker/ | WRI | 1016655 | [13 empty] | 11544.95 | NO-ESTIMATION | NO-ESTIMATION | NO-ESTIMATION | NO-ESTIMATION | CAPACITY-FACTOR-V1
ZAF | South Africa | Kendal power station |  | WRI1000125 | 4116 | -26.0880 | 28.9689 | Coal |  |  |  | 1990.0 | Eskom | GCPT | https://endcoal.org/global-coal-plant-tracker/ | WRI | 1016659 | [13 empty] | 23759.51 | NO-ESTIMATION | NO-ESTIMATION | NO-ESTIMATION | NO-ESTIMATION | CAPACITY-FACTOR-V1
ZAF | South Africa | Komati Power Station |  | WRI1000126 | 1000 | -26.0899 | 29.4725 | Coal |  |  |  | 1963.0 | Eskom | GCPT | https://endcoal.org/global-coal-plant-tracker/ | WRI | [14 empty] | 5772.47 | NO-ESTIMATION | NO-ESTIMATION | NO-ESTIMATION | NO-ESTIMATION | SOLAR-V1
ZAF | South Africa | Kelvin power station |  | WRI1075860 | 600 | -26.1158 | 28.1940 | Coal |  |  |  | 1964.0 | Aldwych International Ltd | GCPT | https://endcoal.org/global-coal-plant-tracker/ | GCPT | [14 empty] | 3463.48 | NO-ESTIMATION | NO-ESTIMATION | NO-ESTIMATION | NO-ESTIMATION | CAPACITY-FACTOR-V1
ZAF | South Africa | Kriel power station |  | WRI1000127 | 3000 | -26.2540 | 29.1801 | Coal |  |  |  | 1978.0 | Eskom | GCPT | https://endcoal.org/global-coal-plant-tracker/ | WRI | 1016662 | [13 empty] | 17317.43 | NO-ESTIMATION | NO-ESTIMATION | NO-ESTIMATION | NO-ESTIMATION | CAPACITY-FACTOR-V1
ZAF | South Africa | Matla power station |  | WRI1000131 | 3600 | -26.2804 | 29.1423 | Coal |  |  |  | 1981.0 | Eskom | GCPT | https://endcoal.org/global-coal-plant-tracker/ | WRI | 1016666 | [13 empty] | 20780.91 | NO-ESTIMATION | NO-ESTIMATION | NO-ESTIMATION | NO-ESTIMATION | CAPACITY-FACTOR-V1
ZAF | South Africa | Camden power station |  | WRI1000118 | 1600 | -26.6201 | 30.0911 | Coal |  |  |  | 1968.0 | Eskom | GCPT | https://endcoal.org/global-coal-plant-tracker/ | WRI | 1016646 | [13 empty] | 9235.96 | SOLAR-V1 | SOLAR-V1 | SOLAR-V1 | SOLAR-V1 | SOLAR-V1
ZAF | South Africa | Lethabo power station |  | WRI1000128 | 3708 | -26.7403 | 27.9750 | Coal |  |  |  | 1987.0 | Eskom | GCPT | https://endcoal.org/global-coal-plant-tracker/ | WRI | 1016663 | [13 empty] | 21404.34 | NO-ESTIMATION | NO-ESTIMATION | NO-ESTIMATION | NO-ESTIMATION | CAPACITY-FACTOR-V1
ZAF | South Africa | Grootvlei power station |  | WRI1000123 | 1190 | -26.7695 | 28.4995 | Coal |  |  |  | 1972.0 | Eskom | GCPT | https://endcoal.org/global-coal-plant-tracker/ | WRI | 1016654 | [13 empty] | 6869.24 | WIND-V1 | WIND-V1 | WIND-V1 | WIND-V1 | WIND-V1
ZAF | South Africa | Tutuka power station |  | WRI1000135 | 3654 | -26.7767 | 29.3527 | Coal |  |  |  | 1987.0 | Eskom | GCPT | https://endcoal.org/global-coal-plant-tracker/ | WRI | 1016673 | [13 empty] | 21092.63 | WIND-V1 | WIND-V1 | WIND-V1 | WIND-V1 | WIND-V1
ZAF | South Africa | Majuba power station |  | WRI1000129 | 4110 | -27.0955 | 29.7706 | Coal | Other |  |  | 1999.0 | Eskom | Eskom | http://www.eskom.co.za/OurCompany/PhotoGallery/Pages/Eskom_Power_Stations.aspx | WRI | 1016664 | [13 empty] | 23724.88 | WIND-V1 | WIND-V1 | WIND-V1 | WIND-V1 | WIND-V1
ZMB | Zambia | Maamba plant |  | WRI1022376 | 300 | -17.3529 | 27.1859 | Coal |  |  |  | 2016.0 | Maamba Collieries | GCPT | https://endcoal.org/global-coal-plant-tracker/ | GCPT | 1077883 | [13 empty] | 2131.66 | NO-ESTIMATION | NO-ESTIMATION | NO-ESTIMATION | WIND-V1 | WIND-V1
ZWE | Zimbabwe | Hwange Coal Power Plant Zimbabwe |  | GEODB0040404 | 920 | -18.3835 | 26.4700 | Coal | [5 empty] | GEODB | http://globalenergyobservatory.org | GEODB | 1033856 | 2017 | [12 empty] | 2785.1 | HYDRO-V1 | HYDRO-V1 | HYDRO-V1 | HYDRO-V1 | HYDRO-V1
AUS | Australia | Mulgrave |  | AUS0000375 | 13 | -17.0932 | 145.7887 | Biomass |  |  |  |  | MSF Sugar | Australian Renewable Energy Mapping Infrastructure | https://www.nationalmap.gov.au/ | Australian Renewable Energy Mapping Infrastructure | 1040640 | [14 empty] | HYDRO-V1 | HYDRO-V1 | HYDRO-V1 | HYDRO-V1 | HYDRO-V1
AUS | Australia | Tableland |  | AUS0000373 | 7 | -17.1193 | 145.3450 | Biomass |  |  |  |  | MSF Sugar | Australian Renewable Energy Mapping Infrastructure | https://www.nationalmap.gov.au/ | Australian Renewable Energy Mapping Infrastructure | 1050052 | [14 empty] | HYDRO-V1 | HYDRO-V1 | HYDRO-V1 | HYDRO-V1 | HYDRO-V1
AUS | Australia | South Johnstone |  | AUS0000374 | 20 | -17.6057 | 145.9910 | Biomass |  |  |  |  | MSF Sugar | Australian Renewable Energy Mapping Infrastructure | https://www.nationalmap.gov.au/ | Australian Renewable Energy Mapping Infrastructure | 1029591 | [14 empty] | NO-ESTIMATION | NO-ESTIMATION | SOLAR-V1 | SOLAR-V1 | SOLAR-V1
AUS | Australia | Tully Sugar Mill |  | AUS0000310 | 21.4 | -17.9373 | 145.9267 | Biomass |  |  |  |  | COFCO | Australian Renewable Energy Mapping Infrastructure | https://www.nationalmap.gov.au/ | Australian Renewable Energy Mapping Infrastructure | [15 empty] | NO-ESTIMATION | NO-ESTIMATION | NO-ESTIMATION | NO-ESTIMATION | NO-ESTIMATION
AUS | Australia | Macknade Sugar Mill |  | AUS0000174 | 8 | -18.5890 | 146.2580 | Biomass |  |  |  |  | Sucrogen (Herbert) Pty Ltd | Australian Renewable Energy Mapping Infrastructure | https://www.nationalmap.gov.au/ | Australian Renewable Energy Mapping Infrastructure | 1040615 | [14 empty] | HYDRO-V1 | HYDRO-V1 | HYDRO-V1 | HYDRO-V1 | HYDRO-V1
AUS | Australia | Victoria Sugar Mill |  | AUS0000175 | 24 | -18.6508 | 146.2016 | Biomass |  |  |  |  | Sucrogen Pty Ltd | Australian Renewable Energy Mapping Infrastructure | https://www.nationalmap.gov.au/ | Australian Renewable Energy Mapping Infrastructure | 1040614 | [14 empty] | HYDRO-V1 | HYDRO-V1 | HYDRO-V1 | HYDRO-V1 | HYDRO-V1
AUS | Australia | Invicta Sugar Mill |  | AUS0000056 | 150 | -19.5167 | 147.1065 | Biomass |  |  |  |  | CSR | Australian Renewable Energy Mapping Infrastructure | https://www.nationalmap.gov.au/ | Australian Renewable Energy Mapping Infrastructure | 1013429 | [14 empty] | NO-ESTIMATION | NO-ESTIMATION | NO-ESTIMATION | NO-ESTIMATION | CAPACITY-FACTOR-V1
AUS | Australia | Kalamia Sugar Mill |  | AUS0000160 | 9 | -19.5223 | 147.4152 | Biomass |  |  |  |  | Sucrogen (Kalamia) Pty Ltd | Australian Renewable Energy Mapping Infrastructure | https://www.nationalmap.gov.au/ | Australian Renewable Energy Mapping Infrastructure | [15 empty] | HYDRO-V1 | HYDRO-V1 | HYDRO-V1 | HYDRO-V1 | HYDRO-V1
AUS | Australia | Pioneer Sugar Mill |  | AUS0000053 | 67.8 | -19.5575 | 147.3308 | Biomass |  |  |  |  | CSR | Australian Renewable Energy Mapping Infrastructure | https://www.nationalmap.gov.au/ | Australian Renewable Energy Mapping Infrastructure | [15 empty] | NO-ESTIMATION | NO-ESTIMATION | NO-ESTIMATION | NO-ESTIMATION | CAPACITY-FACTOR-V1
AUS | Australia | Inkerman Sugar Mill |  | AUS0000145 | 10.5 | -19.6422 | 147.4016 | Biomass |  |  |  |  | CSR | Australian Renewable Energy Mapping Infrastructure | https://www.nationalmap.gov.au/ | Australian Renewable Energy Mapping Infrastructure | 1025551 | [14 empty] | NO-ESTIMATION | NO-ESTIMATION | NO-ESTIMATION | NO-ESTIMATION | CAPACITY-FACTOR-V1
AUS | Australia | Proserpine Sugar Mill |  | AUS0000311 | 17 | -20.3985 | 148.5797 | Biomass |  |  |  |  | Sucrogen | Australian Renewable Energy Mapping Infrastructure | https://www.nationalmap.gov.au/ | Australian Renewable Energy Mapping Infrastructure | 1040641 | [14 empty] | NO-ESTIMATION | NO-ESTIMATION | NO-ESTIMATION | NO-ESTIMATION | CAPACITY-FACTOR-V1
AUS | Australia | Racecourse Mill |  | AUS0000493 | 3.5 | -21.1635 | 149.1344 | Biomass |  |  |  |  | Mackay Sugar Limited | Australian Renewable Energy Mapping Infrastructure | https://www.nationalmap.gov.au/ | Australian Renewable Energy Mapping Infrastructure | [7 empty] | 1.2 |  | Australia Clean Energy Regulator | [5 empty] | NO-ESTIMATION | NO-ESTIMATION | NO-ESTIMATION | NO-ESTIMATION | CAPACITY-FACTOR-V1
AUS | Australia | Plane Creek Sugar Mill |  | AUS0000074 | 14 | -21.4282 | 149.2159 | Biomass |  |  |  |  | Sucrogen (Plane Creek Mill) Pty Ltd | Australian Renewable Energy Mapping Infrastructure | https://www.nationalmap.gov.au/ | Australian Renewable Energy Mapping Infrastructure | 1040616 | [14 empty] | NO-ESTIMATION | NO-ESTIMATION | NO-ESTIMATION | NO-ESTIMATION | CAPACITY-FACTOR-V1
AUS | Australia | Isis Central Sugar Mill |  | AUS0000159 | 25 | -25.1940 | 152.2086 | Biomass |  |  |  |  | AGL Energy Pty Ltd | Australian Renewable Energy Mapping Infrastructure | https://www.nationalmap.gov.au/ | Australian Renewable Energy Mapping Infrastructure | [15 empty] | NO-ESTIMATION | NO-ESTIMATION | NO-ESTIMATION | NO-ESTIMATION | CAPACITY-FACTOR-V1
AUS | Australia | Maryborough |  | AUS0000346 | 7.5 | -25.5476 | 152.7171 | Biomass |  |  |  |  | MSF Sugar | Australian Renewable Energy Mapping Infrastructure | https://www.nationalmap.gov.au/ | Australian Renewable Energy Mapping Infrastructure | [15 empty] | HYDRO-V1 | HYDRO-V1 | HYDRO-V1 | HYDRO-V1 | HYDRO-V1
AUS | Australia | Suncoast Gold Macadamia |  | AUS0000059 | 1.5 | -26.2261 | 152.6981 | Biomass |  |  |  |  | AGL Energy Pty Ltd | Australian Renewable Energy Mapping Infrastructure | https://www.nationalmap.gov.au/ | Australian Renewable Energy Mapping Infrastructure |  |  | 1.5219444444444445 | 1.1519444444444444 | 0.8586111111111111 |  |  |  |  | Australia Clean Energy Regulator | [5 empty] | WIND-V1 | WIND-V1 | WIND-V1 | WIND-V1 | WIND-V1
AUS | Australia | Visy Paper Gibson Island |  | AUS0000445 | 2 | -27.4405 | 153.1158 | Biomass |  |  |  |  | Visy Pulp and Paper | Australian Renewable Energy Mapping Infrastructure | https://www.nationalmap.gov.au/ | Australian Renewable Energy Mapping Infrastructure | [15 empty] | NO-ESTIMATION | NO-ESTIMATION | SOLAR-V1 | SOLAR-V1 | SOLAR-V1
AUS | Australia | Stapylton Green Energy |  | AUS0000347 | 4.8 | -27.7334 | 153.2463 | Biomass |  |  |  |  | Stapylton Green Energy | Australian Renewable Energy Mapping Infrastructure | https://www.nationalmap.gov.au/ | Australian Renewable Energy Mapping Infrastructure | 1049838 |  |  |  | 4.38 | 14.195 | 13.954166666666667 | 20.245833333333334 |  | Australia Clean Energy Regulator | [5 empty] | NO-ESTIMATION | NO-ESTIMATION | NO-ESTIMATION | NO-ESTIMATION | CAPACITY-FACTOR-V1
AUS | Australia | Rocky Point Sugar Sugar Mill |  | AUS0000060 | 30 | -27.7334 | 153.3276 | Biomass |  |  |  |  | Stanwell Corporation Ltd | Australian Renewable Energy Mapping Infrastructure | https://www.nationalmap.gov.au/ | Australian Renewable Energy Mapping Infrastructure | [15 empty] | NO-ESTIMATION | NO-ESTIMATION | NO-ESTIMATION | NO-ESTIMATION | CAPACITY-FACTOR-V1
AUS | Australia | Condong Sugar Mill |  | AUS0000263 | 30 | -28.3138 | 153.4341 | Biomass |  |  |  |  | Delta Electricity | Australian Renewable Energy Mapping Infrastructure | https://www.nationalmap.gov.au/ | Australian Renewable Energy Mapping Infrastructure |  |  |  | 20.475 | 104.35916666666667 | 147.97972222222222 | 178.02777777777777 | 215.11777777777777 |  | Australia Clean Energy Regulator | [5 empty] | WIND-V1 | WIND-V1 | WIND-V1 | WIND-V1 | WIND-V1
AUS | Australia | Broadwater |  | AUS0000268 | 38 | -29.0118 | 153.4335 | Biomass |  |  |  |  | NSW Sugar Milling | Australian Renewable Energy Mapping Infrastructure | https://www.nationalmap.gov.au/ | Australian Renewable Energy Mapping Infrastructure | 1077329 |  |  | 47.864444444444445 | 178.87222222222223 | 202.5427777777778 | 214.8763888888889 | 235.26694444444445 |  | Australia Clean Energy Regulator | [5 empty] | HYDRO-V1 | HYDRO-V1 | HYDRO-V1 | HYDRO-V1 | HYDRO-V1
AUS | Australia | Narrogin Bioenergy Plant |  | AUS0000444 | 1 | -32.9521 | 117.1916 | Biomass |  |  |  |  | Verve Energy Western Power Oil Mallee Co Enecon Pty Ltd | Australian Renewable Energy Mapping Infrastructure | https://www.nationalmap.gov.au/ | Australian Renewable Energy Mapping Infrastructure | 1055736 | [14 empty] | HYDRO-V1 | HYDRO-V1 | HYDRO-V1 | HYDRO-V1 | HYDRO-V1
AUS | Australia | Visy Pulp and Paper Tumut |  | AUS0000274 | 20 | -35.2959 | 148.1371 | Biomass |  |  |  |  | Visy Pulp and Paper | Australian Renewable Energy Mapping Infrastructure | https://www.nationalmap.gov.au/ | Australian Renewable Energy Mapping Infrastructure | [15 empty] | NO-ESTIMATION | NO-ESTIMATION | NO-ESTIMATION | NO-ESTIMATION | CAPACITY-FACTOR-V1
AUS | Australia | Mt Gambier |  | AUS0000443 | 10 | -37.8388 | 140.8057 | Biomass |  |  |  |  | Carter Holt Harvey Wood Products Australia Pty Limited | Australian Renewable Energy Mapping Infrastructure | https://www.nationalmap.gov.au/ | Australian Renewable Energy Mapping Infrastructure | 1014354 | [14 empty] | HYDRO-V1 | HYDRO-V1 | HYDRO-V1 | HYDRO-V1 | HYDRO-V1
AUS | Australia | Maryvale Mill |  | AUS0000308 | 54.5 | -38.1809 | 146.4479 | Biomass |  |  |  |  | Australian Paper | Australian Renewable Energy Mapping Infrastructure | https://www.nationalmap.gov.au/ | Australian Renewable Energy Mapping Infrastructure | 1041168 | [14 empty] | HYDRO-V1 | HYDRO-V1 | HYDRO-V1 | HYDRO-V1 | HYDRO-V1
BEL | Belgium | AWIRS 4 |  | WRI1002210 | 95 | 50.5851 | 5.4180 | Biomass |  |  |  | 2005.0 |  | ELIA Belgian Grid Operator | http://publications.elia.be/upload/ProductionParkOverview.html?TS=20120416193815 | GEODB | [15 empty] | NO-ESTIMATION | NO-ESTIMATION | NO-ESTIMATION | NO-ESTIMATION | CAPACITY-FACTOR-V1
BEL | Belgium | RODENHUIZE 4 |  | WRI1002265 | 268 | 51.1341 | 3.7770 | Biomass | [5 empty] | ELIA Belgian Grid Operator | http://publications.elia.be/upload/ProductionParkOverview.html?TS=20120416193815 | WRI | 1014435 |  |  |  | 1564.476 | 1461.375 | 1518.287 |  |  | JRC-PPDB-OPEN | [5 empty] | NO-ESTIMATION | NO-ESTIMATION | NO-ESTIMATION | NO-ESTIMATION | CAPACITY-FACTOR-V1
BRA | Brazil | Jari Celulose |  | BRA0001240 | 55 | -0.9196 | -52.4258 | Biomass |  |  |  | 1976 |  | AgÃªncia Nacional de Energia ElÃ©trica (Brazil) | http://www2.aneel.gov.br/aplicacoes/capacidadebrasil/capacidadebrasil.cfm | AgÃªncia Nacional de Energia ElÃ©trica (Brazil) |  | 2017 | [13 empty] | NO-ESTIMATION | NO-ESTIMATION | NO-ESTIMATION | NO-ESTIMATION | CAPACITY-FACTOR-V1
BRA | Brazil | Tramontina |  | BRA0002867 | 1.5 | -1.4520 | -48.4945 | Biomass |  |  |  | 1998 |  | AgÃªncia Nacional de Energia ElÃ©trica (Brazil) | http://www2.aneel.gov.br/aplicacoes/capacidadebrasil/capacidadebrasil.cfm | AgÃªncia Nacional de Energia ElÃ©trica (Brazil) |  | 2017 | [13 empty] | NO-ESTIMATION | NO-ESTIMATION | NO-ESTIMATION | NO-ESTIMATION | CAPACITY-FACTOR-V1
BRA | Brazil | Laminados Triunfo |  | BRA0030249 | 1.5 | -10.0085 | -67.7578 | Biomass |  |  |  | 2007 |  | AgÃªncia Nacional de Energia ElÃ©trica (Brazil) | http://www2.aneel.gov.br/aplicacoes/capacidadebrasil/capacidadebrasil.cfm | AgÃªncia Nacional de Energia ElÃ©trica (Brazil) |  | 2017 | [13 empty] | NO-ESTIMATION | NO-ESTIMATION | NO-ESTIMATION | NO-ESTIMATION | CAPACITY-FACTOR-V1
BRA | Brazil | Guaxuma |  | BRA0028052 | 14.312 | -10.0817 | -36.2231 | Biomass | [5 empty] | AgÃªncia Nacional de Energia ElÃ©trica (Brazil) | http://www2.aneel.gov.br/aplicacoes/capacidadebrasil/capacidadebrasil.cfm | AgÃªncia Nacional de Energia ElÃ©trica (Brazil) |  | 2017 | [13 empty] | NO-ESTIMATION | WIND-V1 | WIND-V1 | WIND-V1 | WIND-V1
BRA | Brazil | Marituba |  | BRA0028542 | 20.5 | -10.1446 | -36.5339 | Biomass |  |  |  | 2001 |  | AgÃªncia Nacional de Energia ElÃ©trica (Brazil) | http://www2.aneel.gov.br/aplicacoes/capacidadebrasil/capacidadebrasil.cfm | AgÃªncia Nacional de Energia ElÃ©trica (Brazil) | 1088619 | 2017 | [13 empty] | NO-ESTIMATION | NO-ESTIMATION | NO-ESTIMATION | NO-ESTIMATION | CAPACITY-FACTOR-V1
BRA | Brazil | Pindorama |  | BRA0029871 | 4 | -10.1561 | -36.3391 | Biomass | [5 empty] | AgÃªncia Nacional de Energia ElÃ©trica (Brazil) | http://www2.aneel.gov.br/aplicacoes/capacidadebrasil/capacidadebrasil.cfm | AgÃªncia Nacional de Energia ElÃ©trica (Brazil) |  | 2017 | [13 empty] | NO-ESTIMATION | WIND-V1 | WIND-V1 | WIND-V1 | WIND-V1
BRA | Brazil | GuaÃ§u |  | BRA0030863 | 30 | -10.1811 | -57.4505 | Biomass |  |  |  | 2013 |  | AgÃªncia Nacional de Energia ElÃ©trica (Brazil) | http://www2.aneel.gov.br/aplicacoes/capacidadebrasil/capacidadebrasil.cfm | AgÃªncia Nacional de Energia ElÃ©trica (Brazil) |  | 2017 | [13 empty] | NO-ESTIMATION | NO-ESTIMATION | NO-ESTIMATION | NO-ESTIMATION | CAPACITY-FACTOR-V1
BRA | Brazil | Nortao |  | BRA0029858 | 1.275 | -10.1890 | -59.4345 | Biomass |  |  |  | 2011 |  | AgÃªncia Nacional de Energia ElÃ©trica (Brazil) | http://www2.aneel.gov.br/aplicacoes/capacidadebrasil/capacidadebrasil.cfm | AgÃªncia Nacional de Energia ElÃ©trica (Brazil) |  | 2017 | [13 empty] | HYDRO-V1 | HYDRO-V1 | HYDRO-V1 | HYDRO-V1 | HYDRO-V1
BRA | Brazil | PaÃ­sa |  | BRA0028578 | 4.8 | -10.2880 | -36.4903 | Biomass |  |  |  | 1980 |  | AgÃªncia Nacional de Energia ElÃ©trica (Brazil) | http://www2.aneel.gov.br/aplicacoes/capacidadebrasil/capacidadebrasil.cfm | AgÃªncia Nacional de Energia ElÃ©trica (Brazil) |  | 2017 | [13 empty] | HYDRO-V1 | HYDRO-V1 | HYDRO-V1 | HYDRO-V1 | HYDRO-V1
BRA | Brazil | EgÃ­dio |  | BRA0028930 | 2 | -10.3140 | -58.3495 | Biomass |  |  |  | 1997 |  | AgÃªncia Nacional de Energia ElÃ©trica (Brazil) | http://www2.aneel.gov.br/aplicacoes/capacidadebrasil/capacidadebrasil.cfm | AgÃªncia Nacional de Energia ElÃ©trica (Brazil) |  | 2017 | [13 empty] | NO-ESTIMATION | NO-ESTIMATION | NO-ESTIMATION | NO-ESTIMATION | SOLAR-V1
BRA | Brazil | Campo Lindo |  | BRA0030396 | 25 | -10.4681 | -37.1815 | Biomass |  |  |  | 2011 |  | AgÃªncia Nacional de Energia ElÃ©trica (Brazil) | http://www2.aneel.gov.br/aplicacoes/capacidadebrasil/capacidadebrasil.cfm | AgÃªncia Nacional de Energia ElÃ©trica (Brazil) |  | 2017 | [13 empty] | NO-ESTIMATION | NO-ESTIMATION | NO-ESTIMATION | NO-ESTIMATION | CAPACITY-FACTOR-V1
BRA | Brazil | Junco Novo |  | BRA0029669 | 1.2 | -10.5573 | -37.0301 | Biomass |  |  |  | 2007 |  | AgÃªncia Nacional de Energia ElÃ©trica (Brazil) | http://www2.aneel.gov.br/aplicacoes/capacidadebrasil/capacidadebrasil.cfm | AgÃªncia Nacional de Energia ElÃ©trica (Brazil) |  | 2017 | [13 empty] | NO-ESTIMATION | NO-ESTIMATION | NO-ESTIMATION | NO-ESTIMATION | CAPACITY-FACTOR-V1
BRA | Brazil | Iolando Leite |  | BRA0029152 | 8 | -10.5586 | -37.0292 | Biomass |  |  |  | 2008 |  | AgÃªncia Nacional de Energia ElÃ©trica (Brazil) | http://www2.aneel.gov.br/aplicacoes/capacidadebrasil/capacidadebrasil.cfm | AgÃªncia Nacional de Energia ElÃ©trica (Brazil) |  | 2017 | [13 empty] | WIND-V1 | WIND-V1 | WIND-V1 | WIND-V1 | WIND-V1
BRA | Brazil | Taquari |  | BRA0030677 | 8 | -10.6006 | -37.0517 | Biomass |  |  |  | 2011 |  | AgÃªncia Nacional de Energia ElÃ©trica (Brazil) | http://www2.aneel.gov.br/aplicacoes/capacidadebrasil/capacidadebrasil.cfm | AgÃªncia Nacional de Energia ElÃ©trica (Brazil) |  | 2017 | [13 empty] | HYDRO-V1 | HYDRO-V1 | HYDRO-V1 | HYDRO-V1 | HYDRO-V1
BRA | Brazil | Gameleira |  | BRA0028601 | 2.032 | -10.6505 | -51.4092 | Biomass | [5 empty] | AgÃªncia Nacional de Energia ElÃ©trica (Brazil) | http://www2.aneel.gov.br/aplicacoes/capacidadebrasil/capacidadebrasil.cfm | AgÃªncia Nacional de Energia ElÃ©trica (Brazil) |  | 2017 | [13 empty] | HYDRO-V1 | HYDRO-V1 | HYDRO-V1 | HYDRO-V1 | HYDRO-V1
BRA | Brazil | SÃ£o JosÃ© do Pinheiro |  | BRA0029685 | 17.5 | -10.7647 | -37.2045 | Biomass |  |  |  | 2009 |  | AgÃªncia Nacional de Energia ElÃ©trica (Brazil) | http://www2.aneel.gov.br/aplicacoes/capacidadebrasil/capacidadebrasil.cfm | AgÃªncia Nacional de Energia ElÃ©trica (Brazil) |  | 2017 | [13 empty] | HYDRO-V1 | HYDRO-V1 | HYDRO-V1 | HYDRO-V1 | HYDRO-V1
BRA | Brazil | Araguassu |  | BRA0028683 | 1.2 | -10.8740 | -51.6235 | Biomass | [5 empty] | AgÃªncia Nacional de Energia ElÃ©trica (Brazil) | http://www2.aneel.gov.br/aplicacoes/capacidadebrasil/capacidadebrasil.cfm | AgÃªncia Nacional de Energia ElÃ©trica (Brazil) |  | 2017 | [13 empty] | HYDRO-V1 | HYDRO-V1 | HYDRO-V1 | HYDRO-V1 | HYDRO-V1
BRA | Brazil | Urbano Sinop |  | BRA0030067 | 1.2 | -11.9377 | -55.5019 | Biomass |  |  |  | 2008 |  | AgÃªncia Nacional de Energia ElÃ©trica (Brazil) | http://www2.aneel.gov.br/aplicacoes/capacidadebrasil/capacidadebrasil.cfm | AgÃªncia Nacional de Energia ElÃ©trica (Brazil) |  | 2017 | [13 empty] | WIND-V1 | WIND-V1 | WIND-V1 | WIND-V1 | WIND-V1
BRA | Brazil | Bahia Pulp (Antiga Bacell) |  | BRA0000182 | 108.6 | -12.6389 | -38.3275 | Biomass | [5 empty] | AgÃªncia Nacional de Energia ElÃ©trica (Brazil) | http://www2.aneel.gov.br/aplicacoes/capacidadebrasil/capacidadebrasil.cfm | AgÃªncia Nacional de Energia ElÃ©trica (Brazil) | 1098637 | 2017 | [13 empty] | HYDRO-V1 | HYDRO-V1 | HYDRO-V1 | HYDRO-V1 | HYDRO-V1
BRA | Brazil | Rical |  | BRA0029747 | 2.288 | -12.7276 | -60.1283 | Biomass | [5 empty] | AgÃªncia Nacional de Energia ElÃ©trica (Brazil) | http://www2.aneel.gov.br/aplicacoes/capacidadebrasil/capacidadebrasil.cfm | AgÃªncia Nacional de Energia ElÃ©trica (Brazil) |  | 2017 | [13 empty] | NO-ESTIMATION | WIND-V1 | WIND-V1 | WIND-V1 | WIND-V1
BRA | Brazil | Caramuru Sorriso |  | BRA0034012 | 9.696 | -12.7418 | -55.6773 | Biomass |  |  |  | 2016 |  | AgÃªncia Nacional de Energia ElÃ©trica (Brazil) | http://www2.aneel.gov.br/aplicacoes/capacidadebrasil/capacidadebrasil.cfm | AgÃªncia Nacional de Energia ElÃ©trica (Brazil) |  | 2017 | [13 empty] | NO-ESTIMATION | NO-ESTIMATION | NO-ESTIMATION | NO-ESTIMATION | CAPACITY-FACTOR-V1
BRA | Brazil | ERB Candeias |  | BRA0030979 | 16.79 | -12.7630 | -38.4718 | Biomass |  |  |  | 2014 |  | AgÃªncia Nacional de Energia ElÃ©trica (Brazil) | http://www2.aneel.gov.br/aplicacoes/capacidadebrasil/capacidadebrasil.cfm | AgÃªncia Nacional de Energia ElÃ©trica (Brazil) |  | 2017 | [13 empty] | NO-ESTIMATION | NO-ESTIMATION | NO-ESTIMATION | SOLAR-V1 | SOLAR-V1
BRA | Brazil | SykuÃ© I |  | BRA0029634 | 30 | -12.9937 | -45.5083 | Biomass |  |  |  | 2010 |  | AgÃªncia Nacional de Energia ElÃ©trica (Brazil) | http://www2.aneel.gov.br/aplicacoes/capacidadebrasil/capacidadebrasil.cfm | AgÃªncia Nacional de Energia ElÃ©trica (Brazil) |  | 2017 | [13 empty] | NO-ESTIMATION | NO-ESTIMATION | WIND-V1 | WIND-V1 | WIND-V1
BRA | Brazil | Coprodia |  | BRA0028120 | 6 | -13.7810 | -57.8406 | Biomass | [5 empty] | AgÃªncia Nacional de Energia ElÃ©trica (Brazil) | http://www2.aneel.gov.br/aplicacoes/capacidadebrasil/capacidadebrasil.cfm | AgÃªncia Nacional de Energia ElÃ©trica (Brazil) |  | 2017 | [13 empty] | NO-ESTIMATION | SOLAR-V1 | SOLAR-V1 | SOLAR-V1 | SOLAR-V1
BRA | Brazil | Itamarati |  | BRA0028121 | 37.5 | -14.7542 | -57.1856 | Biomass | [5 empty] | AgÃªncia Nacional de Energia ElÃ©trica (Brazil) | http://www2.aneel.gov.br/aplicacoes/capacidadebrasil/capacidadebrasil.cfm | AgÃªncia Nacional de Energia ElÃ©trica (Brazil) |  | 2017 | [13 empty] | NO-ESTIMATION | NO-ESTIMATION | NO-ESTIMATION | NO-ESTIMATION | CAPACITY-FACTOR-V1
BRA | Brazil | Barralcool |  | BRA0000227 | 30 | -15.0282 | -57.2014 | Biomass |  |  |  | 2002 |  | AgÃªncia Nacional de Energia ElÃ©trica (Brazil) | http://www2.aneel.gov.br/aplicacoes/capacidadebrasil/capacidadebrasil.cfm | AgÃªncia Nacional de Energia ElÃ©trica (Brazil) | 1066786 | 2017 | [13 empty] | NO-ESTIMATION | NO-ESTIMATION | NO-ESTIMATION | SOLAR-V1 | SOLAR-V1
BRA | Brazil | Primavera do Leste |  | BRA0030089 | 8 | -15.0948 | -54.2107 | Biomass |  |  |  | 2009 |  | AgÃªncia Nacional de Energia ElÃ©trica (Brazil) | http://www2.aneel.gov.br/aplicacoes/capacidadebrasil/capacidadebrasil.cfm | AgÃªncia Nacional de Energia ElÃ©trica (Brazil) |  | 2017 | [13 empty] | NO-ESTIMATION | NO-ESTIMATION | NO-ESTIMATION | NO-ESTIMATION | CAPACITY-FACTOR-V1
BRA | Brazil | Cooper-Rubi |  | BRA0029153 | 2.4 | -15.1754 | -49.7488 | Biomass | [5 empty] | AgÃªncia Nacional de Energia ElÃ©trica (Brazil) | http://www2.aneel.gov.br/aplicacoes/capacidadebrasil/capacidadebrasil.cfm | AgÃªncia Nacional de Energia ElÃ©trica (Brazil) |  | 2017 | [13 empty] | NO-ESTIMATION | WIND-V1 | WIND-V1 | WIND-V1 | WIND-V1
BRA | Brazil | SÃ£o Judas Tadeu |  | BRA0029759 | 56 | -15.1957 | -43.8748 | Biomass |  |  |  | 2009 |  | AgÃªncia Nacional de Energia ElÃ©trica (Brazil) | http://www2.aneel.gov.br/aplicacoes/capacidadebrasil/capacidadebrasil.cfm | AgÃªncia Nacional de Energia ElÃ©trica (Brazil) | 1077341 | 2017 | [13 empty] | NO-ESTIMATION | NO-ESTIMATION | NO-ESTIMATION | NO-ESTIMATION | CAPACITY-FACTOR-V1
BRA | Brazil | Jalles Machado |  | BRA0028112 | 50 | -15.2071 | -48.9758 | Biomass |  |  |  | 2003 |  | AgÃªncia Nacional de Energia ElÃ©trica (Brazil) | http://www2.aneel.gov.br/aplicacoes/capacidadebrasil/capacidadebrasil.cfm | AgÃªncia Nacional de Energia ElÃ©trica (Brazil) |  | 2017 | [13 empty] | HYDRO-V1 | HYDRO-V1 | HYDRO-V1 | HYDRO-V1 | HYDRO-V1
BRA | Brazil | GoianÃ©sia |  | BRA0028113 | 7.3 | -15.2112 | -49.0874 | Biomass | [5 empty] | AgÃªncia Nacional de Energia ElÃ©trica (Brazil) | http://www2.aneel.gov.br/aplicacoes/capacidadebrasil/capacidadebrasil.cfm | AgÃªncia Nacional de Energia ElÃ©trica (Brazil) |  | 2017 | [13 empty] | NO-ESTIMATION | NO-ESTIMATION | NO-ESTIMATION | NO-ESTIMATION | CAPACITY-FACTOR-V1
BRA | Brazil | Codora |  | BRA0030355 | 48 | -15.2714 | -49.1580 | Biomass |  |  |  | 2011 |  | AgÃªncia Nacional de Energia ElÃ©trica (Brazil) | http://www2.aneel.gov.br/aplicacoes/capacidadebrasil/capacidadebrasil.cfm | AgÃªncia Nacional de Energia ElÃ©trica (Brazil) | 1114005 | 2017 | [13 empty] | NO-ESTIMATION | NO-ESTIMATION | NO-ESTIMATION | NO-ESTIMATION | SOLAR-V1
BRA | Brazil | CRV |  | BRA0029162 | 4 | -15.3429 | -49.7200 | Biomass | [5 empty] | AgÃªncia Nacional de Energia ElÃ©trica (Brazil) | http://www2.aneel.gov.br/aplicacoes/capacidadebrasil/capacidadebrasil.cfm | AgÃªncia Nacional de Energia ElÃ©trica (Brazil) |  | 2017 | [13 empty] | NO-ESTIMATION | NO-ESTIMATION | NO-ESTIMATION | NO-ESTIMATION | NO-ESTIMATION
BRA | Brazil | Comigo |  | BRA0030157 | 5 | -15.4212 | -49.7344 | Biomass |  |  |  | 2008 |  | AgÃªncia Nacional de Energia ElÃ©trica (Brazil) | http://www2.aneel.gov.br/aplicacoes/capacidadebrasil/capacidadebrasil.cfm | AgÃªncia Nacional de Energia ElÃ©trica (Brazil) |  | 2017 | [13 empty] | NO-ESTIMATION | NO-ESTIMATION | NO-ESTIMATION | NO-ESTIMATION | CAPACITY-FACTOR-V1
BRA | Brazil | Pantanal |  | BRA0027828 | 5 | -15.9213 | -55.2150 | Biomass | [5 empty] | AgÃªncia Nacional de Energia ElÃ©trica (Brazil) | http://www2.aneel.gov.br/aplicacoes/capacidadebrasil/capacidadebrasil.cfm | AgÃªncia Nacional de Energia ElÃ©trica (Brazil) |  | 2017 | [13 empty] | SOLAR-V1 | SOLAR-V1 | SOLAR-V1 | SOLAR-V1 | SOLAR-V1
BRA | Brazil | Jaciara |  | BRA0027829 | 2.8 | -15.9222 | -55.2163 | Biomass | [5 empty] | AgÃªncia Nacional de Energia ElÃ©trica (Brazil) | http://www2.aneel.gov.br/aplicacoes/capacidadebrasil/capacidadebrasil.cfm | AgÃªncia Nacional de Energia ElÃ©trica (Brazil) |  | 2017 | [13 empty] | NO-ESTIMATION | NO-ESTIMATION | NO-ESTIMATION | NO-ESTIMATION | CAPACITY-FACTOR-V1
BRA | Brazil | Natureza Limpa |  | BRA0030225 | 1 | -16.3540 | -46.8965 | Biomass | [5 empty] | AgÃªncia Nacional de Energia ElÃ©trica (Brazil) | http://www2.aneel.gov.br/aplicacoes/capacidadebrasil/capacidadebrasil.cfm | AgÃªncia Nacional de Energia ElÃ©trica (Brazil) |  | 2017 | [13 empty] | NO-ESTIMATION | NO-ESTIMATION | NO-ESTIMATION | SOLAR-V1 | SOLAR-V1
BRA | Brazil | Veracel |  | BRA0029014 | 117.045 | -16.3740 | -39.5705 | Biomass |  |  |  | 2006 |  | AgÃªncia Nacional de Energia ElÃ©trica (Brazil) | http://www2.aneel.gov.br/aplicacoes/capacidadebrasil/capacidadebrasil.cfm | AgÃªncia Nacional de Energia ElÃ©trica (Brazil) | 1059219 | 2017 | [13 empty] | NO-ESTIMATION | NO-ESTIMATION | NO-ESTIMATION | NO-ESTIMATION | CAPACITY-FACTOR-V1
BRA | Brazil | NG Bioenergia I |  | BRA0031033 | 33 | -16.9647 | -50.4381 | Biomass |  |  |  | 2017 |  | AgÃªncia Nacional de Energia ElÃ©trica (Brazil) | http://www2.aneel.gov.br/aplicacoes/capacidadebrasil/capacidadebrasil.cfm | AgÃªncia Nacional de Energia ElÃ©trica (Brazil) |  | 2017 | [13 empty] | NO-ESTIMATION | NO-ESTIMATION | NO-ESTIMATION | NO-ESTIMATION | CAPACITY-FACTOR-V1
BRA | Brazil | BioenergÃ©tica Vale do Paracatu - BEVAP |  | BRA0030063 | 55 | -17.0582 | -46.1741 | Biomass |  |  |  | 2011 |  | AgÃªncia Nacional de Energia ElÃ©trica (Brazil) | http://www2.aneel.gov.br/aplicacoes/capacidadebrasil/capacidadebrasil.cfm | AgÃªncia Nacional de Energia ElÃ©trica (Brazil) |  | 2017 | [13 empty] | NO-ESTIMATION | NO-ESTIMATION | NO-ESTIMATION | NO-ESTIMATION | CAPACITY-FACTOR-V1
BRA | Brazil | Enervale |  | BRA0030850 | 30 | -17.0598 | -46.1705 | Biomass |  |  |  | 2012 |  | AgÃªncia Nacional de Energia ElÃ©trica (Brazil) | http://www2.aneel.gov.br/aplicacoes/capacidadebrasil/capacidadebrasil.cfm | AgÃªncia Nacional de Energia ElÃ©trica (Brazil) |  | 2017 | [13 empty] | NO-ESTIMATION | NO-ESTIMATION | NO-ESTIMATION | NO-ESTIMATION | CAPACITY-FACTOR-V1
BRA | Brazil | DVPA |  | BRA0030266 | 28 | -17.1171 | -46.6541 | Biomass |  |  |  | 2010 |  | AgÃªncia Nacional de Energia ElÃ©trica (Brazil) | http://www2.aneel.gov.br/aplicacoes/capacidadebrasil/capacidadebrasil.cfm | AgÃªncia Nacional de Energia ElÃ©trica (Brazil) | 1088618 | 2017 | [13 empty] | NO-ESTIMATION | NO-ESTIMATION | NO-ESTIMATION | NO-ESTIMATION | CAPACITY-FACTOR-V1
BRA | Brazil | PAM Destilaria |  | BRA0031133 | 1.2 | -17.1692 | -46.8747 | Biomass |  |  |  | 1987 |  | AgÃªncia Nacional de Energia ElÃ©trica (Brazil) | http://www2.aneel.gov.br/aplicacoes/capacidadebrasil/capacidadebrasil.cfm | AgÃªncia Nacional de Energia ElÃ©trica (Brazil) |  | 2017 | [13 empty] | NO-ESTIMATION | NO-ESTIMATION | NO-ESTIMATION | NO-ESTIMATION | CAPACITY-FACTOR-V1
BRA | Brazil | Lago Azul |  | BRA0029173 | 2 | -17.2536 | -47.6785 | Biomass |  |  |  | 1982 |  | AgÃªncia Nacional de Energia ElÃ©trica (Brazil) | http://www2.aneel.gov.br/aplicacoes/capacidadebrasil/capacidadebrasil.cfm | AgÃªncia Nacional de Energia ElÃ©trica (Brazil) | 1074358 | 2017 | [13 empty] | NO-ESTIMATION | NO-ESTIMATION | NO-ESTIMATION | NO-ESTIMATION | NO-ESTIMATION
BRA | Brazil | Nova GeraÃ§Ã£o |  | BRA0029156 | 6.2 | -17.2743 | -50.1395 | Biomass |  |  |  | 1982 |  | AgÃªncia Nacional de Energia ElÃ©trica (Brazil) | http://www2.aneel.gov.br/aplicacoes/capacidadebrasil/capacidadebrasil.cfm | AgÃªncia Nacional de Energia ElÃ©trica (Brazil) |  | 2017 | [13 empty] | NO-ESTIMATION | NO-ESTIMATION | NO-ESTIMATION | NO-ESTIMATION | CAPACITY-FACTOR-V1
BRA | Brazil | Unidade de GeraÃ§Ã£o de Energia ElÃ©trica - Agrenco - Mato Grosso |  | BRA0029649 | 34 | -17.2901 | -53.2675 | Biomass |  |  |  | 2015 |  | AgÃªncia Nacional de Energia ElÃ©trica (Brazil) | http://www2.aneel.gov.br/aplicacoes/capacidadebrasil/capacidadebrasil.cfm | AgÃªncia Nacional de Energia ElÃ©trica (Brazil) |  | 2017 | [13 empty] | NO-ESTIMATION | NO-ESTIMATION | NO-ESTIMATION | NO-ESTIMATION | CAPACITY-FACTOR-V1
BRA | Brazil | Unidade de Bioenergia Ãgua Emendada |  | BRA0030039 | 79.828 | -17.5202 | -52.0396 | Biomass |  |  |  | 2013 |  | AgÃªncia Nacional de Energia ElÃ©trica (Brazil) | http://www2.aneel.gov.br/aplicacoes/capacidadebrasil/capacidadebrasil.cfm | AgÃªncia Nacional de Energia ElÃ©trica (Brazil) |  | 2017 | [13 empty] | NO-ESTIMATION | NO-ESTIMATION | NO-ESTIMATION | NO-ESTIMATION | CAPACITY-FACTOR-V1
BRA | Brazil | Sonora |  | BRA0027385 | 10 | -17.6183 | -54.7640 | Biomass |  |  |  | 1984 |  | AgÃªncia Nacional de Energia ElÃ©trica (Brazil) | http://www2.aneel.gov.br/aplicacoes/capacidadebrasil/capacidadebrasil.cfm | AgÃªncia Nacional de Energia ElÃ©trica (Brazil) |  | 2017 | [13 empty] | NO-ESTIMATION | NO-ESTIMATION | NO-ESTIMATION | NO-ESTIMATION | CAPACITY-FACTOR-V1
BRA | Brazil | Tropical Bioenergia II |  | BRA0031769 | 32 | -17.6819 | -50.1031 | Biomass |  |  |  | 2014 |  | AgÃªncia Nacional de Energia ElÃ©trica (Brazil) | http://www2.aneel.gov.br/aplicacoes/capacidadebrasil/capacidadebrasil.cfm | AgÃªncia Nacional de Energia ElÃ©trica (Brazil) |  | 2017 | [13 empty] | NO-ESTIMATION | NO-ESTIMATION | NO-ESTIMATION | NO-ESTIMATION | CAPACITY-FACTOR-V1
BRA | Brazil | JataÃ­ |  | BRA0030043 | 105 | -17.6918 | -51.6155 | Biomass |  |  |  | 2013 |  | AgÃªncia Nacional de Energia ElÃ©trica (Brazil) | http://www2.aneel.gov.br/aplicacoes/capacidadebrasil/capacidadebrasil.cfm | AgÃªncia Nacional de Energia ElÃ©trica (Brazil) | 1076833 | 2017 | [13 empty] | NO-ESTIMATION | NO-ESTIMATION | NO-ESTIMATION | NO-ESTIMATION | SOLAR-V1
BRA | Brazil | Unidade de Bioenergia Morro Vermelho |  | BRA0030040 | 72.7 | -17.7246 | -53.0219 | Biomass |  |  |  | 2013 |  | AgÃªncia Nacional de Energia ElÃ©trica (Brazil) | http://www2.aneel.gov.br/aplicacoes/capacidadebrasil/capacidadebrasil.cfm | AgÃªncia Nacional de Energia ElÃ©trica (Brazil) |  | 2017 | [13 empty] | NO-ESTIMATION | NO-ESTIMATION | NO-ESTIMATION | NO-ESTIMATION | CAPACITY-FACTOR-V1
BRA | Brazil | Tropical Bioenergia |  | BRA0030080 | 80 | -17.7610 | -50.1541 | Biomass |  |  |  | 2009 |  | AgÃªncia Nacional de Energia ElÃ©trica (Brazil) | http://www2.aneel.gov.br/aplicacoes/capacidadebrasil/capacidadebrasil.cfm | AgÃªncia Nacional de Energia ElÃ©trica (Brazil) | 1091767 | 2017 | [13 empty] | NO-ESTIMATION | NO-ESTIMATION | NO-ESTIMATION | NO-ESTIMATION | CAPACITY-FACTOR-V1
BRA | Brazil | Unidade de Bioenergia Alto Taquari |  | BRA0030038 | 72.7 | -17.8040 | -53.2695 | Biomass |  |  |  | 2013 |  | AgÃªncia Nacional de Energia ElÃ©trica (Brazil) | http://www2.aneel.gov.br/aplicacoes/capacidadebrasil/capacidadebrasil.cfm | AgÃªncia Nacional de Energia ElÃ©trica (Brazil) |  | 2017 | [13 empty] | SOLAR-V1 | SOLAR-V1 | SOLAR-V1 | SOLAR-V1 | SOLAR-V1
BRA | Brazil | Santa Helena AÃ§Ãºcar e Ãlcool |  | BRA0028115 | 4.4 | -17.8185 | -50.5298 | Biomass | [5 empty] | AgÃªncia Nacional de Energia ElÃ©trica (Brazil) | http://www2.aneel.gov.br/aplicacoes/capacidadebrasil/capacidadebrasil.cfm | AgÃªncia Nacional de Energia ElÃ©trica (Brazil) |  | 2017 | [13 empty] | WIND-V1 | WIND-V1 | WIND-V1 | WIND-V1 | WIND-V1
BRA | Brazil | Dasa |  | BRA0029147 | 4.2 | -17.8335 | -40.1786 | Biomass |  |  |  | 1986 |  | AgÃªncia Nacional de Energia ElÃ©trica (Brazil) | http://www2.aneel.gov.br/aplicacoes/capacidadebrasil/capacidadebrasil.cfm | AgÃªncia Nacional de Energia ElÃ©trica (Brazil) |  | 2017 | [13 empty] | NO-ESTIMATION | SOLAR-V1 | SOLAR-V1 | SOLAR-V1 | SOLAR-V1
BRA | Brazil | CEM (Antiga Camen) |  | BRA0029546 | 24 | -17.9237 | -49.1895 | Biomass |  |  |  | 2013 |  | AgÃªncia Nacional de Energia ElÃ©trica (Brazil) | http://www2.aneel.gov.br/aplicacoes/capacidadebrasil/capacidadebrasil.cfm | AgÃªncia Nacional de Energia ElÃ©trica (Brazil) |  | 2017 | [13 empty] | NO-ESTIMATION | NO-ESTIMATION | NO-ESTIMATION | NO-ESTIMATION | CAPACITY-FACTOR-V1
BRA | Brazil | Vale do VerdÃ£o |  | BRA0028116 | 23.4 | -17.9662 | -50.3068 | Biomass | [5 empty] | AgÃªncia Nacional de Energia ElÃ©trica (Brazil) | http://www2.aneel.gov.br/aplicacoes/capacidadebrasil/capacidadebrasil.cfm | AgÃªncia Nacional de Energia ElÃ©trica (Brazil) |  | 2017 | [13 empty] | NO-ESTIMATION | NO-ESTIMATION | NO-ESTIMATION | NO-ESTIMATION | CAPACITY-FACTOR-V1
BRA | Brazil | Bom Sucesso |  | BRA0030530 | 1.5 | -18.0145 | -49.7824 | Biomass |  |  |  | 2013 |  | AgÃªncia Nacional de Energia ElÃ©trica (Brazil) | http://www2.aneel.gov.br/aplicacoes/capacidadebrasil/capacidadebrasil.cfm | AgÃªncia Nacional de Energia ElÃ©trica (Brazil) |  | 2017 | [13 empty] | NO-ESTIMATION | NO-ESTIMATION | NO-ESTIMATION | NO-ESTIMATION | CAPACITY-FACTOR-V1
BRA | Brazil | Suzano Mucuri (Antiga Bahia Sul) |  | BRA0000187 | 214.08 | -18.0363 | -39.9122 | Biomass |  |  |  | 1992 |  | AgÃªncia Nacional de Energia ElÃ©trica (Brazil) | http://www2.aneel.gov.br/aplicacoes/capacidadebrasil/capacidadebrasil.cfm | AgÃªncia Nacional de Energia ElÃ©trica (Brazil) |  | 2017 | [13 empty] | SOLAR-V1 | SOLAR-V1 | SOLAR-V1 | SOLAR-V1 | SOLAR-V1
BRA | Brazil | Goiasa |  | BRA0028118 | 46.52 | -18.0668 | -49.6613 | Biomass |  |  |  | 2005 |  | AgÃªncia Nacional de Energia ElÃ©trica (Brazil) | http://www2.aneel.gov.br/aplicacoes/capacidadebrasil/capacidadebrasil.cfm | AgÃªncia Nacional de Energia ElÃ©trica (Brazil) |  | 2017 | [13 empty] | NO-ESTIMATION | NO-ESTIMATION | NO-ESTIMATION | NO-ESTIMATION | CAPACITY-FACTOR-V1
BRA | Brazil | SerranÃ³polis |  | BRA0029989 | 8.6 | -18.1933 | -51.9120 | Biomass |  |  |  | 2012 |  | AgÃªncia Nacional de Energia ElÃ©trica (Brazil) | http://www2.aneel.gov.br/aplicacoes/capacidadebrasil/capacidadebrasil.cfm | AgÃªncia Nacional de Energia ElÃ©trica (Brazil) |  | 2017 | [13 empty] | NO-ESTIMATION | NO-ESTIMATION | NO-ESTIMATION | NO-ESTIMATION | CAPACITY-FACTOR-V1
BRA | Brazil | WD |  | BRA0029122 | 48 | -18.2113 | -45.9812 | Biomass |  |  |  | 1988 |  | AgÃªncia Nacional de Energia ElÃ©trica (Brazil) | http://www2.aneel.gov.br/aplicacoes/capacidadebrasil/capacidadebrasil.cfm | AgÃªncia Nacional de Energia ElÃ©trica (Brazil) |  | 2017 | [13 empty] | NO-ESTIMATION | NO-ESTIMATION | NO-ESTIMATION | NO-ESTIMATION | CAPACITY-FACTOR-V1
BRA | Brazil | ManacÃ¡ |  | BRA0030418 | 5 | -18.3495 | -49.4084 | Biomass | [5 empty] | AgÃªncia Nacional de Energia ElÃ©trica (Brazil) | http://www2.aneel.gov.br/aplicacoes/capacidadebrasil/capacidadebrasil.cfm | AgÃªncia Nacional de Energia ElÃ©trica (Brazil) |  | 2017 | [13 empty] | NO-ESTIMATION | NO-ESTIMATION | NO-ESTIMATION | NO-ESTIMATION | CAPACITY-FACTOR-V1
BRA | Brazil | Itumbiara |  | BRA0030090 | 56 | -18.3690 | -49.2605 | Biomass |  |  |  | 2010 |  | AgÃªncia Nacional de Energia ElÃ©trica (Brazil) | http://www2.aneel.gov.br/aplicacoes/capacidadebrasil/capacidadebrasil.cfm | AgÃªncia Nacional de Energia ElÃ©trica (Brazil) | 1075287 | 2017 | [13 empty] | NO-ESTIMATION | NO-ESTIMATION | NO-ESTIMATION | NO-ESTIMATION | CAPACITY-FACTOR-V1
BRA | Brazil | QuirinÃ³polis |  | BRA0029268 | 80 | -18.4252 | -50.4417 | Biomass |  |  |  | 2007 |  | AgÃªncia Nacional de Energia ElÃ©trica (Brazil) | http://www2.aneel.gov.br/aplicacoes/capacidadebrasil/capacidadebrasil.cfm | AgÃªncia Nacional de Energia ElÃ©trica (Brazil) |  | 2017 | [13 empty] | NO-ESTIMATION | NO-ESTIMATION | NO-ESTIMATION | NO-ESTIMATION | CAPACITY-FACTOR-V1
BRA | Brazil | Bio Alvorada |  | BRA0030975 | 50 | -18.4371 | -49.1806 | Biomass |  |  |  | 2013 |  | AgÃªncia Nacional de Energia ElÃ©trica (Brazil) | http://www2.aneel.gov.br/aplicacoes/capacidadebrasil/capacidadebrasil.cfm | AgÃªncia Nacional de Energia ElÃ©trica (Brazil) |  | 2017 | [13 empty] | NO-ESTIMATION | NO-ESTIMATION | SOLAR-V1 | SOLAR-V1 | SOLAR-V1
BRA | Brazil | Alcon |  | BRA0029150 | 11.2 | -18.4533 | -39.9358 | Biomass |  |  |  | 2001 |  | AgÃªncia Nacional de Energia ElÃ©trica (Brazil) | http://www2.aneel.gov.br/aplicacoes/capacidadebrasil/capacidadebrasil.cfm | AgÃªncia Nacional de Energia ElÃ©trica (Brazil) |  | 2017 | [13 empty] | NO-ESTIMATION | NO-ESTIMATION | NO-ESTIMATION | NO-ESTIMATION | SOLAR-V1
BRA | Brazil | Porto das Ãguas |  | BRA0029999 | 160 | -18.4581 | -52.5995 | Biomass |  |  |  | 2011 |  | AgÃªncia Nacional de Energia ElÃ©trica (Brazil) | http://www2.aneel.gov.br/aplicacoes/capacidadebrasil/capacidadebrasil.cfm | AgÃªncia Nacional de Energia ElÃ©trica (Brazil) | 1114011 | 2017 | [13 empty] | NO-ESTIMATION | NO-ESTIMATION | NO-ESTIMATION | NO-ESTIMATION | CAPACITY-FACTOR-V1
BRA | Brazil | Cachoeira Dourada |  | BRA0030033 | 40 | -18.4945 | -49.6445 | Biomass |  |  |  | 2013 |  | AgÃªncia Nacional de Energia ElÃ©trica (Brazil) | http://www2.aneel.gov.br/aplicacoes/capacidadebrasil/capacidadebrasil.cfm | AgÃªncia Nacional de Energia ElÃ©trica (Brazil) |  | 2017 | [13 empty] | NO-ESTIMATION | NO-ESTIMATION | NO-ESTIMATION | NO-ESTIMATION | CAPACITY-FACTOR-V1
BRA | Brazil | Boa Vista |  | BRA0029588 | 80 | -18.5423 | -50.4335 | Biomass |  |  |  | 2008 |  | AgÃªncia Nacional de Energia ElÃ©trica (Brazil) | http://www2.aneel.gov.br/aplicacoes/capacidadebrasil/capacidadebrasil.cfm | AgÃªncia Nacional de Energia ElÃ©trica (Brazil) |  | 2017 | [13 empty] | NO-ESTIMATION | NO-ESTIMATION | NO-ESTIMATION | NO-ESTIMATION | CAPACITY-FACTOR-V1
BRA | Brazil | Unidade de Bioenergia Costa Rica |  | BRA0030037 | 79.828 | -18.5557 | -53.1268 | Biomass |  |  |  | 2011 |  | AgÃªncia Nacional de Energia ElÃ©trica (Brazil) | http://www2.aneel.gov.br/aplicacoes/capacidadebrasil/capacidadebrasil.cfm | AgÃªncia Nacional de Energia ElÃ©trica (Brazil) |  | 2017 | [13 empty] | NO-ESTIMATION | NO-ESTIMATION | NO-ESTIMATION | NO-ESTIMATION | CAPACITY-FACTOR-V1
BRA | Brazil | CaÃ§Ãº I |  | BRA0030025 | 130 | -18.6013 | -51.1913 | Biomass |  |  |  | 2010 |  | AgÃªncia Nacional de Energia ElÃ©trica (Brazil) | http://www2.aneel.gov.br/aplicacoes/capacidadebrasil/capacidadebrasil.cfm | AgÃªncia Nacional de Energia ElÃ©trica (Brazil) |  | 2017 | [13 empty] | NO-ESTIMATION | NO-ESTIMATION | NO-ESTIMATION | NO-ESTIMATION | CAPACITY-FACTOR-V1
BRA | Brazil | Selecta |  | BRA0030450 | 11.4 | -18.6793 | -48.1485 | Biomass |  |  |  | 2011 |  | AgÃªncia Nacional de Energia ElÃ©trica (Brazil) | http://www2.aneel.gov.br/aplicacoes/capacidadebrasil/capacidadebrasil.cfm | AgÃªncia Nacional de Energia ElÃ©trica (Brazil) |  | 2017 | [13 empty] | NO-ESTIMATION | NO-ESTIMATION | NO-ESTIMATION | NO-ESTIMATION | CAPACITY-FACTOR-V1
BRA | Brazil | Vale do ParanaÃ­ba |  | BRA0028934 | 5 | -18.7002 | -49.6764 | Biomass | [5 empty] | AgÃªncia Nacional de Energia ElÃ©trica (Brazil) | http://www2.aneel.gov.br/aplicacoes/capacidadebrasil/capacidadebrasil.cfm | AgÃªncia Nacional de Energia ElÃ©trica (Brazil) |  | 2017 | [13 empty] | NO-ESTIMATION | NO-ESTIMATION | NO-ESTIMATION | NO-ESTIMATION | CAPACITY-FACTOR-V1
BRA | Brazil | BioenergÃ©tica Aroeira |  | BRA0030313 | 16 | -18.7515 | -48.6035 | Biomass |  |  |  | 2014 |  | AgÃªncia Nacional de Energia ElÃ©trica (Brazil) | http://www2.aneel.gov.br/aplicacoes/capacidadebrasil/capacidadebrasil.cfm | AgÃªncia Nacional de Energia ElÃ©trica (Brazil) |  | 2017 | [13 empty] | NO-ESTIMATION | NO-ESTIMATION | NO-ESTIMATION | NO-ESTIMATION | CAPACITY-FACTOR-V1
BRA | Brazil | Santa VitÃ³ria |  | BRA0031268 | 41.4 | -18.7709 | -50.2240 | Biomass |  |  |  | 2015 |  | AgÃªncia Nacional de Energia ElÃ©trica (Brazil) | http://www2.aneel.gov.br/aplicacoes/capacidadebrasil/capacidadebrasil.cfm | AgÃªncia Nacional de Energia ElÃ©trica (Brazil) |  | 2017 | [13 empty] | NO-ESTIMATION | NO-ESTIMATION | NO-ESTIMATION | NO-ESTIMATION | CAPACITY-FACTOR-V1
BRA | Brazil | Iaco AgrÃ­cola |  | BRA0030269 | 64 | -18.7921 | -52.8859 | Biomass |  |  |  | 2014 |  | AgÃªncia Nacional de Energia ElÃ©trica (Brazil) | http://www2.aneel.gov.br/aplicacoes/capacidadebrasil/capacidadebrasil.cfm | AgÃªncia Nacional de Energia ElÃ©trica (Brazil) | 1110708 | 2017 | [13 empty] | NO-ESTIMATION | NO-ESTIMATION | NO-ESTIMATION | NO-ESTIMATION | CAPACITY-FACTOR-V1
BRA | Brazil | Cargill UberlÃ¢ndia |  | BRA0030431 | 25 | -18.8483 | -48.2765 | Biomass |  |  |  | 2011 |  | AgÃªncia Nacional de Energia ElÃ©trica (Brazil) | http://www2.aneel.gov.br/aplicacoes/capacidadebrasil/capacidadebrasil.cfm | AgÃªncia Nacional de Energia ElÃ©trica (Brazil) |  | 2017 | [13 empty] | NO-ESTIMATION | NO-ESTIMATION | NO-ESTIMATION | NO-ESTIMATION | CAPACITY-FACTOR-V1
BRA | Brazil | TriÃ¡lcool |  | BRA0028202 | 15 | -18.8720 | -49.2524 | Biomass |  |  |  | 2003 |  | AgÃªncia Nacional de Energia ElÃ©trica (Brazil) | http://www2.aneel.gov.br/aplicacoes/capacidadebrasil/capacidadebrasil.cfm | AgÃªncia Nacional de Energia ElÃ©trica (Brazil) | 1081260 | 2017 | [13 empty] | NO-ESTIMATION | NO-ESTIMATION | NO-ESTIMATION | NO-ESTIMATION | CAPACITY-FACTOR-V1
BRA | Brazil | SÃ£o SimÃ£o |  | BRA0030761 | 4.2 | -18.9909 | -50.5386 | Biomass |  |  |  | 2008 |  | AgÃªncia Nacional de Energia ElÃ©trica (Brazil) | http://www2.aneel.gov.br/aplicacoes/capacidadebrasil/capacidadebrasil.cfm | AgÃªncia Nacional de Energia ElÃ©trica (Brazil) |  | 2017 | [13 empty] | NO-ESTIMATION | NO-ESTIMATION | NO-ESTIMATION | NO-ESTIMATION | CAPACITY-FACTOR-V1
BRA | Brazil | Ituiutaba |  | BRA0030094 | 56 | -19.0114 | -49.6619 | Biomass |  |  |  | 2010 |  | AgÃªncia Nacional de Energia ElÃ©trica (Brazil) | http://www2.aneel.gov.br/aplicacoes/capacidadebrasil/capacidadebrasil.cfm | AgÃªncia Nacional de Energia ElÃ©trica (Brazil) |  | 2017 | [13 empty] | NO-ESTIMATION | NO-ESTIMATION | NO-ESTIMATION | NO-ESTIMATION | CAPACITY-FACTOR-V1
BRA | Brazil | Vale do SÃ£o SimÃ£o |  | BRA0030046 | 55 | -19.0657 | -50.3626 | Biomass |  |  |  | 2010 |  | AgÃªncia Nacional de Energia ElÃ©trica (Brazil) | http://www2.aneel.gov.br/aplicacoes/capacidadebrasil/capacidadebrasil.cfm | AgÃªncia Nacional de Energia ElÃ©trica (Brazil) |  | 2017 | [13 empty] | NO-ESTIMATION | NO-ESTIMATION | NO-ESTIMATION | NO-ESTIMATION | CAPACITY-FACTOR-V1
BRA | Brazil | Cenibra |  | BRA0027941 | 100 | -19.2160 | -42.4745 | Biomass |  |  |  | 1976 |  | AgÃªncia Nacional de Energia ElÃ©trica (Brazil) | http://www2.aneel.gov.br/aplicacoes/capacidadebrasil/capacidadebrasil.cfm | AgÃªncia Nacional de Energia ElÃ©trica (Brazil) | 1011723 | 2017 | [13 empty] | NO-ESTIMATION | NO-ESTIMATION | NO-ESTIMATION | NO-ESTIMATION | CAPACITY-FACTOR-V1
BRA | Brazil | Vetorial CorumbÃ¡ |  | BRA0030384 | 10 | -19.2211 | -57.6195 | Biomass |  |  |  | 2009 |  | AgÃªncia Nacional de Energia ElÃ©trica (Brazil) | http://www2.aneel.gov.br/aplicacoes/capacidadebrasil/capacidadebrasil.cfm | AgÃªncia Nacional de Energia ElÃ©trica (Brazil) |  | 2017 | [13 empty] | NO-ESTIMATION | NO-ESTIMATION | NO-ESTIMATION | NO-ESTIMATION | CAPACITY-FACTOR-V1
BRA | Brazil | AgropÃ©u |  | BRA0032677 | 21.6 | -19.2517 | -44.9850 | Biomass |  |  |  | 2016 |  | AgÃªncia Nacional de Energia ElÃ©trica (Brazil) | http://www2.aneel.gov.br/aplicacoes/capacidadebrasil/capacidadebrasil.cfm | AgÃªncia Nacional de Energia ElÃ©trica (Brazil) |  | 2017 | [13 empty] | NO-ESTIMATION | NO-ESTIMATION | NO-ESTIMATION | NO-ESTIMATION | CAPACITY-FACTOR-V1
BRA | Brazil | Santa Juliana |  | BRA0030166 | 88 | -19.3023 | -47.4640 | Biomass |  |  |  | 2010 |  | AgÃªncia Nacional de Energia ElÃ©trica (Brazil) | http://www2.aneel.gov.br/aplicacoes/capacidadebrasil/capacidadebrasil.cfm | AgÃªncia Nacional de Energia ElÃ©trica (Brazil) |  | 2017 | [13 empty] | NO-ESTIMATION | NO-ESTIMATION | NO-ESTIMATION | NO-ESTIMATION | CAPACITY-FACTOR-V1
BRA | Brazil | Cabrera |  | BRA0030371 | 25 | -19.3074 | -50.7083 | Biomass |  |  |  | 2009 |  | AgÃªncia Nacional de Energia ElÃ©trica (Brazil) | http://www2.aneel.gov.br/aplicacoes/capacidadebrasil/capacidadebrasil.cfm | AgÃªncia Nacional de Energia ElÃ©trica (Brazil) |  | 2017 | [13 empty] | NO-ESTIMATION | NO-ESTIMATION | NO-ESTIMATION | NO-ESTIMATION | CAPACITY-FACTOR-V1
BRA | Brazil | Vale do Tijuco II |  | BRA0030473 | 40 | -19.3468 | -48.2322 | Biomass |  |  |  | 2012 |  | AgÃªncia Nacional de Energia ElÃ©trica (Brazil) | http://www2.aneel.gov.br/aplicacoes/capacidadebrasil/capacidadebrasil.cfm | AgÃªncia Nacional de Energia ElÃ©trica (Brazil) |  | 2017 | [13 empty] | NO-ESTIMATION | NO-ESTIMATION | NO-ESTIMATION | NO-ESTIMATION | CAPACITY-FACTOR-V1
BRA | Brazil | Vale do Tijuco |  | BRA0030034 | 45 | -19.3468 | -48.2325 | Biomass |  |  |  | 2010 |  | AgÃªncia Nacional de Energia ElÃ©trica (Brazil) | http://www2.aneel.gov.br/aplicacoes/capacidadebrasil/capacidadebrasil.cfm | AgÃªncia Nacional de Energia ElÃ©trica (Brazil) |  | 2017 | [13 empty] | NO-ESTIMATION | NO-ESTIMATION | NO-ESTIMATION | NO-ESTIMATION | CAPACITY-FACTOR-V1
BRA | Brazil | Uberaba |  | BRA0029776 | 12 | -19.3910 | -47.8043 | Biomass |  |  |  | 2008 |  | AgÃªncia Nacional de Energia ElÃ©trica (Brazil) | http://www2.aneel.gov.br/aplicacoes/capacidadebrasil/capacidadebrasil.cfm | AgÃªncia Nacional de Energia ElÃ©trica (Brazil) |  | 2017 | [13 empty] | NO-ESTIMATION | NO-ESTIMATION | NO-ESTIMATION | NO-ESTIMATION | CAPACITY-FACTOR-V1
BRA | Brazil | Plantar |  | BRA0030757 | 5 | -19.4299 | -44.3250 | Biomass | [5 empty] | AgÃªncia Nacional de Energia ElÃ©trica (Brazil) | http://www2.aneel.gov.br/aplicacoes/capacidadebrasil/capacidadebrasil.cfm | AgÃªncia Nacional de Energia ElÃ©trica (Brazil) |  | 2017 | [13 empty] | NO-ESTIMATION | NO-ESTIMATION | NO-ESTIMATION | NO-ESTIMATION | CAPACITY-FACTOR-V1
BRA | Brazil | Siderpa |  | BRA0028668 | 2.4 | -19.4620 | -44.2375 | Biomass |  |  |  | 2004 |  | AgÃªncia Nacional de Energia ElÃ©trica (Brazil) | http://www2.aneel.gov.br/aplicacoes/capacidadebrasil/capacidadebrasil.cfm | AgÃªncia Nacional de Energia ElÃ©trica (Brazil) |  | 2017 | [13 empty] | NO-ESTIMATION | NO-ESTIMATION | NO-ESTIMATION | NO-ESTIMATION | CAPACITY-FACTOR-V1
BRA | Brazil | AVG I-II |  | BRA0031329 | 4.8 | -19.4632 | -44.2871 | Biomass |  |  |  | 2009 |  | AgÃªncia Nacional de Energia ElÃ©trica (Brazil) | http://www2.aneel.gov.br/aplicacoes/capacidadebrasil/capacidadebrasil.cfm | AgÃªncia Nacional de Energia ElÃ©trica (Brazil) |  | 2017 | [13 empty] | NO-ESTIMATION | NO-ESTIMATION | NO-ESTIMATION | NO-ESTIMATION | CAPACITY-FACTOR-V1
BRA | Brazil | Usiminas |  | BRA0028604 | 18.81 | -19.4640 | -42.5275 | Biomass |  |  |  | 2003 |  | AgÃªncia Nacional de Energia ElÃ©trica (Brazil) | http://www2.aneel.gov.br/aplicacoes/capacidadebrasil/capacidadebrasil.cfm | AgÃªncia Nacional de Energia ElÃ©trica (Brazil) |  | 2017 | [13 empty] | NO-ESTIMATION | NO-ESTIMATION | NO-ESTIMATION | NO-ESTIMATION | CAPACITY-FACTOR-V1
BRA | Brazil | Bem Brasil |  | BRA0029497 | 2.125 | -19.5641 | -46.8975 | Biomass |  |  |  | 2006 |  | AgÃªncia Nacional de Energia ElÃ©trica (Brazil) | http://www2.aneel.gov.br/aplicacoes/capacidadebrasil/capacidadebrasil.cfm | AgÃªncia Nacional de Energia ElÃ©trica (Brazil) |  | 2017 | [13 empty] | NO-ESTIMATION | NO-ESTIMATION | NO-ESTIMATION | NO-ESTIMATION | CAPACITY-FACTOR-V1
BRA | Brazil | VerÃ­ssimo |  | BRA0029608 | 5 | -19.5985 | -48.3314 | Biomass | [5 empty] | AgÃªncia Nacional de Energia ElÃ©trica (Brazil) | http://www2.aneel.gov.br/aplicacoes/capacidadebrasil/capacidadebrasil.cfm | AgÃªncia Nacional de Energia ElÃ©trica (Brazil) |  | 2017 | [13 empty] | NO-ESTIMATION | NO-ESTIMATION | NO-ESTIMATION | NO-ESTIMATION | CAPACITY-FACTOR-V1
BRA | Brazil | Usipar Industria e Comercio |  | BRA0029473 | 4.997 | -19.6830 | -44.8900 | Biomass |  |  |  | 2007 |  | AgÃªncia Nacional de Energia ElÃ©trica (Brazil) | http://www2.aneel.gov.br/aplicacoes/capacidadebrasil/capacidadebrasil.cfm | AgÃªncia Nacional de Energia ElÃ©trica (Brazil) |  | 2017 | [13 empty] | NO-ESTIMATION | NO-ESTIMATION | NO-ESTIMATION | NO-ESTIMATION | CAPACITY-FACTOR-V1
BRA | Brazil | Coruripe Iturama |  | BRA0028479 | 24 | -19.7046 | -50.3289 | Biomass |  |  |  | 2002 |  | AgÃªncia Nacional de Energia ElÃ©trica (Brazil) | http://www2.aneel.gov.br/aplicacoes/capacidadebrasil/capacidadebrasil.cfm | AgÃªncia Nacional de Energia ElÃ©trica (Brazil) |  | 2017 | [13 empty] | NO-ESTIMATION | NO-ESTIMATION | NO-ESTIMATION | NO-ESTIMATION | CAPACITY-FACTOR-V1
BRA | Brazil | Usina Coruripe AÃ§Ãºcar e Ãlcool |  | BRA0030533 | 20 | -19.7096 | -50.3347 | Biomass |  |  |  | 2011 |  | AgÃªncia Nacional de Energia ElÃ©trica (Brazil) | http://www2.aneel.gov.br/aplicacoes/capacidadebrasil/capacidadebrasil.cfm | AgÃªncia Nacional de Energia ElÃ©trica (Brazil) |  | 2017 | [13 empty] | WIND-V1 | WIND-V1 | WIND-V1 | WIND-V1 | WIND-V1
BRA | Brazil | JoÃ£o Neiva |  | BRA0028347 | 3.5 | -19.7540 | -40.3765 | Biomass |  |  |  | 2002 |  | AgÃªncia Nacional de Energia ElÃ©trica (Brazil) | http://www2.aneel.gov.br/aplicacoes/capacidadebrasil/capacidadebrasil.cfm | AgÃªncia Nacional de Energia ElÃ©trica (Brazil) |  | 2017 | [13 empty] | HYDRO-V1 | HYDRO-V1 | HYDRO-V1 | HYDRO-V1 | HYDRO-V1
BRA | Brazil | Coruripe EnergÃ©tica - Filial Campo Florido |  | BRA0029703 | 30 | -19.8089 | -48.7295 | Biomass |  |  |  | 2008 |  | AgÃªncia Nacional de Energia ElÃ©trica (Brazil) | http://www2.aneel.gov.br/aplicacoes/capacidadebrasil/capacidadebrasil.cfm | AgÃªncia Nacional de Energia ElÃ©trica (Brazil) |  | 2017 | [13 empty] | NO-ESTIMATION | NO-ESTIMATION | NO-ESTIMATION | NO-ESTIMATION | CAPACITY-FACTOR-V1
BRA | Brazil | Campo Florido |  | BRA0028478 | 30 | -19.8091 | -48.7255 | Biomass |  |  |  | 2002 |  | AgÃªncia Nacional de Energia ElÃ©trica (Brazil) | http://www2.aneel.gov.br/aplicacoes/capacidadebrasil/capacidadebrasil.cfm | AgÃªncia Nacional de Energia ElÃ©trica (Brazil) | 1114009 | 2017 | [13 empty] | NO-ESTIMATION | NO-ESTIMATION | NO-ESTIMATION | NO-ESTIMATION | CAPACITY-FACTOR-V1
BRA | Brazil | Aracruz |  | BRA0000127 | 210.4 | -19.8430 | -40.0747 | Biomass |  |  |  | 2002 |  | AgÃªncia Nacional de Energia ElÃ©trica (Brazil) | http://www2.aneel.gov.br/aplicacoes/capacidadebrasil/capacidadebrasil.cfm | AgÃªncia Nacional de Energia ElÃ©trica (Brazil) | 1108226 | 2017 | [13 empty] | NO-ESTIMATION | NO-ESTIMATION | NO-ESTIMATION | NO-ESTIMATION | CAPACITY-FACTOR-V1
BRA | Brazil | Itapagipe |  | BRA0029545 | 6 | -19.8893 | -49.6895 | Biomass |  |  |  | 2006 |  | AgÃªncia Nacional de Energia ElÃ©trica (Brazil) | http://www2.aneel.gov.br/aplicacoes/capacidadebrasil/capacidadebrasil.cfm | AgÃªncia Nacional de Energia ElÃ©trica (Brazil) | 1065061 | 2017 | [13 empty] | NO-ESTIMATION | NO-ESTIMATION | NO-ESTIMATION | NO-ESTIMATION | CAPACITY-FACTOR-V1
BRA | Brazil | CerradÃ£o |  | BRA0029709 | 54 | -19.9183 | -49.1458 | Biomass |  |  |  | 2009 |  | AgÃªncia Nacional de Energia ElÃ©trica (Brazil) | http://www2.aneel.gov.br/aplicacoes/capacidadebrasil/capacidadebrasil.cfm | AgÃªncia Nacional de Energia ElÃ©trica (Brazil) |  | 2017 | [13 empty] | NO-ESTIMATION | NO-ESTIMATION | NO-ESTIMATION | NO-ESTIMATION | CAPACITY-FACTOR-V1
BRA | Brazil | Delta |  | BRA0028219 | 101.875 | -19.9716 | -47.7589 | Biomass |  |  |  | 2001 |  | AgÃªncia Nacional de Energia ElÃ©trica (Brazil) | http://www2.aneel.gov.br/aplicacoes/capacidadebrasil/capacidadebrasil.cfm | AgÃªncia Nacional de Energia ElÃ©trica (Brazil) |  | 2017 | [13 empty] | WIND-V1 | WIND-V1 | WIND-V1 | WIND-V1 | WIND-V1
BRA | Brazil | Junqueira |  | BRA0001281 | 7.2 | -19.9841 | -47.7887 | Biomass | [5 empty] | AgÃªncia Nacional de Energia ElÃ©trica (Brazil) | http://www2.aneel.gov.br/aplicacoes/capacidadebrasil/capacidadebrasil.cfm | AgÃªncia Nacional de Energia ElÃ©trica (Brazil) |  | 2017 | [13 empty] | NO-ESTIMATION | NO-ESTIMATION | NO-ESTIMATION | NO-ESTIMATION | CAPACITY-FACTOR-V1
BRA | Brazil | Ouroeste |  | BRA0029292 | 12 | -19.9962 | -50.3726 | Biomass |  |  |  | 2008 |  | AgÃªncia Nacional de Energia ElÃ©trica (Brazil) | http://www2.aneel.gov.br/aplicacoes/capacidadebrasil/capacidadebrasil.cfm | AgÃªncia Nacional de Energia ElÃ©trica (Brazil) |  | 2017 | [13 empty] | HYDRO-V1 | HYDRO-V1 | HYDRO-V1 | HYDRO-V1 | HYDRO-V1
BRA | Brazil | IndÃºstria Palmares |  | BRA0030427 | 1.64 | -2.0315 | -48.4021 | Biomass | [5 empty] | AgÃªncia Nacional de Energia ElÃ©trica (Brazil) | http://www2.aneel.gov.br/aplicacoes/capacidadebrasil/capacidadebrasil.cfm | AgÃªncia Nacional de Energia ElÃ©trica (Brazil) |  | 2017 | [13 empty] | NO-ESTIMATION | SOLAR-V1 | SOLAR-V1 | SOLAR-V1 | SOLAR-V1
BRA | Brazil | IndÃºstria Agropalma |  | BRA0030433 | 2.7104 | -2.9039 | -48.7272 | Biomass | [5 empty] | AgÃªncia Nacional de Energia ElÃ©trica (Brazil) | http://www2.aneel.gov.br/aplicacoes/capacidadebrasil/capacidadebrasil.cfm | AgÃªncia Nacional de Energia ElÃ©trica (Brazil) |  | 2017 | [13 empty] | NO-ESTIMATION | NO-ESTIMATION | NO-ESTIMATION | NO-ESTIMATION | CAPACITY-FACTOR-V1
BRA | Brazil | RaÃ§Ãµes Patense - ItaÃºna |  | BRA0032981 | 3 | -20.0045 | -44.5879 | Biomass |  |  |  | 2015 |  | AgÃªncia Nacional de Energia ElÃ©trica (Brazil) | http://www2.aneel.gov.br/aplicacoes/capacidadebrasil/capacidadebrasil.cfm | AgÃªncia Nacional de Energia ElÃ©trica (Brazil) |  | 2017 | [13 empty] | NO-ESTIMATION | NO-ESTIMATION | NO-ESTIMATION | NO-ESTIMATION | CAPACITY-FACTOR-V1
BRA | Brazil | Conquista de Minas |  | BRA0030798 | 3.6 | -20.0167 | -47.6159 | Biomass |  |  |  | 2012 |  | AgÃªncia Nacional de Energia ElÃ©trica (Brazil) | http://www2.aneel.gov.br/aplicacoes/capacidadebrasil/capacidadebrasil.cfm | AgÃªncia Nacional de Energia ElÃ©trica (Brazil) |  | 2017 | [13 empty] | HYDRO-V1 | HYDRO-V1 | HYDRO-V1 | HYDRO-V1 | HYDRO-V1
BRA | Brazil | SiderÃºrgica UniÃ£o |  | BRA0031975 | 5 | -20.0188 | -44.9454 | Biomass |  |  |  | 2014 |  | AgÃªncia Nacional de Energia ElÃ©trica (Brazil) | http://www2.aneel.gov.br/aplicacoes/capacidadebrasil/capacidadebrasil.cfm | AgÃªncia Nacional de Energia ElÃ©trica (Brazil) |  | 2017 | [13 empty] | NO-ESTIMATION | NO-ESTIMATION | NO-ESTIMATION | NO-ESTIMATION | CAPACITY-FACTOR-V1
BRA | Brazil | Colombo Santa Albertina |  | BRA0030267 | 50 | -20.0361 | -50.6662 | Biomass |  |  |  | 2009 |  | AgÃªncia Nacional de Energia ElÃ©trica (Brazil) | http://www2.aneel.gov.br/aplicacoes/capacidadebrasil/capacidadebrasil.cfm | AgÃªncia Nacional de Energia ElÃ©trica (Brazil) |  | 2017 | [13 empty] | NO-ESTIMATION | NO-ESTIMATION | NO-ESTIMATION | NO-ESTIMATION | CAPACITY-FACTOR-V1
BRA | Brazil | LDC Bioenergia Lagoa da Prata (Antiga Louis Dreyfus Lagoa da Prata) |  | BRA0029717 | 85 | -20.0709 | -45.5429 | Biomass |  |  |  | 2009 |  | AgÃªncia Nacional de Energia ElÃ©trica (Brazil) | http://www2.aneel.gov.br/aplicacoes/capacidadebrasil/capacidadebrasil.cfm | AgÃªncia Nacional de Energia ElÃ©trica (Brazil) |  | 2017 | [13 empty] | HYDRO-V1 | HYDRO-V1 | HYDRO-V1 | HYDRO-V1 | HYDRO-V1
BRA | Brazil | Frutal |  | BRA0029290 | 16.092 | -20.0803 | -48.8124 | Biomass | [5 empty] | AgÃªncia Nacional de Energia ElÃ©trica (Brazil) | http://www2.aneel.gov.br/aplicacoes/capacidadebrasil/capacidadebrasil.cfm | AgÃªncia Nacional de Energia ElÃ©trica (Brazil) | 1065063 | 2017 | [13 empty] | NO-ESTIMATION | NO-ESTIMATION | NO-ESTIMATION | NO-ESTIMATION | CAPACITY-FACTOR-V1
BRA | Brazil | Total |  | BRA0029724 | 25 | -20.0816 | -46.0347 | Biomass |  |  |  | 2010 |  | AgÃªncia Nacional de Energia ElÃ©trica (Brazil) | http://www2.aneel.gov.br/aplicacoes/capacidadebrasil/capacidadebrasil.cfm | AgÃªncia Nacional de Energia ElÃ©trica (Brazil) |  | 2017 | [13 empty] | HYDRO-V1 | HYDRO-V1 | HYDRO-V1 | HYDRO-V1 | HYDRO-V1
BRA | Brazil | BambuÃ­ |  | BRA0031413 | 30 | -20.0826 | -46.0278 | Biomass |  |  |  | 2014 |  | AgÃªncia Nacional de Energia ElÃ©trica (Brazil) | http://www2.aneel.gov.br/aplicacoes/capacidadebrasil/capacidadebrasil.cfm | AgÃªncia Nacional de Energia ElÃ©trica (Brazil) |  | 2017 | [13 empty] | SOLAR-V1 | SOLAR-V1 | SOLAR-V1 | SOLAR-V1 | SOLAR-V1
BRA | Brazil | Alcoolvale |  | BRA0029299 | 4.2 | -20.0833 | -51.2895 | Biomass |  |  |  | 2002 |  | AgÃªncia Nacional de Energia ElÃ©trica (Brazil) | http://www2.aneel.gov.br/aplicacoes/capacidadebrasil/capacidadebrasil.cfm | AgÃªncia Nacional de Energia ElÃ©trica (Brazil) |  | 2017 | [13 empty] | NO-ESTIMATION | NO-ESTIMATION | NO-ESTIMATION | NO-ESTIMATION | CAPACITY-FACTOR-V1
BRA | Brazil | Guariroba |  | BRA0029766 | 12 | -20.1098 | -49.7508 | Biomass |  |  |  | 2009 |  | AgÃªncia Nacional de Energia ElÃ©trica (Brazil) | http://www2.aneel.gov.br/aplicacoes/capacidadebrasil/capacidadebrasil.cfm | AgÃªncia Nacional de Energia ElÃ©trica (Brazil) |  | 2017 | [13 empty] | NO-ESTIMATION | NO-ESTIMATION | NO-ESTIMATION | NO-ESTIMATION | CAPACITY-FACTOR-V1
BRA | Brazil | Valinho |  | BRA0029595 | 2 | -20.1454 | -44.9056 | Biomass |  |  |  | 2007 |  | AgÃªncia Nacional de Energia ElÃ©trica (Brazil) | http://www2.aneel.gov.br/aplicacoes/capacidadebrasil/capacidadebrasil.cfm | AgÃªncia Nacional de Energia ElÃ©trica (Brazil) |  | 2017 | [13 empty] | SOLAR-V1 | SOLAR-V1 | SOLAR-V1 | SOLAR-V1 | SOLAR-V1
BRA | Brazil | Vetorial |  | BRA0029236 | 3.5 | -20.1745 | -53.7836 | Biomass |  |  |  | 2003 |  | AgÃªncia Nacional de Energia ElÃ©trica (Brazil) | http://www2.aneel.gov.br/aplicacoes/capacidadebrasil/capacidadebrasil.cfm | AgÃªncia Nacional de Energia ElÃ©trica (Brazil) |  | 2017 | [13 empty] | NO-ESTIMATION | NO-ESTIMATION | NO-ESTIMATION | NO-ESTIMATION | CAPACITY-FACTOR-V1
BRA | Brazil | Continental |  | BRA0031446 | 8 | -20.1818 | -48.6887 | Biomass |  |  |  | 2006 |  | AgÃªncia Nacional de Energia ElÃ©trica (Brazil) | http://www2.aneel.gov.br/aplicacoes/capacidadebrasil/capacidadebrasil.cfm | AgÃªncia Nacional de Energia ElÃ©trica (Brazil) |  | 2017 | [13 empty] | NO-ESTIMATION | NO-ESTIMATION | NO-ESTIMATION | NO-ESTIMATION | CAPACITY-FACTOR-V1
BRA | Brazil | Buriti |  | BRA0029527 | 5 | -20.2143 | -47.6439 | Biomass |  |  |  | 2004 |  | AgÃªncia Nacional de Energia ElÃ©trica (Brazil) | http://www2.aneel.gov.br/aplicacoes/capacidadebrasil/capacidadebrasil.cfm | AgÃªncia Nacional de Energia ElÃ©trica (Brazil) |  | 2017 | [13 empty] | NO-ESTIMATION | NO-ESTIMATION | NO-ESTIMATION | NO-ESTIMATION | CAPACITY-FACTOR-V1
BRA | Brazil | Buriti |  | BRA0030420 | 75 | -20.2147 | -47.6444 | Biomass |  |  |  | 2011 |  | AgÃªncia Nacional de Energia ElÃ©trica (Brazil) | http://www2.aneel.gov.br/aplicacoes/capacidadebrasil/capacidadebrasil.cfm | AgÃªncia Nacional de Energia ElÃ©trica (Brazil) |  | 2017 | [13 empty] | NO-ESTIMATION | NO-ESTIMATION | NO-ESTIMATION | NO-ESTIMATION | CAPACITY-FACTOR-V1
BRA | Brazil | Casa de ForÃ§a |  | BRA0028063 | 7.92 | -20.2304 | -50.3345 | Biomass |  |  |  | 2014 |  | AgÃªncia Nacional de Energia ElÃ©trica (Brazil) | http://www2.aneel.gov.br/aplicacoes/capacidadebrasil/capacidadebrasil.cfm | AgÃªncia Nacional de Energia ElÃ©trica (Brazil) |  | 2017 | [13 empty] | NO-ESTIMATION | NO-ESTIMATION | NO-ESTIMATION | NO-ESTIMATION | CAPACITY-FACTOR-V1
BRA | Brazil | Moema |  | BRA0027886 | 89 | -20.2312 | -49.3503 | Biomass |  |  |  | 1994 |  | AgÃªncia Nacional de Energia ElÃ©trica (Brazil) | http://www2.aneel.gov.br/aplicacoes/capacidadebrasil/capacidadebrasil.cfm | AgÃªncia Nacional de Energia ElÃ©trica (Brazil) |  | 2017 | [13 empty] | NO-ESTIMATION | NO-ESTIMATION | NO-ESTIMATION | NO-ESTIMATION | CAPACITY-FACTOR-V1
BRA | Brazil | Colorado |  | BRA0028094 | 52.76 | -20.2792 | -48.1755 | Biomass |  |  |  | 1981 |  | AgÃªncia Nacional de Energia ElÃ©trica (Brazil) | http://www2.aneel.gov.br/aplicacoes/capacidadebrasil/capacidadebrasil.cfm | AgÃªncia Nacional de Energia ElÃ©trica (Brazil) | 1080551 | 2017 | [13 empty] | NO-ESTIMATION | NO-ESTIMATION | NO-ESTIMATION | NO-ESTIMATION | CAPACITY-FACTOR-V1
BRA | Brazil | Fronteira |  | BRA0029199 | 2.6 | -20.2996 | -49.1965 | Biomass |  |  |  | 2007 |  | AgÃªncia Nacional de Energia ElÃ©trica (Brazil) | http://www2.aneel.gov.br/aplicacoes/capacidadebrasil/capacidadebrasil.cfm | AgÃªncia Nacional de Energia ElÃ©trica (Brazil) |  | 2017 | [13 empty] | NO-ESTIMATION | NO-ESTIMATION | NO-ESTIMATION | NO-ESTIMATION | CAPACITY-FACTOR-V1
BRA | Brazil | Colombo Palestina |  | BRA0030032 | 15 | -20.3107 | -49.5898 | Biomass |  |  |  | 2007 |  | AgÃªncia Nacional de Energia ElÃ©trica (Brazil) | http://www2.aneel.gov.br/aplicacoes/capacidadebrasil/capacidadebrasil.cfm | AgÃªncia Nacional de Energia ElÃ©trica (Brazil) |  | 2017 | [13 empty] | NO-ESTIMATION | NO-ESTIMATION | NO-ESTIMATION | NO-ESTIMATION | CAPACITY-FACTOR-V1
BRA | Brazil | Vertente |  | BRA0029270 | 53 | -20.4015 | -48.9911 | Biomass |  |  |  | 2005 |  | AgÃªncia Nacional de Energia ElÃ©trica (Brazil) | http://www2.aneel.gov.br/aplicacoes/capacidadebrasil/capacidadebrasil.cfm | AgÃªncia Nacional de Energia ElÃ©trica (Brazil) | 1063641 | 2017 | [13 empty] | NO-ESTIMATION | NO-ESTIMATION | NO-ESTIMATION | NO-ESTIMATION | CAPACITY-FACTOR-V1
BRA | Brazil | GuaÃ­ra EnergÃ©tica |  | BRA0030026 | 55 | -20.4184 | -48.2114 | Biomass |  |  |  | 2010 |  | AgÃªncia Nacional de Energia ElÃ©trica (Brazil) | http://www2.aneel.gov.br/aplicacoes/capacidadebrasil/capacidadebrasil.cfm | AgÃªncia Nacional de Energia ElÃ©trica (Brazil) |  | 2017 | [13 empty] | NO-ESTIMATION | NO-ESTIMATION | NO-ESTIMATION | NO-ESTIMATION | CAPACITY-FACTOR-V1
BRA | Brazil | Meridiano |  | BRA0030303 | 60 | -20.4503 | -50.1965 | Biomass |  |  |  | 2012 |  | AgÃªncia Nacional de Energia ElÃ©trica (Brazil) | http://www2.aneel.gov.br/aplicacoes/capacidadebrasil/capacidadebrasil.cfm | AgÃªncia Nacional de Energia ElÃ©trica (Brazil) |  | 2017 | [13 empty] | NO-ESTIMATION | NO-ESTIMATION | NO-ESTIMATION | NO-ESTIMATION | CAPACITY-FACTOR-V1
BRA | Brazil | Noble Energia II |  | BRA0030271 | 30 | -20.4503 | -50.1970 | Biomass |  |  |  | 2012 |  | AgÃªncia Nacional de Energia ElÃ©trica (Brazil) | http://www2.aneel.gov.br/aplicacoes/capacidadebrasil/capacidadebrasil.cfm | AgÃªncia Nacional de Energia ElÃ©trica (Brazil) |  | 2017 | [13 empty] | WIND-V1 | WIND-V1 | WIND-V1 | WIND-V1 | WIND-V1
BRA | Brazil | Mogiana Bio-Energia |  | BRA0030447 | 4 | -20.4724 | -47.8749 | Biomass | [5 empty] | AgÃªncia Nacional de Energia ElÃ©trica (Brazil) | http://www2.aneel.gov.br/aplicacoes/capacidadebrasil/capacidadebrasil.cfm | AgÃªncia Nacional de Energia ElÃ©trica (Brazil) |  | 2017 | [13 empty] | NO-ESTIMATION | NO-ESTIMATION | NO-ESTIMATION | NO-ESTIMATION | CAPACITY-FACTOR-V1
BRA | Brazil | Mandu |  | BRA0027787 | 90 | -20.4790 | -48.4015 | Biomass |  |  |  | 2006 |  | AgÃªncia Nacional de Energia ElÃ©trica (Brazil) | http://www2.aneel.gov.br/aplicacoes/capacidadebrasil/capacidadebrasil.cfm | AgÃªncia Nacional de Energia ElÃ©trica (Brazil) |  | 2017 | [13 empty] | NO-ESTIMATION | NO-ESTIMATION | NO-ESTIMATION | NO-ESTIMATION | CAPACITY-FACTOR-V1
BRA | Brazil | Guarani Tanabi 2 |  | BRA0031445 | 34 | -20.4818 | -49.5282 | Biomass |  |  |  | 2015 |  | AgÃªncia Nacional de Energia ElÃ©trica (Brazil) | http://www2.aneel.gov.br/aplicacoes/capacidadebrasil/capacidadebrasil.cfm | AgÃªncia Nacional de Energia ElÃ©trica (Brazil) |  | 2017 | [13 empty] | NO-ESTIMATION | NO-ESTIMATION | NO-ESTIMATION | NO-ESTIMATION | CAPACITY-FACTOR-V1
BRA | Brazil | Alta Mogiana |  | BRA0000060 | 75 | -20.4819 | -47.8662 | Biomass |  |  |  | 1994 |  | AgÃªncia Nacional de Energia ElÃ©trica (Brazil) | http://www2.aneel.gov.br/aplicacoes/capacidadebrasil/capacidadebrasil.cfm | AgÃªncia Nacional de Energia ElÃ©trica (Brazil) | 1096578 | 2017 | [13 empty] | NO-ESTIMATION | NO-ESTIMATION | NO-ESTIMATION | NO-ESTIMATION | CAPACITY-FACTOR-V1
BRA | Brazil | Guarani - Tanabi |  | BRA0030095 | 38 | -20.5032 | -49.5514 | Biomass | [5 empty] | AgÃªncia Nacional de Energia ElÃ©trica (Brazil) | http://www2.aneel.gov.br/aplicacoes/capacidadebrasil/capacidadebrasil.cfm | AgÃªncia Nacional de Energia ElÃ©trica (Brazil) |  | 2017 | [13 empty] | NO-ESTIMATION | NO-ESTIMATION | NO-ESTIMATION | NO-ESTIMATION | CAPACITY-FACTOR-V1
BRA | Brazil | Interlagos |  | BRA0029461 | 40 | -20.5265 | -51.2345 | Biomass |  |  |  | 2007 |  | AgÃªncia Nacional de Energia ElÃ©trica (Brazil) | http://www2.aneel.gov.br/aplicacoes/capacidadebrasil/capacidadebrasil.cfm | AgÃªncia Nacional de Energia ElÃ©trica (Brazil) | 1110064 | 2017 | [13 empty] | NO-ESTIMATION | NO-ESTIMATION | NO-ESTIMATION | NO-ESTIMATION | CAPACITY-FACTOR-V1
BRA | Brazil | Passos |  | BRA0030126 | 14.09 | -20.5444 | -46.6461 | Biomass |  |  |  | 2008 |  | AgÃªncia Nacional de Energia ElÃ©trica (Brazil) | http://www2.aneel.gov.br/aplicacoes/capacidadebrasil/capacidadebrasil.cfm | AgÃªncia Nacional de Energia ElÃ©trica (Brazil) |  | 2017 | [13 empty] | NO-ESTIMATION | NO-ESTIMATION | NO-ESTIMATION | NO-ESTIMATION | CAPACITY-FACTOR-V1
BRA | Brazil | Generalco |  | BRA0028059 | 3.8 | -20.5711 | -50.3749 | Biomass | [5 empty] | AgÃªncia Nacional de Energia ElÃ©trica (Brazil) | http://www2.aneel.gov.br/aplicacoes/capacidadebrasil/capacidadebrasil.cfm | AgÃªncia Nacional de Energia ElÃ©trica (Brazil) |  | 2017 | [13 empty] | NO-ESTIMATION | NO-ESTIMATION | NO-ESTIMATION | NO-ESTIMATION | CAPACITY-FACTOR-V1
BRA | Brazil | Noble Energia |  | BRA0030004 | 30 | -20.5810 | -49.9424 | Biomass |  |  |  | 2010 |  | AgÃªncia Nacional de Energia ElÃ©trica (Brazil) | http://www2.aneel.gov.br/aplicacoes/capacidadebrasil/capacidadebrasil.cfm | AgÃªncia Nacional de Energia ElÃ©trica (Brazil) | 1084146 | 2017 | [13 empty] | NO-ESTIMATION | NO-ESTIMATION | NO-ESTIMATION | NO-ESTIMATION | CAPACITY-FACTOR-V1
BRA | Brazil | Noroeste Paulista |  | BRA0029775 | 60 | -20.5810 | -49.9424 | Biomass |  |  |  | 2009 |  | AgÃªncia Nacional de Energia ElÃ©trica (Brazil) | http://www2.aneel.gov.br/aplicacoes/capacidadebrasil/capacidadebrasil.cfm | AgÃªncia Nacional de Energia ElÃ©trica (Brazil) |  | 2017 | [13 empty] | NO-ESTIMATION | NO-ESTIMATION | NO-ESTIMATION | NO-ESTIMATION | CAPACITY-FACTOR-V1
BRA | Brazil | Eldorado Brasil |  | BRA0030583 | 226 | -20.5957 | -51.5975 | Biomass |  |  |  | 2013 |  | AgÃªncia Nacional de Energia ElÃ©trica (Brazil) | http://www2.aneel.gov.br/aplicacoes/capacidadebrasil/capacidadebrasil.cfm | AgÃªncia Nacional de Energia ElÃ©trica (Brazil) |  | 2017 | [13 empty] | NO-ESTIMATION | NO-ESTIMATION | NO-ESTIMATION | NO-ESTIMATION | CAPACITY-FACTOR-V1
BRA | Brazil | Usina Vale |  | BRA0029678 | 4.4 | -20.5981 | -49.1900 | Biomass |  |  |  | 1994 |  | AgÃªncia Nacional de Energia ElÃ©trica (Brazil) | http://www2.aneel.gov.br/aplicacoes/capacidadebrasil/capacidadebrasil.cfm | AgÃªncia Nacional de Energia ElÃ©trica (Brazil) |  | 2017 | [13 empty] | NO-ESTIMATION | NO-ESTIMATION | NO-ESTIMATION | SOLAR-V1 | SOLAR-V1
BRA | Brazil | Vale do RosÃ¡rio |  | BRA0002958 | 97 | -20.6158 | -48.0004 | Biomass |  |  |  | 1994 |  | AgÃªncia Nacional de Energia ElÃ©trica (Brazil) | http://www2.aneel.gov.br/aplicacoes/capacidadebrasil/capacidadebrasil.cfm | AgÃªncia Nacional de Energia ElÃ©trica (Brazil) |  | 2017 | [13 empty] | NO-ESTIMATION | NO-ESTIMATION | NO-ESTIMATION | NO-ESTIMATION | CAPACITY-FACTOR-V1
BRA | Brazil | Agroalcool |  | BRA0029929 | 1.2 | -20.6583 | -49.8415 | Biomass | [5 empty] | AgÃªncia Nacional de Energia ElÃ©trica (Brazil) | http://www2.aneel.gov.br/aplicacoes/capacidadebrasil/capacidadebrasil.cfm | AgÃªncia Nacional de Energia ElÃ©trica (Brazil) |  | 2017 | [13 empty] | HYDRO-V1 | HYDRO-V1 | HYDRO-V1 | HYDRO-V1 | HYDRO-V1
BRA | Brazil | SÃ£o JosÃ© Colina |  | BRA0028975 | 83 | -20.6709 | -48.5358 | Biomass |  |  |  | 2008 |  | AgÃªncia Nacional de Energia ElÃ©trica (Brazil) | http://www2.aneel.gov.br/aplicacoes/capacidadebrasil/capacidadebrasil.cfm | AgÃªncia Nacional de Energia ElÃ©trica (Brazil) |  | 2017 | [13 empty] | HYDRO-V1 | HYDRO-V1 | HYDRO-V1 | HYDRO-V1 | HYDRO-V1
BRA | Brazil | Pioneiros |  | BRA0028047 | 42 | -20.7255 | -50.9526 | Biomass |  |  |  | 2006 |  | AgÃªncia Nacional de Energia ElÃ©trica (Brazil) | http://www2.aneel.gov.br/aplicacoes/capacidadebrasil/capacidadebrasil.cfm | AgÃªncia Nacional de Energia ElÃ©trica (Brazil) | 1067154 | 2017 | [13 empty] | HYDRO-V1 | HYDRO-V1 | HYDRO-V1 | HYDRO-V1 | HYDRO-V1
BRA | Brazil | Pioneiros II |  | BRA0029642 | 35 | -20.7263 | -50.9525 | Biomass |  |  |  | 2013 |  | AgÃªncia Nacional de Energia ElÃ©trica (Brazil) | http://www2.aneel.gov.br/aplicacoes/capacidadebrasil/capacidadebrasil.cfm | AgÃªncia Nacional de Energia ElÃ©trica (Brazil) |  | 2017 | [13 empty] | HYDRO-V1 | HYDRO-V1 | HYDRO-V1 | HYDRO-V1 | HYDRO-V1
BRA | Brazil | Ãgua Limpa |  | BRA0027919 | 2.76 | -20.7441 | -49.7095 | Biomass |  |  |  | 2000 |  | AgÃªncia Nacional de Energia ElÃ©trica (Brazil) | http://www2.aneel.gov.br/aplicacoes/capacidadebrasil/capacidadebrasil.cfm | AgÃªncia Nacional de Energia ElÃ©trica (Brazil) |  | 2017 | [13 empty] | HYDRO-V1 | HYDRO-V1 | HYDRO-V1 | HYDRO-V1 | HYDRO-V1
BRA | Brazil | Cevasa |  | BRA0028458 | 54 | -20.7478 | -47.4218 | Biomass |  |  |  | 2006 |  | AgÃªncia Nacional de Energia ElÃ©trica (Brazil) | http://www2.aneel.gov.br/aplicacoes/capacidadebrasil/capacidadebrasil.cfm | AgÃªncia Nacional de Energia ElÃ©trica (Brazil) |  | 2017 | [13 empty] | NO-ESTIMATION | NO-ESTIMATION | SOLAR-V1 | SOLAR-V1 | SOLAR-V1
BRA | Brazil | Fibria - MS (Antiga VCP - MS) |  | BRA0029694 | 163.2 | -20.7510 | -51.6780 | Biomass |  |  |  | 2009 |  | AgÃªncia Nacional de Energia ElÃ©trica (Brazil) | http://www2.aneel.gov.br/aplicacoes/capacidadebrasil/capacidadebrasil.cfm | AgÃªncia Nacional de Energia ElÃ©trica (Brazil) |  | 2017 | [13 empty] | HYDRO-V1 | HYDRO-V1 | HYDRO-V1 | HYDRO-V1 | HYDRO-V1
BRA | Brazil | Batatais |  | BRA0000236 | 3.9 | -20.7537 | -47.5664 | Biomass | [5 empty] | AgÃªncia Nacional de Energia ElÃ©trica (Brazil) | http://www2.aneel.gov.br/aplicacoes/capacidadebrasil/capacidadebrasil.cfm | AgÃªncia Nacional de Energia ElÃ©trica (Brazil) |  | 2017 | [13 empty] | HYDRO-V1 | HYDRO-V1 | HYDRO-V1 | HYDRO-V1 | HYDRO-V1
BRA | Brazil | Gasa |  | BRA0027950 | 78 | -20.7659 | -51.2492 | Biomass |  |  |  | 1996 |  | AgÃªncia Nacional de Energia ElÃ©trica (Brazil) | http://www2.aneel.gov.br/aplicacoes/capacidadebrasil/capacidadebrasil.cfm | AgÃªncia Nacional de Energia ElÃ©trica (Brazil) | 1038342 | 2017 | [13 empty] | HYDRO-V1 | HYDRO-V1 | HYDRO-V1 | HYDRO-V1 | HYDRO-V1
BRA | Brazil | MB |  | BRA0001449 | 16.4 | -20.7787 | -48.1919 | Biomass |  |  |  | 1980 |  | AgÃªncia Nacional de Energia ElÃ©trica (Brazil) | http://www2.aneel.gov.br/aplicacoes/capacidadebrasil/capacidadebrasil.cfm | AgÃªncia Nacional de Energia ElÃ©trica (Brazil) |  | 2017 | [13 empty] | NO-ESTIMATION | NO-ESTIMATION | NO-ESTIMATION | NO-ESTIMATION | CAPACITY-FACTOR-V1
BRA | Brazil | Cargil TrÃªs Lagoas |  | BRA0031001 | 6 | -20.7978 | -51.6318 | Biomass |  |  |  | 2013 |  | AgÃªncia Nacional de Energia ElÃ©trica (Brazil) | http://www2.aneel.gov.br/aplicacoes/capacidadebrasil/capacidadebrasil.cfm | AgÃªncia Nacional de Energia ElÃ©trica (Brazil) |  | 2017 | [13 empty] | HYDRO-V1 | HYDRO-V1 | HYDRO-V1 | HYDRO-V1 | HYDRO-V1
BRA | Brazil | Guarani |  | BRA0028028 | 9.4 | -20.8171 | -48.8132 | Biomass |  |  |  | 1980 |  | AgÃªncia Nacional de Energia ElÃ©trica (Brazil) | http://www2.aneel.gov.br/aplicacoes/capacidadebrasil/capacidadebrasil.cfm | AgÃªncia Nacional de Energia ElÃ©trica (Brazil) |  | 2017 | [13 empty] | NO-ESTIMATION | NO-ESTIMATION | NO-ESTIMATION | NO-ESTIMATION | CAPACITY-FACTOR-V1
BRA | Brazil | Nova Moreno |  | BRA0029645 | 15.504 | -20.8238 | -49.7558 | Biomass | [5 empty] | AgÃªncia Nacional de Energia ElÃ©trica (Brazil) | http://www2.aneel.gov.br/aplicacoes/capacidadebrasil/capacidadebrasil.cfm | AgÃªncia Nacional de Energia ElÃ©trica (Brazil) |  | 2017 | [13 empty] | HYDRO-V1 | HYDRO-V1 | HYDRO-V1 | HYDRO-V1 | HYDRO-V1
BRA | Brazil | MonÃ§Ãµes |  | BRA0029779 | 20 | -20.8512 | -50.0799 | Biomass |  |  |  | 2010 |  | AgÃªncia Nacional de Energia ElÃ©trica (Brazil) | http://www2.aneel.gov.br/aplicacoes/capacidadebrasil/capacidadebrasil.cfm | AgÃªncia Nacional de Energia ElÃ©trica (Brazil) |  | 2017 | [13 empty] | HYDRO-V1 | HYDRO-V1 | HYDRO-V1 | HYDRO-V1 | HYDRO-V1
BRA | Brazil | Aralco |  | BRA0028488 | 4.8 | -20.9045 | -50.4015 | Biomass | [5 empty] | AgÃªncia Nacional de Energia ElÃ©trica (Brazil) | http://www2.aneel.gov.br/aplicacoes/capacidadebrasil/capacidadebrasil.cfm | AgÃªncia Nacional de Energia ElÃ©trica (Brazil) |  | 2017 | [13 empty] | HYDRO-V1 | HYDRO-V1 | HYDRO-V1 | HYDRO-V1 | HYDRO-V1
BRA | Brazil | Viralcool Castilho |  | BRA0030445 | 50 | -20.9061 | -51.5346 | Biomass |  |  |  | 2006 |  | AgÃªncia Nacional de Energia ElÃ©trica (Brazil) | http://www2.aneel.gov.br/aplicacoes/capacidadebrasil/capacidadebrasil.cfm | AgÃªncia Nacional de Energia ElÃ©trica (Brazil) |  | 2017 | [13 empty] | HYDRO-V1 | HYDRO-V1 | HYDRO-V1 | HYDRO-V1 | HYDRO-V1
BRA | Brazil | Coinbra - Frutesp |  | BRA0028328 | 5 | -20.9295 | -48.5072 | Biomass |  |  |  | 2001 |  | AgÃªncia Nacional de Energia ElÃ©trica (Brazil) | http://www2.aneel.gov.br/aplicacoes/capacidadebrasil/capacidadebrasil.cfm | AgÃªncia Nacional de Energia ElÃ©trica (Brazil) |  | 2017 | [13 empty] | HYDRO-V1 | HYDRO-V1 | HYDRO-V1 | HYDRO-V1 | HYDRO-V1
BRA | Brazil | VirÃ¡lcool 2 |  | BRA0030851 | 30 | -20.9335 | -48.2435 | Biomass |  |  |  | 2013 |  | AgÃªncia Nacional de Energia ElÃ©trica (Brazil) | http://www2.aneel.gov.br/aplicacoes/capacidadebrasil/capacidadebrasil.cfm | AgÃªncia Nacional de Energia ElÃ©trica (Brazil) |  | 2017 | [13 empty] | HYDRO-V1 | HYDRO-V1 | HYDRO-V1 | HYDRO-V1 | HYDRO-V1
BRA | Brazil | Viralcool |  | BRA0003035 | 20 | -20.9346 | -48.2406 | Biomass |  |  |  | 1983 |  | AgÃªncia Nacional de Energia ElÃ©trica (Brazil) | http://www2.aneel.gov.br/aplicacoes/capacidadebrasil/capacidadebrasil.cfm | AgÃªncia Nacional de Energia ElÃ©trica (Brazil) | 1081264 | 2017 | [13 empty] | HYDRO-V1 | HYDRO-V1 | HYDRO-V1 | HYDRO-V1 | HYDRO-V1
BRA | Brazil | Bela Vista |  | BRA0027917 | 9.8 | -20.9362 | -48.0708 | Biomass |  |  |  | 1977 |  | AgÃªncia Nacional de Energia ElÃ©trica (Brazil) | http://www2.aneel.gov.br/aplicacoes/capacidadebrasil/capacidadebrasil.cfm | AgÃªncia Nacional de Energia ElÃ©trica (Brazil) |  | 2017 | [13 empty] | HYDRO-V1 | HYDRO-V1 | HYDRO-V1 | HYDRO-V1 | HYDRO-V1
BRA | Brazil | Paineiras |  | BRA0027687 | 3.2 | -20.9508 | -40.9427 | Biomass |  |  |  | 1974 |  | AgÃªncia Nacional de Energia ElÃ©trica (Brazil) | http://www2.aneel.gov.br/aplicacoes/capacidadebrasil/capacidadebrasil.cfm | AgÃªncia Nacional de Energia ElÃ©trica (Brazil) |  | 2017 | [13 empty] | HYDRO-V1 | HYDRO-V1 | HYDRO-V1 | HYDRO-V1 | HYDRO-V1
BRA | Brazil | Bortolo Carolo |  | BRA0027339 | 8 | -20.9967 | -48.0154 | Biomass |  |  |  | 1994 |  | AgÃªncia Nacional de Energia ElÃ©trica (Brazil) | http://www2.aneel.gov.br/aplicacoes/capacidadebrasil/capacidadebrasil.cfm | AgÃªncia Nacional de Energia ElÃ©trica (Brazil) |  | 2017 | [13 empty] | SOLAR-V1 | SOLAR-V1 | SOLAR-V1 | SOLAR-V1 | SOLAR-V1
BRA | Brazil | IbitiÃºva BioenergÃ©tica (Antiga Destilaria Andrade) |  | BRA0027768 | 33 | -21.0013 | -48.2761 | Biomass |  |  |  | 1987 |  | AgÃªncia Nacional de Energia ElÃ©trica (Brazil) | http://www2.aneel.gov.br/aplicacoes/capacidadebrasil/capacidadebrasil.cfm | AgÃªncia Nacional de Energia ElÃ©trica (Brazil) |  | 2017 | [13 empty] | NO-ESTIMATION | NO-ESTIMATION | NO-ESTIMATION | NO-ESTIMATION | CAPACITY-FACTOR-V1
BRA | Brazil | Bazan |  | BRA0027835 | 10.2 | -21.0061 | -47.9836 | Biomass |  |  |  | 2001 |  | AgÃªncia Nacional de Energia ElÃ©trica (Brazil) | http://www2.aneel.gov.br/aplicacoes/capacidadebrasil/capacidadebrasil.cfm | AgÃªncia Nacional de Energia ElÃ©trica (Brazil) |  | 2017 | [13 empty] | NO-ESTIMATION | NO-ESTIMATION | NO-ESTIMATION | NO-ESTIMATION | CAPACITY-FACTOR-V1
BRA | Brazil | Coplasa |  | BRA0030395 | 10 | -21.0286 | -49.9184 | Biomass |  |  |  | 2007 |  | AgÃªncia Nacional de Energia ElÃ©trica (Brazil) | http://www2.aneel.gov.br/aplicacoes/capacidadebrasil/capacidadebrasil.cfm | AgÃªncia Nacional de Energia ElÃ©trica (Brazil) |  | 2017 | [13 empty] | NO-ESTIMATION | NO-ESTIMATION | NO-ESTIMATION | NO-ESTIMATION | CAPACITY-FACTOR-V1
BRA | Brazil | Albertina |  | BRA0027536 | 4.25 | -21.0335 | -47.9605 | Biomass | [5 empty] | AgÃªncia Nacional de Energia ElÃ©trica (Brazil) | http://www2.aneel.gov.br/aplicacoes/capacidadebrasil/capacidadebrasil.cfm | AgÃªncia Nacional de Energia ElÃ©trica (Brazil) |  | 2017 | [13 empty] | NO-ESTIMATION | NO-ESTIMATION | NO-ESTIMATION | NO-ESTIMATION | CAPACITY-FACTOR-V1
BRA | Brazil | Ruette |  | BRA0027345 | 28 | -21.0409 | -48.7108 | Biomass |  |  |  | 2006 |  | AgÃªncia Nacional de Energia ElÃ©trica (Brazil) | http://www2.aneel.gov.br/aplicacoes/capacidadebrasil/capacidadebrasil.cfm | AgÃªncia Nacional de Energia ElÃ©trica (Brazil) | 1063746 | 2017 | [13 empty] | NO-ESTIMATION | NO-ESTIMATION | NO-ESTIMATION | NO-ESTIMATION | CAPACITY-FACTOR-V1
BRA | Brazil | JosÃ© BonifÃ¡cio |  | BRA0030270 | 19 | -21.0820 | -49.9120 | Biomass |  |  |  | 2006 |  | AgÃªncia Nacional de Energia ElÃ©trica (Brazil) | http://www2.aneel.gov.br/aplicacoes/capacidadebrasil/capacidadebrasil.cfm | AgÃªncia Nacional de Energia ElÃ©trica (Brazil) |  | 2017 | [13 empty] | NO-ESTIMATION | NO-ESTIMATION | NO-ESTIMATION | NO-ESTIMATION | SOLAR-V1
BRA | Brazil | Santa Ines |  | BRA0029810 | 2.6 | -21.0821 | -48.0248 | Biomass | [5 empty] | AgÃªncia Nacional de Energia ElÃ©trica (Brazil) | http://www2.aneel.gov.br/aplicacoes/capacidadebrasil/capacidadebrasil.cfm | AgÃªncia Nacional de Energia ElÃ©trica (Brazil) |  | 2017 | [13 empty] | NO-ESTIMATION | NO-ESTIMATION | NO-ESTIMATION | NO-ESTIMATION | CAPACITY-FACTOR-V1
BRA | Brazil | Virgolino de Oliveira - Fazenda Canoas |  | BRA0029904 | 5 | -21.0821 | -49.9125 | Biomass | [5 empty] | AgÃªncia Nacional de Energia ElÃ©trica (Brazil) | http://www2.aneel.gov.br/aplicacoes/capacidadebrasil/capacidadebrasil.cfm | AgÃªncia Nacional de Energia ElÃ©trica (Brazil) |  | 2017 | [13 empty] | NO-ESTIMATION | NO-ESTIMATION | NO-ESTIMATION | NO-ESTIMATION | CAPACITY-FACTOR-V1
BRA | Brazil | SÃ£o Domingos |  | BRA0027867 | 12 | -21.0943 | -49.0110 | Biomass |  |  |  | 1990 |  | AgÃªncia Nacional de Energia ElÃ©trica (Brazil) | http://www2.aneel.gov.br/aplicacoes/capacidadebrasil/capacidadebrasil.cfm | AgÃªncia Nacional de Energia ElÃ©trica (Brazil) |  | 2017 | [13 empty] | NO-ESTIMATION | NO-ESTIMATION | NO-ESTIMATION | NO-ESTIMATION | CAPACITY-FACTOR-V1
BRA | Brazil | Catanduva (Antiga Cerradinho) |  | BRA0028042 | 75 | -21.0966 | -48.9335 | Biomass |  |  |  | 2001 |  | AgÃªncia Nacional de Energia ElÃ©trica (Brazil) | http://www2.aneel.gov.br/aplicacoes/capacidadebrasil/capacidadebrasil.cfm | AgÃªncia Nacional de Energia ElÃ©trica (Brazil) |  | 2017 | [13 empty] | NO-ESTIMATION | NO-ESTIMATION | NO-ESTIMATION | NO-ESTIMATION | CAPACITY-FACTOR-V1
BRA | Brazil | Potirendaba (Antiga Cerradinho Potirendaba) |  | BRA0029655 | 40.2 | -21.0999 | -49.3177 | Biomass |  |  |  | 2008 |  | AgÃªncia Nacional de Energia ElÃ©trica (Brazil) | http://www2.aneel.gov.br/aplicacoes/capacidadebrasil/capacidadebrasil.cfm | AgÃªncia Nacional de Energia ElÃ©trica (Brazil) | 1114012 | 2017 | [13 empty] | NO-ESTIMATION | NO-ESTIMATION | SOLAR-V1 | SOLAR-V1 | SOLAR-V1
BRA | Brazil | IpÃª (Antiga Ceni) |  | BRA0030268 | 25 | -21.1004 | -51.4821 | Biomass |  |  |  | 2012 |  | AgÃªncia Nacional de Energia ElÃ©trica (Brazil) | http://www2.aneel.gov.br/aplicacoes/capacidadebrasil/capacidadebrasil.cfm | AgÃªncia Nacional de Energia ElÃ©trica (Brazil) |  | 2017 | [13 empty] | NO-ESTIMATION | NO-ESTIMATION | NO-ESTIMATION | NO-ESTIMATION | CAPACITY-FACTOR-V1
BRA | Brazil | Santa Elisa - Unidade I |  | BRA0028232 | 58 | -21.1057 | -48.0680 | Biomass |  |  |  | 2002 |  | AgÃªncia Nacional de Energia ElÃ©trica (Brazil) | http://www2.aneel.gov.br/aplicacoes/capacidadebrasil/capacidadebrasil.cfm | AgÃªncia Nacional de Energia ElÃ©trica (Brazil) |  | 2017 | [13 empty] | NO-ESTIMATION | NO-ESTIMATION | NO-ESTIMATION | NO-ESTIMATION | SOLAR-V1
BRA | Brazil | Figueira IndÃºstria e ComÃ©rcio |  | BRA0030580 | 4.4 | -21.1110 | -50.2236 | Biomass | [5 empty] | AgÃªncia Nacional de Energia ElÃ©trica (Brazil) | http://www2.aneel.gov.br/aplicacoes/capacidadebrasil/capacidadebrasil.cfm | AgÃªncia Nacional de Energia ElÃ©trica (Brazil) |  | 2017 | [13 empty] | NO-ESTIMATION | NO-ESTIMATION | NO-ESTIMATION | NO-ESTIMATION | NO-ESTIMATION
BRA | Brazil | Central EnergÃ©tica RibeirÃ£o Preto (Antiga Galo Bravo) |  | BRA0001016 | 9 | -21.1112 | -47.8166 | Biomass |  |  |  | 1986 |  | AgÃªncia Nacional de Energia ElÃ©trica (Brazil) | http://www2.aneel.gov.br/aplicacoes/capacidadebrasil/capacidadebrasil.cfm | AgÃªncia Nacional de Energia ElÃ©trica (Brazil) |  | 2017 | [13 empty] | NO-ESTIMATION | NO-ESTIMATION | NO-ESTIMATION | NO-ESTIMATION | CAPACITY-FACTOR-V1
BRA | Brazil | Destivale |  | BRA0028460 | 5 | -21.1140 | -50.4543 | Biomass | [5 empty] | AgÃªncia Nacional de Energia ElÃ©trica (Brazil) | http://www2.aneel.gov.br/aplicacoes/capacidadebrasil/capacidadebrasil.cfm | AgÃªncia Nacional de Energia ElÃ©trica (Brazil) |  | 2017 | [13 empty] | NO-ESTIMATION | NO-ESTIMATION | NO-ESTIMATION | NO-ESTIMATION | CAPACITY-FACTOR-V1
BRA | Brazil | Santo AntÃ´nio |  | BRA0028344 | 23 | -21.1163 | -47.9514 | Biomass |  |  |  | 1990 |  | AgÃªncia Nacional de Energia ElÃ©trica (Brazil) | http://www2.aneel.gov.br/aplicacoes/capacidadebrasil/capacidadebrasil.cfm | AgÃªncia Nacional de Energia ElÃ©trica (Brazil) |  | 2017 | [13 empty] | NO-ESTIMATION | NO-ESTIMATION | NO-ESTIMATION | NO-ESTIMATION | CAPACITY-FACTOR-V1
BRA | Brazil | Santa Elisa - Unidade II |  | BRA0027537 | 4 | -21.1190 | -47.9995 | Biomass |  |  |  | 2002 |  | AgÃªncia Nacional de Energia ElÃ©trica (Brazil) | http://www2.aneel.gov.br/aplicacoes/capacidadebrasil/capacidadebrasil.cfm | AgÃªncia Nacional de Energia ElÃ©trica (Brazil) |  | 2017 | [13 empty] | NO-ESTIMATION | NO-ESTIMATION | NO-ESTIMATION | NO-ESTIMATION | NO-ESTIMATION
BRA | Brazil | SÃ£o Francisco |  | BRA0027335 | 25.2 | -21.1235 | -48.0094 | Biomass |  |  |  | 1987 |  | AgÃªncia Nacional de Energia ElÃ©trica (Brazil) | http://www2.aneel.gov.br/aplicacoes/capacidadebrasil/capacidadebrasil.cfm | AgÃªncia Nacional de Energia ElÃ©trica (Brazil) |  | 2017 | [13 empty] | SOLAR-V1 | SOLAR-V1 | SOLAR-V1 | SOLAR-V1 | SOLAR-V1
BRA | Brazil | Catanduva |  | BRA0028093 | 9 | -21.1254 | -48.8248 | Biomass | [5 empty] | AgÃªncia Nacional de Energia ElÃ©trica (Brazil) | http://www2.aneel.gov.br/aplicacoes/capacidadebrasil/capacidadebrasil.cfm | AgÃªncia Nacional de Energia ElÃ©trica (Brazil) | 1114200 | 2017 | [13 empty] | SOLAR-V1 | SOLAR-V1 | SOLAR-V1 | SOLAR-V1 | SOLAR-V1
BRA | Brazil | Citrovita Catanduva |  | BRA0029572 | 19.824 | -21.1340 | -48.9635 | Biomass |  |  |  | 2011 |  | AgÃªncia Nacional de Energia ElÃ©trica (Brazil) | http://www2.aneel.gov.br/aplicacoes/capacidadebrasil/capacidadebrasil.cfm | AgÃªncia Nacional de Energia ElÃ©trica (Brazil) |  | 2017 | [13 empty] | NO-ESTIMATION | NO-ESTIMATION | NO-ESTIMATION | NO-ESTIMATION | CAPACITY-FACTOR-V1
BRA | Brazil | Usina Bertolo AÃ§Ãºcar e Ãlcool |  | BRA0029382 | 3.8 | -21.1413 | -48.7180 | Biomass |  |  |  | 2001 |  | AgÃªncia Nacional de Energia ElÃ©trica (Brazil) | http://www2.aneel.gov.br/aplicacoes/capacidadebrasil/capacidadebrasil.cfm | AgÃªncia Nacional de Energia ElÃ©trica (Brazil) |  | 2017 | [13 empty] | NO-ESTIMATION | NO-ESTIMATION | NO-ESTIMATION | NO-ESTIMATION | CAPACITY-FACTOR-V1
BRA | Brazil | Da Pedra |  | BRA0030453 | 70 | -21.1706 | -47.6205 | Biomass |  |  |  | 2012 |  | AgÃªncia Nacional de Energia ElÃ©trica (Brazil) | http://www2.aneel.gov.br/aplicacoes/capacidadebrasil/capacidadebrasil.cfm | AgÃªncia Nacional de Energia ElÃ©trica (Brazil) |  | 2017 | [13 empty] | NO-ESTIMATION | NO-ESTIMATION | NO-ESTIMATION | NO-ESTIMATION | CAPACITY-FACTOR-V1
BRA | Brazil | Usina da Pedra |  | BRA0002019 | 35 | -21.1720 | -47.6189 | Biomass |  |  |  | 2003 |  | AgÃªncia Nacional de Energia ElÃ©trica (Brazil) | http://www2.aneel.gov.br/aplicacoes/capacidadebrasil/capacidadebrasil.cfm | AgÃªncia Nacional de Energia ElÃ©trica (Brazil) | 1066785 | 2017 | [13 empty] | NO-ESTIMATION | SOLAR-V1 | SOLAR-V1 | SOLAR-V1 | SOLAR-V1
BRA | Brazil | Nardini |  | BRA0001528 | 54 | -21.1815 | -48.6447 | Biomass |  |  |  | 1994 |  | AgÃªncia Nacional de Energia ElÃ©trica (Brazil) | http://www2.aneel.gov.br/aplicacoes/capacidadebrasil/capacidadebrasil.cfm | AgÃªncia Nacional de Energia ElÃ©trica (Brazil) |  | 2017 | [13 empty] | NO-ESTIMATION | NO-ESTIMATION | NO-ESTIMATION | NO-ESTIMATION | CAPACITY-FACTOR-V1
BRA | Brazil | Mundial |  | BRA0030192 | 4.65 | -21.1940 | -51.2062 | Biomass |  |  |  | 2008 |  | AgÃªncia Nacional de Energia ElÃ©trica (Brazil) | http://www2.aneel.gov.br/aplicacoes/capacidadebrasil/capacidadebrasil.cfm | AgÃªncia Nacional de Energia ElÃ©trica (Brazil) |  | 2017 | [13 empty] | NO-ESTIMATION | NO-ESTIMATION | NO-ESTIMATION | NO-ESTIMATION | CAPACITY-FACTOR-V1
BRA | Brazil | Alcomira |  | BRA0028049 | 2.4 | -21.1971 | -51.2083 | Biomass | [5 empty] | AgÃªncia Nacional de Energia ElÃ©trica (Brazil) | http://www2.aneel.gov.br/aplicacoes/capacidadebrasil/capacidadebrasil.cfm | AgÃªncia Nacional de Energia ElÃ©trica (Brazil) |  | 2017 | [13 empty] | NO-ESTIMATION | NO-ESTIMATION | NO-ESTIMATION | NO-ESTIMATION | SOLAR-V1
BRA | Brazil | ChapadÃ£o Agroenergia |  | BRA0030041 | 92 | -21.1994 | -50.1965 | Biomass |  |  |  | 2012 |  | AgÃªncia Nacional de Energia ElÃ©trica (Brazil) | http://www2.aneel.gov.br/aplicacoes/capacidadebrasil/capacidadebrasil.cfm | AgÃªncia Nacional de Energia ElÃ©trica (Brazil) |  | 2017 | [13 empty] | NO-ESTIMATION | NO-ESTIMATION | NO-ESTIMATION | NO-ESTIMATION | CAPACITY-FACTOR-V1
BRA | Brazil | Monterrey |  | BRA0030162 | 3.5 | -21.2063 | -49.7316 | Biomass |  |  |  | 2008 |  | AgÃªncia Nacional de Energia ElÃ©trica (Brazil) | http://www2.aneel.gov.br/aplicacoes/capacidadebrasil/capacidadebrasil.cfm | AgÃªncia Nacional de Energia ElÃ©trica (Brazil) |  | 2017 | [13 empty] | NO-ESTIMATION | NO-ESTIMATION | NO-ESTIMATION | NO-ESTIMATION | CAPACITY-FACTOR-V1
BRA | Brazil | Biopav II |  | BRA0030053 | 65 | -21.2097 | -50.1895 | Biomass |  |  |  | 2012 |  | AgÃªncia Nacional de Energia ElÃ©trica (Brazil) | http://www2.aneel.gov.br/aplicacoes/capacidadebrasil/capacidadebrasil.cfm | AgÃªncia Nacional de Energia ElÃ©trica (Brazil) |  | 2017 | [13 empty] | NO-ESTIMATION | NO-ESTIMATION | NO-ESTIMATION | NO-ESTIMATION | CAPACITY-FACTOR-V1
BRA | Brazil | Colombo Ariranha |  | BRA0000796 | 105.5 | -21.2116 | -48.8296 | Biomass | [5 empty] | AgÃªncia Nacional de Energia ElÃ©trica (Brazil) | http://www2.aneel.gov.br/aplicacoes/capacidadebrasil/capacidadebrasil.cfm | AgÃªncia Nacional de Energia ElÃ©trica (Brazil) |  | 2017 | [13 empty] | NO-ESTIMATION | SOLAR-V1 | SOLAR-V1 | SOLAR-V1 | SOLAR-V1
BRA | Brazil | Colombo Ariranha 2 |  | BRA0031112 | 40 | -21.2118 | -48.8280 | Biomass |  |  |  | 2015 |  | AgÃªncia Nacional de Energia ElÃ©trica (Brazil) | http://www2.aneel.gov.br/aplicacoes/capacidadebrasil/capacidadebrasil.cfm | AgÃªncia Nacional de Energia ElÃ©trica (Brazil) |  | 2017 | [13 empty] | NO-ESTIMATION | NO-ESTIMATION | NO-ESTIMATION | NO-ESTIMATION | CAPACITY-FACTOR-V1
BRA | Brazil | BenÃ¡lcool |  | BRA0027906 | 4.2 | -21.2276 | -50.7655 | Biomass | [5 empty] | AgÃªncia Nacional de Energia ElÃ©trica (Brazil) | http://www2.aneel.gov.br/aplicacoes/capacidadebrasil/capacidadebrasil.cfm | AgÃªncia Nacional de Energia ElÃ©trica (Brazil) |  | 2017 | [13 empty] | NO-ESTIMATION | NO-ESTIMATION | NO-ESTIMATION | NO-ESTIMATION | CAPACITY-FACTOR-V1
BRA | Brazil | Destil |  | BRA0028045 | 3.4 | -21.2515 | -49.1283 | Biomass |  |  |  | 1981 |  | AgÃªncia Nacional de Energia ElÃ©trica (Brazil) | http://www2.aneel.gov.br/aplicacoes/capacidadebrasil/capacidadebrasil.cfm | AgÃªncia Nacional de Energia ElÃ©trica (Brazil) |  | 2017 | [13 empty] | NO-ESTIMATION | NO-ESTIMATION | WIND-V1 | WIND-V1 | WIND-V1
BRA | Brazil | PaulicÃ©ia |  | BRA0030683 | 33.75 | -21.2789 | -51.7723 | Biomass |  |  |  | 2013 |  | AgÃªncia Nacional de Energia ElÃ©trica (Brazil) | http://www2.aneel.gov.br/aplicacoes/capacidadebrasil/capacidadebrasil.cfm | AgÃªncia Nacional de Energia ElÃ©trica (Brazil) |  | 2017 | [13 empty] | NO-ESTIMATION | NO-ESTIMATION | NO-ESTIMATION | NO-ESTIMATION | CAPACITY-FACTOR-V1
BRA | Brazil | Alvorada |  | BRA0028580 | 8 | -21.3049 | -46.8541 | Biomass |  |  |  | 2002 |  | AgÃªncia Nacional de Energia ElÃ©trica (Brazil) | http://www2.aneel.gov.br/aplicacoes/capacidadebrasil/capacidadebrasil.cfm | AgÃªncia Nacional de Energia ElÃ©trica (Brazil) | 1088383 | 2017 | [13 empty] | NO-ESTIMATION | NO-ESTIMATION | NO-ESTIMATION | NO-ESTIMATION | NO-ESTIMATION
BRA | Brazil | SÃ£o Martinho |  | BRA0026874 | 73 | -21.3107 | -48.1135 | Biomass |  |  |  | 1975 |  | AgÃªncia Nacional de Energia ElÃ©trica (Brazil) | http://www2.aneel.gov.br/aplicacoes/capacidadebrasil/capacidadebrasil.cfm | AgÃªncia Nacional de Energia ElÃ©trica (Brazil) |  | 2017 | [13 empty] | NO-ESTIMATION | NO-ESTIMATION | NO-ESTIMATION | NO-ESTIMATION | CAPACITY-FACTOR-V1
BRA | Brazil | SÃ£o Martinho Energia |  | BRA0030994 | 39.5 | -21.3174 | -48.1099 | Biomass |  |  |  | 2013 |  | AgÃªncia Nacional de Energia ElÃ©trica (Brazil) | http://www2.aneel.gov.br/aplicacoes/capacidadebrasil/capacidadebrasil.cfm | AgÃªncia Nacional de Energia ElÃ©trica (Brazil) |  | 2017 | [13 empty] | NO-ESTIMATION | NO-ESTIMATION | NO-ESTIMATION | NO-ESTIMATION | CAPACITY-FACTOR-V1
BRA | Brazil | Univalem Bioenergia |  | BRA0030264 | 45 | -21.3220 | -50.9411 | Biomass |  |  |  | 2012 |  | AgÃªncia Nacional de Energia ElÃ©trica (Brazil) | http://www2.aneel.gov.br/aplicacoes/capacidadebrasil/capacidadebrasil.cfm | AgÃªncia Nacional de Energia ElÃ©trica (Brazil) |  | 2017 | [13 empty] | HYDRO-V1 | HYDRO-V1 | HYDRO-V1 | HYDRO-V1 | HYDRO-V1
BRA | Brazil | Da Mata |  | BRA0029774 | 40 | -21.3255 | -50.9456 | Biomass |  |  |  | 2009 |  | AgÃªncia Nacional de Energia ElÃ©trica (Brazil) | http://www2.aneel.gov.br/aplicacoes/capacidadebrasil/capacidadebrasil.cfm | AgÃªncia Nacional de Energia ElÃ©trica (Brazil) |  | 2017 | [13 empty] | NO-ESTIMATION | NO-ESTIMATION | NO-ESTIMATION | NO-ESTIMATION | CAPACITY-FACTOR-V1
BRA | Brazil | Santa AdÃ©lia |  | BRA0027343 | 42 | -21.3372 | -48.2930 | Biomass |  |  |  | 2002 |  | AgÃªncia Nacional de Energia ElÃ©trica (Brazil) | http://www2.aneel.gov.br/aplicacoes/capacidadebrasil/capacidadebrasil.cfm | AgÃªncia Nacional de Energia ElÃ©trica (Brazil) |  | 2017 | [13 empty] | NO-ESTIMATION | NO-ESTIMATION | NO-ESTIMATION | NO-ESTIMATION | CAPACITY-FACTOR-V1
BRA | Brazil | Ipiranga - Mococa |  | BRA0027392 | 4.2 | -21.3441 | -47.1555 | Biomass | [5 empty] | AgÃªncia Nacional de Energia ElÃ©trica (Brazil) | http://www2.aneel.gov.br/aplicacoes/capacidadebrasil/capacidadebrasil.cfm | AgÃªncia Nacional de Energia ElÃ©trica (Brazil) |  | 2017 | [13 empty] | NO-ESTIMATION | NO-ESTIMATION | NO-ESTIMATION | NO-ESTIMATION | CAPACITY-FACTOR-V1
BRA | Brazil | MaracajÃº |  | BRA0028110 | 7.4 | -21.3488 | -55.4292 | Biomass |  |  |  | 2010 |  | AgÃªncia Nacional de Energia ElÃ©trica (Brazil) | http://www2.aneel.gov.br/aplicacoes/capacidadebrasil/capacidadebrasil.cfm | AgÃªncia Nacional de Energia ElÃ©trica (Brazil) | 1104263 | 2017 | [13 empty] | NO-ESTIMATION | NO-ESTIMATION | SOLAR-V1 | SOLAR-V1 | SOLAR-V1
BRA | Brazil | Rio Vermelho 2 |  | BRA0031793 | 40 | -21.3524 | -51.3564 | Biomass |  |  |  | 2014 |  | AgÃªncia Nacional de Energia ElÃ©trica (Brazil) | http://www2.aneel.gov.br/aplicacoes/capacidadebrasil/capacidadebrasil.cfm | AgÃªncia Nacional de Energia ElÃ©trica (Brazil) |  | 2017 | [13 empty] | NO-ESTIMATION | NO-ESTIMATION | SOLAR-V1 | SOLAR-V1 | SOLAR-V1
BRA | Brazil | Usina Monte Alegre |  | BRA0029688 | 18.5 | -21.3806 | -46.2367 | Biomass |  |  |  | 2009 |  | AgÃªncia Nacional de Energia ElÃ©trica (Brazil) | http://www2.aneel.gov.br/aplicacoes/capacidadebrasil/capacidadebrasil.cfm | AgÃªncia Nacional de Energia ElÃ©trica (Brazil) |  | 2017 | [13 empty] | NO-ESTIMATION | NO-ESTIMATION | NO-ESTIMATION | NO-ESTIMATION | CAPACITY-FACTOR-V1
BRA | Brazil | Diana |  | BRA0027890 | 2.873 | -21.3973 | -49.8840 | Biomass | [5 empty] | AgÃªncia Nacional de Energia ElÃ©trica (Brazil) | http://www2.aneel.gov.br/aplicacoes/capacidadebrasil/capacidadebrasil.cfm | AgÃªncia Nacional de Energia ElÃ©trica (Brazil) |  | 2017 | [13 empty] | HYDRO-V1 | HYDRO-V1 | HYDRO-V1 | HYDRO-V1 | HYDRO-V1
BRA | Brazil | Usina Bonfim |  | BRA0029665 | 111 | -21.4138 | -48.2786 | Biomass |  |  |  | 2010 |  | AgÃªncia Nacional de Energia ElÃ©trica (Brazil) | http://www2.aneel.gov.br/aplicacoes/capacidadebrasil/capacidadebrasil.cfm | AgÃªncia Nacional de Energia ElÃ©trica (Brazil) |  | 2017 | [13 empty] | NO-ESTIMATION | NO-ESTIMATION | NO-ESTIMATION | NO-ESTIMATION | CAPACITY-FACTOR-V1
BRA | Brazil | Corona |  | BRA0000835 | 18 | -21.4163 | -48.2793 | Biomass |  |  |  | 1977 |  | AgÃªncia Nacional de Energia ElÃ©trica (Brazil) | http://www2.aneel.gov.br/aplicacoes/capacidadebrasil/capacidadebrasil.cfm | AgÃªncia Nacional de Energia ElÃ©trica (Brazil) |  | 2017 | [13 empty] | NO-ESTIMATION | NO-ESTIMATION | NO-ESTIMATION | NO-ESTIMATION | CAPACITY-FACTOR-V1
BRA | Brazil | Safi |  | BRA0029624 | 4.64 | -21.4274 | -54.3595 | Biomass |  |  |  | 2007 |  | AgÃªncia Nacional de Energia ElÃ©trica (Brazil) | http://www2.aneel.gov.br/aplicacoes/capacidadebrasil/capacidadebrasil.cfm | AgÃªncia Nacional de Energia ElÃ©trica (Brazil) |  | 2017 | [13 empty] | HYDRO-V1 | HYDRO-V1 | HYDRO-V1 | HYDRO-V1 | HYDRO-V1
BRA | Brazil | Santa Luzia I |  | BRA0030006 | 130 | -21.4315 | -54.3718 | Biomass |  |  |  | 2010 |  | AgÃªncia Nacional de Energia ElÃ©trica (Brazil) | http://www2.aneel.gov.br/aplicacoes/capacidadebrasil/capacidadebrasil.cfm | AgÃªncia Nacional de Energia ElÃ©trica (Brazil) | 1076672 | 2017 | [13 empty] | NO-ESTIMATION | NO-ESTIMATION | NO-ESTIMATION | NO-ESTIMATION | SOLAR-V1
BRA | Brazil | Usalpa |  | BRA0031065 | 3 | -21.4453 | -51.4256 | Biomass |  |  |  | 2002 |  | AgÃªncia Nacional de Energia ElÃ©trica (Brazil) | http://www2.aneel.gov.br/aplicacoes/capacidadebrasil/capacidadebrasil.cfm | AgÃªncia Nacional de Energia ElÃ©trica (Brazil) |  | 2017 | [13 empty] | WIND-V1 | WIND-V1 | WIND-V1 | WIND-V1 | WIND-V1
BRA | Brazil | Unialco |  | BRA0027750 | 3.6 | -21.4551 | -50.7842 | Biomass |  |  |  | 1982 |  | AgÃªncia Nacional de Energia ElÃ©trica (Brazil) | http://www2.aneel.gov.br/aplicacoes/capacidadebrasil/capacidadebrasil.cfm | AgÃªncia Nacional de Energia ElÃ©trica (Brazil) | 1066778 | 2017 | [13 empty] | NO-ESTIMATION | NO-ESTIMATION | NO-ESTIMATION | NO-ESTIMATION | CAPACITY-FACTOR-V1
BRA | Brazil | Itaiquara |  | BRA0027918 | 3.2 | -21.4717 | -46.7957 | Biomass | [5 empty] | AgÃªncia Nacional de Energia ElÃ©trica (Brazil) | http://www2.aneel.gov.br/aplicacoes/capacidadebrasil/capacidadebrasil.cfm | AgÃªncia Nacional de Energia ElÃ©trica (Brazil) |  | 2017 | [13 empty] | NO-ESTIMATION | NO-ESTIMATION | NO-ESTIMATION | NO-ESTIMATION | CAPACITY-FACTOR-V1
BRA | Brazil | Moreno |  | BRA0028236 | 5.52 | -21.4779 | -47.7607 | Biomass |  |  |  | 1994 |  | AgÃªncia Nacional de Energia ElÃ©trica (Brazil) | http://www2.aneel.gov.br/aplicacoes/capacidadebrasil/capacidadebrasil.cfm | AgÃªncia Nacional de Energia ElÃ©trica (Brazil) |  | 2017 | [13 empty] | NO-ESTIMATION | SOLAR-V1 | SOLAR-V1 | SOLAR-V1 | SOLAR-V1
BRA | Brazil | SÃ£o JosÃ© da Estiva |  | BRA0027814 | 42.5 | -21.4816 | -49.1777 | Biomass | [5 empty] | AgÃªncia Nacional de Energia ElÃ©trica (Brazil) | http://www2.aneel.gov.br/aplicacoes/capacidadebrasil/capacidadebrasil.cfm | AgÃªncia Nacional de Energia ElÃ©trica (Brazil) |  | 2017 | [13 empty] | NO-ESTIMATION | NO-ESTIMATION | NO-ESTIMATION | NO-ESTIMATION | CAPACITY-FACTOR-V1
BRA | Brazil | Branco Peres |  | BRA0027947 | 3.98 | -21.4838 | -51.0189 | Biomass |  |  |  | 2005 |  | AgÃªncia Nacional de Energia ElÃ©trica (Brazil) | http://www2.aneel.gov.br/aplicacoes/capacidadebrasil/capacidadebrasil.cfm | AgÃªncia Nacional de Energia ElÃ©trica (Brazil) |  | 2017 | [13 empty] | NO-ESTIMATION | NO-ESTIMATION | NO-ESTIMATION | SOLAR-V1 | SOLAR-V1
BRA | Brazil | Rio Vermelho |  | BRA0030543 | 40 | -21.4874 | -51.3604 | Biomass |  |  |  | 2014 |  | AgÃªncia Nacional de Energia ElÃ©trica (Brazil) | http://www2.aneel.gov.br/aplicacoes/capacidadebrasil/capacidadebrasil.cfm | AgÃªncia Nacional de Energia ElÃ©trica (Brazil) |  | 2017 | [13 empty] | NO-ESTIMATION | NO-ESTIMATION | NO-ESTIMATION | NO-ESTIMATION | NO-ESTIMATION
BRA | Brazil | Artivinco (Antiga Rio Pardo) |  | BRA0028815 | 4.5 | -21.4998 | -47.3568 | Biomass | [5 empty] | AgÃªncia Nacional de Energia ElÃ©trica (Brazil) | http://www2.aneel.gov.br/aplicacoes/capacidadebrasil/capacidadebrasil.cfm | AgÃªncia Nacional de Energia ElÃ©trica (Brazil) |  | 2017 | [13 empty] | NO-ESTIMATION | NO-ESTIMATION | NO-ESTIMATION | NO-ESTIMATION | SOLAR-V1
BRA | Brazil | Santa Isabel |  | BRA0028401 | 46 | -21.5065 | -49.2004 | Biomass |  |  |  | 1980 |  | AgÃªncia Nacional de Energia ElÃ©trica (Brazil) | http://www2.aneel.gov.br/aplicacoes/capacidadebrasil/capacidadebrasil.cfm | AgÃªncia Nacional de Energia ElÃ©trica (Brazil) | 1080558 | 2017 | [13 empty] | NO-ESTIMATION | NO-ESTIMATION | NO-ESTIMATION | NO-ESTIMATION | CAPACITY-FACTOR-V1
BRA | Brazil | LDC Bioenergia Rio Brilhante (Antiga Louis Dreyfus Rio Brilhante) |  | BRA0029718 | 90 | -21.5139 | -54.7018 | Biomass |  |  |  | 2009 |  | AgÃªncia Nacional de Energia ElÃ©trica (Brazil) | http://www2.aneel.gov.br/aplicacoes/capacidadebrasil/capacidadebrasil.cfm | AgÃªncia Nacional de Energia ElÃ©trica (Brazil) |  | 2017 | [13 empty] | NO-ESTIMATION | NO-ESTIMATION | NO-ESTIMATION | NO-ESTIMATION | CAPACITY-FACTOR-V1
BRA | Brazil | Cooperfrigo |  | BRA0028459 | 4 | -21.5208 | -49.8611 | Biomass |  |  |  | 2001 |  | AgÃªncia Nacional de Energia ElÃ©trica (Brazil) | http://www2.aneel.gov.br/aplicacoes/capacidadebrasil/capacidadebrasil.cfm | AgÃªncia Nacional de Energia ElÃ©trica (Brazil) |  | 2017 | [13 empty] | NO-ESTIMATION | NO-ESTIMATION | NO-ESTIMATION | NO-ESTIMATION | CAPACITY-FACTOR-V1
BRA | Brazil | Equipav |  | BRA0028101 | 58.4 | -21.5208 | -49.8611 | Biomass |  |  |  | 2002 |  | AgÃªncia Nacional de Energia ElÃ©trica (Brazil) | http://www2.aneel.gov.br/aplicacoes/capacidadebrasil/capacidadebrasil.cfm | AgÃªncia Nacional de Energia ElÃ©trica (Brazil) |  | 2017 | [13 empty] | WIND-V1 | WIND-V1 | WIND-V1 | WIND-V1 | WIND-V1
BRA | Brazil | Equipav II |  | BRA0029765 | 80 | -21.5208 | -49.8611 | Biomass |  |  |  | 2008 |  | AgÃªncia Nacional de Energia ElÃ©trica (Brazil) | http://www2.aneel.gov.br/aplicacoes/capacidadebrasil/capacidadebrasil.cfm | AgÃªncia Nacional de Energia ElÃ©trica (Brazil) |  | 2017 | [13 empty] | WIND-V1 | WIND-V1 | WIND-V1 | WIND-V1 | WIND-V1
BRA | Brazil | J. L. G. |  | BRA0029131 | 1.6 | -21.5285 | -48.3655 | Biomass | [5 empty] | AgÃªncia Nacional de Energia ElÃ©trica (Brazil) | http://www2.aneel.gov.br/aplicacoes/capacidadebrasil/capacidadebrasil.cfm | AgÃªncia Nacional de Energia ElÃ©trica (Brazil) |  | 2017 | [13 empty] | WIND-V1 | WIND-V1 | WIND-V1 | WIND-V1 | WIND-V1
BRA | Brazil | Vista Alegre II |  | BRA0031702 | 30 | -21.5457 | -55.3871 | Biomass |  |  |  | 2015 |  | AgÃªncia Nacional de Energia ElÃ©trica (Brazil) | http://www2.aneel.gov.br/aplicacoes/capacidadebrasil/capacidadebrasil.cfm | AgÃªncia Nacional de Energia ElÃ©trica (Brazil) |  | 2017 | [13 empty] | HYDRO-V1 | HYDRO-V1 | HYDRO-V1 | HYDRO-V1 | HYDRO-V1
BRA | Brazil | LucÃ©lia |  | BRA0027338 | 15.7 | -21.5649 | -50.9594 | Biomass |  |  |  | 2002 |  | AgÃªncia Nacional de Energia ElÃ©trica (Brazil) | http://www2.aneel.gov.br/aplicacoes/capacidadebrasil/capacidadebrasil.cfm | AgÃªncia Nacional de Energia ElÃ©trica (Brazil) |  | 2017 | [13 empty] | WIND-V1 | WIND-V1 | WIND-V1 | WIND-V1 | WIND-V1
BRA | Brazil | Clealco Clementina |  | BRA0028247 | 11.2 | -21.5780 | -50.4216 | Biomass |  |  |  | 1983 |  | AgÃªncia Nacional de Energia ElÃ©trica (Brazil) | http://www2.aneel.gov.br/aplicacoes/capacidadebrasil/capacidadebrasil.cfm | AgÃªncia Nacional de Energia ElÃ©trica (Brazil) |  | 2017 | [13 empty] | NO-ESTIMATION | NO-ESTIMATION | NO-ESTIMATION | NO-ESTIMATION | CAPACITY-FACTOR-V1
BRA | Brazil | Citrosuco |  | BRA0028237 | 7 | -21.5947 | -48.3636 | Biomass |  |  |  | 1985 |  | AgÃªncia Nacional de Energia ElÃ©trica (Brazil) | http://www2.aneel.gov.br/aplicacoes/capacidadebrasil/capacidadebrasil.cfm | AgÃªncia Nacional de Energia ElÃ©trica (Brazil) |  | 2017 | [13 empty] | NO-ESTIMATION | NO-ESTIMATION | NO-ESTIMATION | NO-ESTIMATION | CAPACITY-FACTOR-V1
BRA | Brazil | Destilaria Malosso |  | BRA0027895 | 4 | -21.6237 | -48.8210 | Biomass | [5 empty] | AgÃªncia Nacional de Energia ElÃ©trica (Brazil) | http://www2.aneel.gov.br/aplicacoes/capacidadebrasil/capacidadebrasil.cfm | AgÃªncia Nacional de Energia ElÃ©trica (Brazil) |  | 2017 | [13 empty] | NO-ESTIMATION | NO-ESTIMATION | NO-ESTIMATION | NO-ESTIMATION | CAPACITY-FACTOR-V1
BRA | Brazil | Coinbra - Frutesp |  | BRA0029168 | 8 | -21.6335 | -48.3421 | Biomass |  |  |  | 2004 |  | AgÃªncia Nacional de Energia ElÃ©trica (Brazil) | http://www2.aneel.gov.br/aplicacoes/capacidadebrasil/capacidadebrasil.cfm | AgÃªncia Nacional de Energia ElÃ©trica (Brazil) |  | 2017 | [13 empty] | NO-ESTIMATION | NO-ESTIMATION | NO-ESTIMATION | NO-ESTIMATION | CAPACITY-FACTOR-V1
BRA | Brazil | Canabrava |  | BRA0030066 | 44 | -21.6491 | -41.3957 | Biomass |  |  |  | 2012 |  | AgÃªncia Nacional de Energia ElÃ©trica (Brazil) | http://www2.aneel.gov.br/aplicacoes/capacidadebrasil/capacidadebrasil.cfm | AgÃªncia Nacional de Energia ElÃ©trica (Brazil) |  | 2017 | [13 empty] | NO-ESTIMATION | NO-ESTIMATION | NO-ESTIMATION | SOLAR-V1 | SOLAR-V1
BRA | Brazil | Biolins |  | BRA0030125 | 28 | -21.6724 | -49.7711 | Biomass |  |  |  | 2010 |  | AgÃªncia Nacional de Energia ElÃ©trica (Brazil) | http://www2.aneel.gov.br/aplicacoes/capacidadebrasil/capacidadebrasil.cfm | AgÃªncia Nacional de Energia ElÃ©trica (Brazil) |  | 2017 | [13 empty] | WIND-V1 | WIND-V1 | WIND-V1 | WIND-V1 | WIND-V1
BRA | Brazil | Passa Tempo |  | BRA0028111 | 73.8 | -21.7240 | -54.4916 | Biomass |  |  |  | 2001 |  | AgÃªncia Nacional de Energia ElÃ©trica (Brazil) | http://www2.aneel.gov.br/aplicacoes/capacidadebrasil/capacidadebrasil.cfm | AgÃªncia Nacional de Energia ElÃ©trica (Brazil) | 1104264 | 2017 | [13 empty] | NO-ESTIMATION | NO-ESTIMATION | NO-ESTIMATION | SOLAR-V1 | SOLAR-V1
BRA | Brazil | Vista Alegre I (Antiga EnergÃ©tica Vista Alegre) |  | BRA0029994 | 60 | -21.7301 | -55.5022 | Biomass |  |  |  | 2009 |  | AgÃªncia Nacional de Energia ElÃ©trica (Brazil) | http://www2.aneel.gov.br/aplicacoes/capacidadebrasil/capacidadebrasil.cfm | AgÃªncia Nacional de Energia ElÃ©trica (Brazil) |  | 2017 | [13 empty] | NO-ESTIMATION | NO-ESTIMATION | NO-ESTIMATION | SOLAR-V1 | SOLAR-V1
BRA | Brazil | Santa Cruz AB (Antiga Ometto) |  | BRA0001609 | 86.4 | -21.7545 | -48.0793 | Biomass |  |  |  | 2009 |  | AgÃªncia Nacional de Energia ElÃ©trica (Brazil) | http://www2.aneel.gov.br/aplicacoes/capacidadebrasil/capacidadebrasil.cfm | AgÃªncia Nacional de Energia ElÃ©trica (Brazil) |  | 2017 | [13 empty] | NO-ESTIMATION | NO-ESTIMATION | NO-ESTIMATION | NO-ESTIMATION | CAPACITY-FACTOR-V1
BRA | Brazil | Iacanga |  | BRA0029636 | 57 | -21.7932 | -49.0027 | Biomass |  |  |  | 2010 |  | AgÃªncia Nacional de Energia ElÃ©trica (Brazil) | http://www2.aneel.gov.br/aplicacoes/capacidadebrasil/capacidadebrasil.cfm | AgÃªncia Nacional de Energia ElÃ©trica (Brazil) | 1080554 | 2017 | [13 empty] | HYDRO-V1 | HYDRO-V1 | HYDRO-V1 | HYDRO-V1 | HYDRO-V1
BRA | Brazil | Santa FÃ© |  | BRA0027922 | 6.4 | -21.8145 | -48.6043 | Biomass |  |  |  | 1976 |  | AgÃªncia Nacional de Energia ElÃ©trica (Brazil) | http://www2.aneel.gov.br/aplicacoes/capacidadebrasil/capacidadebrasil.cfm | AgÃªncia Nacional de Energia ElÃ©trica (Brazil) |  | 2017 | [13 empty] | NO-ESTIMATION | NO-ESTIMATION | NO-ESTIMATION | NO-ESTIMATION | CAPACITY-FACTOR-V1
BRA | Brazil | Ipiranga Filial Descalvado |  | BRA0027367 | 3.025 | -21.8278 | -47.7410 | Biomass |  |  |  | 2004 |  | AgÃªncia Nacional de Energia ElÃ©trica (Brazil) | http://www2.aneel.gov.br/aplicacoes/capacidadebrasil/capacidadebrasil.cfm | AgÃªncia Nacional de Energia ElÃ©trica (Brazil) |  | 2017 | [13 empty] | NO-ESTIMATION | NO-ESTIMATION | NO-ESTIMATION | NO-ESTIMATION | CAPACITY-FACTOR-V1
BRA | Brazil | Ferrari |  | BRA0028058 | 80.5 | -21.8411 | -47.3514 | Biomass |  |  |  | 1982 |  | AgÃªncia Nacional de Energia ElÃ©trica (Brazil) | http://www2.aneel.gov.br/aplicacoes/capacidadebrasil/capacidadebrasil.cfm | AgÃªncia Nacional de Energia ElÃ©trica (Brazil) | 1100614 | 2017 | [13 empty] | NO-ESTIMATION | NO-ESTIMATION | NO-ESTIMATION | NO-ESTIMATION | CAPACITY-FACTOR-V1
BRA | Brazil | Clealco Queiroz |  | BRA0030036 | 45 | -21.8503 | -50.2472 | Biomass |  |  |  | 2010 |  | AgÃªncia Nacional de Energia ElÃ©trica (Brazil) | http://www2.aneel.gov.br/aplicacoes/capacidadebrasil/capacidadebrasil.cfm | AgÃªncia Nacional de Energia ElÃ©trica (Brazil) | 1080549 | 2017 | [13 empty] | HYDRO-V1 | HYDRO-V1 | HYDRO-V1 | HYDRO-V1 | HYDRO-V1
BRA | Brazil | Eldorado |  | BRA0029193 | 141.019 | -21.8514 | -54.0159 | Biomass |  |  |  | 2011 |  | AgÃªncia Nacional de Energia ElÃ©trica (Brazil) | http://www2.aneel.gov.br/aplicacoes/capacidadebrasil/capacidadebrasil.cfm | AgÃªncia Nacional de Energia ElÃ©trica (Brazil) |  | 2017 | [13 empty] | NO-ESTIMATION | NO-ESTIMATION | NO-ESTIMATION | NO-ESTIMATION | CAPACITY-FACTOR-V1
BRA | Brazil | Zanin |  | BRA0028325 | 16 | -21.8553 | -48.1750 | Biomass |  |  |  | 1983 |  | AgÃªncia Nacional de Energia ElÃ©trica (Brazil) | http://www2.aneel.gov.br/aplicacoes/capacidadebrasil/capacidadebrasil.cfm | AgÃªncia Nacional de Energia ElÃ©trica (Brazil) | 1092467 | 2017 | [13 empty] | NO-ESTIMATION | NO-ESTIMATION | NO-ESTIMATION | NO-ESTIMATION | CAPACITY-FACTOR-V1
BRA | Brazil | SÃ£o Luiz |  | BRA0026869 | 70.4 | -21.8810 | -47.2962 | Biomass |  |  |  | 1999 |  | AgÃªncia Nacional de Energia ElÃ©trica (Brazil) | http://www2.aneel.gov.br/aplicacoes/capacidadebrasil/capacidadebrasil.cfm | AgÃªncia Nacional de Energia ElÃ©trica (Brazil) |  | 2017 | [13 empty] | NO-ESTIMATION | NO-ESTIMATION | NO-ESTIMATION | NO-ESTIMATION | CAPACITY-FACTOR-V1
BRA | Brazil | Nova Tamoio |  | BRA0028065 | 3.6 | -21.9082 | -48.1044 | Biomass | [5 empty] | AgÃªncia Nacional de Energia ElÃ©trica (Brazil) | http://www2.aneel.gov.br/aplicacoes/capacidadebrasil/capacidadebrasil.cfm | AgÃªncia Nacional de Energia ElÃ©trica (Brazil) |  | 2017 | [13 empty] | NO-ESTIMATION | NO-ESTIMATION | NO-ESTIMATION | NO-ESTIMATION | CAPACITY-FACTOR-V1
BRA | Brazil | Dacal |  | BRA0027999 | 4.4 | -21.9106 | -50.8560 | Biomass |  |  |  | 2010 |  | AgÃªncia Nacional de Energia ElÃ©trica (Brazil) | http://www2.aneel.gov.br/aplicacoes/capacidadebrasil/capacidadebrasil.cfm | AgÃªncia Nacional de Energia ElÃ©trica (Brazil) |  | 2017 | [13 empty] | NO-ESTIMATION | NO-ESTIMATION | NO-ESTIMATION | NO-ESTIMATION | CAPACITY-FACTOR-V1
BRA | Brazil | MÃ¼ller Destilaria |  | BRA0029196 | 2.18 | -21.9143 | -47.4980 | Biomass |  |  |  | 2004 |  | AgÃªncia Nacional de Energia ElÃ©trica (Brazil) | http://www2.aneel.gov.br/aplicacoes/capacidadebrasil/capacidadebrasil.cfm | AgÃªncia Nacional de Energia ElÃ©trica (Brazil) |  | 2017 | [13 empty] | NO-ESTIMATION | NO-ESTIMATION | NO-ESTIMATION | NO-ESTIMATION | CAPACITY-FACTOR-V1
BRA | Brazil | SÃ£o JoÃ£o da Boa Vista |  | BRA0027709 | 70 | -21.9235 | -46.9153 | Biomass |  |  |  | 1997 |  | AgÃªncia Nacional de Energia ElÃ©trica (Brazil) | http://www2.aneel.gov.br/aplicacoes/capacidadebrasil/capacidadebrasil.cfm | AgÃªncia Nacional de Energia ElÃ©trica (Brazil) |  | 2017 | [13 empty] | HYDRO-V1 | HYDRO-V1 | HYDRO-V1 | HYDRO-V1 | HYDRO-V1
BRA | Brazil | Baldin |  | BRA0030169 | 45 | -21.9833 | -47.4404 | Biomass |  |  |  | 2010 |  | AgÃªncia Nacional de Energia ElÃ©trica (Brazil) | http://www2.aneel.gov.br/aplicacoes/capacidadebrasil/capacidadebrasil.cfm | AgÃªncia Nacional de Energia ElÃ©trica (Brazil) | 1078160 | 2017 | [13 empty] | NO-ESTIMATION | NO-ESTIMATION | NO-ESTIMATION | NO-ESTIMATION | CAPACITY-FACTOR-V1
BRA | Brazil | EnergÃ©tica Santa Helena |  | BRA0029599 | 3.2 | -21.9943 | -53.4155 | Biomass |  |  |  | 1981 |  | AgÃªncia Nacional de Energia ElÃ©trica (Brazil) | http://www2.aneel.gov.br/aplicacoes/capacidadebrasil/capacidadebrasil.cfm | AgÃªncia Nacional de Energia ElÃ©trica (Brazil) |  | 2017 | [13 empty] | NO-ESTIMATION | NO-ESTIMATION | NO-ESTIMATION | NO-ESTIMATION | CAPACITY-FACTOR-V1
BRA | Brazil | Santa Helena |  | BRA0030173 | 10 | -21.9955 | -53.4217 | Biomass |  |  |  | 2011 |  | AgÃªncia Nacional de Energia ElÃ©trica (Brazil) | http://www2.aneel.gov.br/aplicacoes/capacidadebrasil/capacidadebrasil.cfm | AgÃªncia Nacional de Energia ElÃ©trica (Brazil) | 1063749 | 2017 | [13 empty] | NO-ESTIMATION | NO-ESTIMATION | NO-ESTIMATION | NO-ESTIMATION | NO-ESTIMATION
BRA | Brazil | Usina da Serra |  | BRA0028209 | 15 | -22.0095 | -47.9926 | Biomass |  |  |  | 2002 |  | AgÃªncia Nacional de Energia ElÃ©trica (Brazil) | http://www2.aneel.gov.br/aplicacoes/capacidadebrasil/capacidadebrasil.cfm | AgÃªncia Nacional de Energia ElÃ©trica (Brazil) | 1064582 | 2017 | [13 empty] | NO-ESTIMATION | NO-ESTIMATION | NO-ESTIMATION | NO-ESTIMATION | NO-ESTIMATION
BRA | Brazil | Della Coletta |  | BRA0027929 | 4 | -22.0536 | -48.7021 | Biomass | [5 empty] | AgÃªncia Nacional de Energia ElÃ©trica (Brazil) | http://www2.aneel.gov.br/aplicacoes/capacidadebrasil/capacidadebrasil.cfm | AgÃªncia Nacional de Energia ElÃ©trica (Brazil) |  | 2017 | [13 empty] | NO-ESTIMATION | NO-ESTIMATION | NO-ESTIMATION | NO-ESTIMATION | NO-ESTIMATION
BRA | Brazil | Destilaria Guaricanga |  | BRA0027894 | 1.6 | -22.0541 | -49.3107 | Biomass | [5 empty] | AgÃªncia Nacional de Energia ElÃ©trica (Brazil) | http://www2.aneel.gov.br/aplicacoes/capacidadebrasil/capacidadebrasil.cfm | AgÃªncia Nacional de Energia ElÃ©trica (Brazil) |  | 2017 | [13 empty] | NO-ESTIMATION | NO-ESTIMATION | NO-ESTIMATION | NO-ESTIMATION | CAPACITY-FACTOR-V1
BRA | Brazil | Santa CÃ¢ndida I |  | BRA0027767 | 29 | -22.1016 | -48.4722 | Biomass |  |  |  | 2002 |  | AgÃªncia Nacional de Energia ElÃ©trica (Brazil) | http://www2.aneel.gov.br/aplicacoes/capacidadebrasil/capacidadebrasil.cfm | AgÃªncia Nacional de Energia ElÃ©trica (Brazil) |  | 2017 | [13 empty] | NO-ESTIMATION | NO-ESTIMATION | NO-ESTIMATION | NO-ESTIMATION | CAPACITY-FACTOR-V1
BRA | Brazil | Santa CÃ¢ndida II |  | BRA0031739 | 55 | -22.1054 | -48.5290 | Biomass |  |  |  | 2016 |  | AgÃªncia Nacional de Energia ElÃ©trica (Brazil) | http://www2.aneel.gov.br/aplicacoes/capacidadebrasil/capacidadebrasil.cfm | AgÃªncia Nacional de Energia ElÃ©trica (Brazil) |  | 2017 | [13 empty] | WIND-V1 | WIND-V1 | WIND-V1 | WIND-V1 | WIND-V1
BRA | Brazil | Conquista do Pontal |  | BRA0030024 | 110 | -22.1202 | -51.7568 | Biomass |  |  |  | 2010 |  | AgÃªncia Nacional de Energia ElÃ©trica (Brazil) | http://www2.aneel.gov.br/aplicacoes/capacidadebrasil/capacidadebrasil.cfm | AgÃªncia Nacional de Energia ElÃ©trica (Brazil) | 1076671 | 2017 | [13 empty] | NO-ESTIMATION | NO-ESTIMATION | NO-ESTIMATION | NO-ESTIMATION | NO-ESTIMATION
BRA | Brazil | AngÃ©lica |  | BRA0029670 | 96 | -22.1522 | -53.7618 | Biomass |  |  |  | 2009 |  | AgÃªncia Nacional de Energia ElÃ©trica (Brazil) | http://www2.aneel.gov.br/aplicacoes/capacidadebrasil/capacidadebrasil.cfm | AgÃªncia Nacional de Energia ElÃ©trica (Brazil) |  | 2017 | [13 empty] | NO-ESTIMATION | NO-ESTIMATION | NO-ESTIMATION | NO-ESTIMATION | CAPACITY-FACTOR-V1
BRA | Brazil | LDC Bioenergia Leme (Antiga Coinbra - Cresciumal) |  | BRA0027059 | 39.6 | -22.1575 | -47.2496 | Biomass |  |  |  | 1986 |  | AgÃªncia Nacional de Energia ElÃ©trica (Brazil) | http://www2.aneel.gov.br/aplicacoes/capacidadebrasil/capacidadebrasil.cfm | AgÃªncia Nacional de Energia ElÃ©trica (Brazil) |  | 2017 | [13 empty] | NO-ESTIMATION | NO-ESTIMATION | SOLAR-V1 | SOLAR-V1 | SOLAR-V1
BRA | Brazil | IbÃ©ria |  | BRA0030439 | 6.52 | -22.1616 | -50.4744 | Biomass |  |  |  | 2005 |  | AgÃªncia Nacional de Energia ElÃ©trica (Brazil) | http://www2.aneel.gov.br/aplicacoes/capacidadebrasil/capacidadebrasil.cfm | AgÃªncia Nacional de Energia ElÃ©trica (Brazil) |  | 2017 | [13 empty] | NO-ESTIMATION | NO-ESTIMATION | NO-ESTIMATION | SOLAR-V1 | SOLAR-V1
BRA | Brazil | Grizzo |  | BRA0028461 | 1.968 | -22.2347 | -48.4633 | Biomass | [5 empty] | AgÃªncia Nacional de Energia ElÃ©trica (Brazil) | http://www2.aneel.gov.br/aplicacoes/capacidadebrasil/capacidadebrasil.cfm | AgÃªncia Nacional de Energia ElÃ©trica (Brazil) |  | 2017 | [13 empty] | NO-ESTIMATION | NO-ESTIMATION | NO-ESTIMATION | SOLAR-V1 | SOLAR-V1
BRA | Brazil | Monteverde |  | BRA0029990 | 20 | -22.2916 | -55.0938 | Biomass |  |  |  | 2010 |  | AgÃªncia Nacional de Energia ElÃ©trica (Brazil) | http://www2.aneel.gov.br/aplicacoes/capacidadebrasil/capacidadebrasil.cfm | AgÃªncia Nacional de Energia ElÃ©trica (Brazil) |  | 2017 | [13 empty] | NO-ESTIMATION | NO-ESTIMATION | NO-ESTIMATION | SOLAR-V1 | SOLAR-V1
BRA | Brazil | Fany |  | BRA0028046 | 1.2 | -22.3051 | -51.2115 | Biomass | [5 empty] | AgÃªncia Nacional de Energia ElÃ©trica (Brazil) | http://www2.aneel.gov.br/aplicacoes/capacidadebrasil/capacidadebrasil.cfm | AgÃªncia Nacional de Energia ElÃ©trica (Brazil) |  | 2017 | [13 empty] | NO-ESTIMATION | NO-ESTIMATION | NO-ESTIMATION | NO-ESTIMATION | CAPACITY-FACTOR-V1
BRA | Brazil | Santa LÃºcia |  | BRA0027912 | 4.4 | -22.3313 | -47.3959 | Biomass | [5 empty] | AgÃªncia Nacional de Energia ElÃ©trica (Brazil) | http://www2.aneel.gov.br/aplicacoes/capacidadebrasil/capacidadebrasil.cfm | AgÃªncia Nacional de Energia ElÃ©trica (Brazil) |  | 2017 | [13 empty] | NO-ESTIMATION | NO-ESTIMATION | SOLAR-V1 | SOLAR-V1 | SOLAR-V1
BRA | Brazil | Dois CÃ³rregos |  | BRA0028072 | 3.6 | -22.3348 | -48.3971 | Biomass |  |  |  | 2001 |  | AgÃªncia Nacional de Energia ElÃ©trica (Brazil) | http://www2.aneel.gov.br/aplicacoes/capacidadebrasil/capacidadebrasil.cfm | AgÃªncia Nacional de Energia ElÃ©trica (Brazil) |  | 2017 | [13 empty] | NO-ESTIMATION | NO-ESTIMATION | SOLAR-V1 | SOLAR-V1 | SOLAR-V1
BRA | Brazil | AlcÃ­dia |  | BRA0027913 | 38.1 | -22.3457 | -52.5145 | Biomass | [5 empty] | AgÃªncia Nacional de Energia ElÃ©trica (Brazil) | http://www2.aneel.gov.br/aplicacoes/capacidadebrasil/capacidadebrasil.cfm | AgÃªncia Nacional de Energia ElÃ©trica (Brazil) |  | 2017 | [13 empty] | NO-ESTIMATION | NO-ESTIMATION | SOLAR-V1 | SOLAR-V1 | SOLAR-V1
BRA | Brazil | N O Bioenergia |  | BRA0032525 | 18 | -22.3462 | -47.3239 | Biomass |  |  |  | 2016 |  | AgÃªncia Nacional de Energia ElÃ©trica (Brazil) | http://www2.aneel.gov.br/aplicacoes/capacidadebrasil/capacidadebrasil.cfm | AgÃªncia Nacional de Energia ElÃ©trica (Brazil) |  | 2017 | [13 empty] | NO-ESTIMATION | NO-ESTIMATION | SOLAR-V1 | SOLAR-V1 | SOLAR-V1
BRA | Brazil | Brotas |  | BRA0030782 | 70 | -22.3465 | -48.0965 | Biomass |  |  |  | 2013 |  | AgÃªncia Nacional de Energia ElÃ©trica (Brazil) | http://www2.aneel.gov.br/aplicacoes/capacidadebrasil/capacidadebrasil.cfm | AgÃªncia Nacional de Energia ElÃ©trica (Brazil) | 1089603 | 2017 | [13 empty] | SOLAR-V1 | SOLAR-V1 | SOLAR-V1 | SOLAR-V1 | SOLAR-V1
BRA | Brazil | Diamante |  | BRA0028893 | 7 | -22.3657 | -48.6834 | Biomass |  |  |  | 1989 |  | AgÃªncia Nacional de Energia ElÃ©trica (Brazil) | http://www2.aneel.gov.br/aplicacoes/capacidadebrasil/capacidadebrasil.cfm | AgÃªncia Nacional de Energia ElÃ©trica (Brazil) |  | 2017 | [13 empty] | NO-ESTIMATION | NO-ESTIMATION | NO-ESTIMATION | NO-ESTIMATION | CAPACITY-FACTOR-V1
BRA | Brazil | Virgolino de Oliveira - Itapira |  | BRA0001181 | 5.8 | -22.4081 | -46.7958 | Biomass |  |  |  | 1975 |  | AgÃªncia Nacional de Energia ElÃ©trica (Brazil) | http://www2.aneel.gov.br/aplicacoes/capacidadebrasil/capacidadebrasil.cfm | AgÃªncia Nacional de Energia ElÃ©trica (Brazil) |  | 2017 | [13 empty] | HYDRO-V1 | HYDRO-V1 | HYDRO-V1 | HYDRO-V1 | HYDRO-V1
BRA | Brazil | Amandina |  | BRA0030115 | 120 | -22.4341 | -53.5685 | Biomass |  |  |  | 2014 |  | AgÃªncia Nacional de Energia ElÃ©trica (Brazil) | http://www2.aneel.gov.br/aplicacoes/capacidadebrasil/capacidadebrasil.cfm | AgÃªncia Nacional de Energia ElÃ©trica (Brazil) |  | 2017 | [13 empty] | NO-ESTIMATION | NO-ESTIMATION | NO-ESTIMATION | NO-ESTIMATION | CAPACITY-FACTOR-V1
BRA | Brazil | Usina Laguna AÃ§Ãºcar e Ãlcool |  | BRA0030482 | 2.4 | -22.4585 | -53.2894 | Biomass | [5 empty] | AgÃªncia Nacional de Energia ElÃ©trica (Brazil) | http://www2.aneel.gov.br/aplicacoes/capacidadebrasil/capacidadebrasil.cfm | AgÃªncia Nacional de Energia ElÃ©trica (Brazil) |  | 2017 | [13 empty] | NO-ESTIMATION | NO-ESTIMATION | NO-ESTIMATION | NO-ESTIMATION | CAPACITY-FACTOR-V1
BRA | Brazil | Destilaria ParaguaÃ§u |  | BRA0028078 | 3.6 | -22.4618 | -50.4825 | Biomass | [5 empty] | AgÃªncia Nacional de Energia ElÃ©trica (Brazil) | http://www2.aneel.gov.br/aplicacoes/capacidadebrasil/capacidadebrasil.cfm | AgÃªncia Nacional de Energia ElÃ©trica (Brazil) |  | 2017 | [13 empty] | WIND-V1 | WIND-V1 | WIND-V1 | WIND-V1 | WIND-V1
BRA | Brazil | Cocal |  | BRA0027974 | 28.2 | -22.4700 | -50.7793 | Biomass | [5 empty] | AgÃªncia Nacional de Energia ElÃ©trica (Brazil) | http://www2.aneel.gov.br/aplicacoes/capacidadebrasil/capacidadebrasil.cfm | AgÃªncia Nacional de Energia ElÃ©trica (Brazil) |  | 2017 | [13 empty] | WIND-V1 | WIND-V1 | WIND-V1 | WIND-V1 | WIND-V1
BRA | Brazil | Barra Bioenergia |  | BRA0030047 | 136 | -22.4740 | -48.5225 | Biomass |  |  |  | 2010 |  | AgÃªncia Nacional de Energia ElÃ©trica (Brazil) | http://www2.aneel.gov.br/aplicacoes/capacidadebrasil/capacidadebrasil.cfm | AgÃªncia Nacional de Energia ElÃ©trica (Brazil) | 1074647 | 2017 | [13 empty] | HYDRO-V1 | HYDRO-V1 | HYDRO-V1 | HYDRO-V1 | HYDRO-V1
BRA | Brazil | Vicentina |  | BRA0030298 | 2 | -22.4752 | -54.4072 | Biomass | [5 empty] | AgÃªncia Nacional de Energia ElÃ©trica (Brazil) | http://www2.aneel.gov.br/aplicacoes/capacidadebrasil/capacidadebrasil.cfm | AgÃªncia Nacional de Energia ElÃ©trica (Brazil) |  | 2017 | [13 empty] | NO-ESTIMATION | NO-ESTIMATION | NO-ESTIMATION | NO-ESTIMATION | CAPACITY-FACTOR-V1
BRA | Brazil | SÃ£o JosÃ© |  | BRA0026847 | 84.805 | -22.4835 | -48.7710 | Biomass |  |  |  | 1994 |  | AgÃªncia Nacional de Energia ElÃ©trica (Brazil) | http://www2.aneel.gov.br/aplicacoes/capacidadebrasil/capacidadebrasil.cfm | AgÃªncia Nacional de Energia ElÃ©trica (Brazil) |  | 2017 | [13 empty] | WIND-V1 | WIND-V1 | WIND-V1 | WIND-V1 | WIND-V1
BRA | Brazil | Fischer |  | BRA0030603 | 5 | -22.5136 | -47.3723 | Biomass |  |  |  | 2010 |  | AgÃªncia Nacional de Energia ElÃ©trica (Brazil) | http://www2.aneel.gov.br/aplicacoes/capacidadebrasil/capacidadebrasil.cfm | AgÃªncia Nacional de Energia ElÃ©trica (Brazil) |  | 2017 | [13 empty] | NO-ESTIMATION | NO-ESTIMATION | NO-ESTIMATION | NO-ESTIMATION | CAPACITY-FACTOR-V1
BRA | Brazil | Cocal II |  | BRA0029713 | 131.3 | -22.5268 | -51.4940 | Biomass |  |  |  | 2010 |  | AgÃªncia Nacional de Energia ElÃ©trica (Brazil) | http://www2.aneel.gov.br/aplicacoes/capacidadebrasil/capacidadebrasil.cfm | AgÃªncia Nacional de Energia ElÃ©trica (Brazil) | 1080550 | 2017 | [13 empty] | NO-ESTIMATION | NO-ESTIMATION | NO-ESTIMATION | NO-ESTIMATION | CAPACITY-FACTOR-V1
BRA | Brazil | Lwarcel (Antiga LenÃ§Ã³is Paulista) |  | BRA0028620 | 38 | -22.5402 | -48.7994 | Biomass |  |  |  | 1987 |  | AgÃªncia Nacional de Energia ElÃ©trica (Brazil) | http://www2.aneel.gov.br/aplicacoes/capacidadebrasil/capacidadebrasil.cfm | AgÃªncia Nacional de Energia ElÃ©trica (Brazil) | 1069467 | 2017 | [13 empty] | WIND-V1 | WIND-V1 | WIND-V1 | WIND-V1 | WIND-V1
BRA | Brazil | Santa Maria de LenÃ§Ã³is |  | BRA0028337 | 3.04 | -22.5406 | -48.8003 | Biomass | [5 empty] | AgÃªncia Nacional de Energia ElÃ©trica (Brazil) | http://www2.aneel.gov.br/aplicacoes/capacidadebrasil/capacidadebrasil.cfm | AgÃªncia Nacional de Energia ElÃ©trica (Brazil) |  | 2017 | [13 empty] | NO-ESTIMATION | NO-ESTIMATION | NO-ESTIMATION | NO-ESTIMATION | CAPACITY-FACTOR-V1
BRA | Brazil | Paranapanema |  | BRA0030561 | 60 | -22.5463 | -51.8189 | Biomass |  |  |  | 2012 |  | AgÃªncia Nacional de Energia ElÃ©trica (Brazil) | http://www2.aneel.gov.br/aplicacoes/capacidadebrasil/capacidadebrasil.cfm | AgÃªncia Nacional de Energia ElÃ©trica (Brazil) |  | 2017 | [13 empty] | NO-ESTIMATION | NO-ESTIMATION | NO-ESTIMATION | NO-ESTIMATION | CAPACITY-FACTOR-V1
BRA | Brazil | MaracaÃ­ |  | BRA0001405 | 46.82 | -22.5711 | -50.6442 | Biomass |  |  |  | 2000 |  | AgÃªncia Nacional de Energia ElÃ©trica (Brazil) | http://www2.aneel.gov.br/aplicacoes/capacidadebrasil/capacidadebrasil.cfm | AgÃªncia Nacional de Energia ElÃ©trica (Brazil) | 1104263 | 2017 | [13 empty] | NO-ESTIMATION | NO-ESTIMATION | NO-ESTIMATION | NO-ESTIMATION | CAPACITY-FACTOR-V1
BRA | Brazil | Iracema |  | BRA0001142 | 14 | -22.5824 | -47.5216 | Biomass |  |  |  | 1905 |  | AgÃªncia Nacional de Energia ElÃ©trica (Brazil) | http://www2.aneel.gov.br/aplicacoes/capacidadebrasil/capacidadebrasil.cfm | AgÃªncia Nacional de Energia ElÃ©trica (Brazil) |  | 2017 | [13 empty] | NO-ESTIMATION | NO-ESTIMATION | NO-ESTIMATION | NO-ESTIMATION | CAPACITY-FACTOR-V1
BRA | Brazil | Ripasa |  | BRA0002534 | 53.48 | -22.5945 | -47.3542 | Biomass |  |  |  | 1974 |  | AgÃªncia Nacional de Energia ElÃ©trica (Brazil) | http://www2.aneel.gov.br/aplicacoes/capacidadebrasil/capacidadebrasil.cfm | AgÃªncia Nacional de Energia ElÃ©trica (Brazil) |  | 2017 | [13 empty] | WIND-V1 | WIND-V1 | WIND-V1 | WIND-V1 | WIND-V1
BRA | Brazil | CaarapÃ³ |  | BRA0030104 | 114 | -22.6105 | -54.6848 | Biomass |  |  |  | 2010 |  | AgÃªncia Nacional de Energia ElÃ©trica (Brazil) | http://www2.aneel.gov.br/aplicacoes/capacidadebrasil/capacidadebrasil.cfm | AgÃªncia Nacional de Energia ElÃ©trica (Brazil) |  | 2017 | [13 empty] | NO-ESTIMATION | NO-ESTIMATION | NO-ESTIMATION | NO-ESTIMATION | CAPACITY-FACTOR-V1
BRA | Brazil | Dulcini |  | BRA0027977 | 1.8512 | -22.6107 | -46.9245 | Biomass | [5 empty] | AgÃªncia Nacional de Energia ElÃ©trica (Brazil) | http://www2.aneel.gov.br/aplicacoes/capacidadebrasil/capacidadebrasil.cfm | AgÃªncia Nacional de Energia ElÃ©trica (Brazil) |  | 2017 | [13 empty] | NO-ESTIMATION | NO-ESTIMATION | NO-ESTIMATION | NO-ESTIMATION | CAPACITY-FACTOR-V1
BRA | Brazil | Barra Grande de LenÃ§Ã³is |  | BRA0027055 | 62.9 | -22.6213 | -48.7473 | Biomass |  |  |  | 2003 |  | AgÃªncia Nacional de Energia ElÃ©trica (Brazil) | http://www2.aneel.gov.br/aplicacoes/capacidadebrasil/capacidadebrasil.cfm | AgÃªncia Nacional de Energia ElÃ©trica (Brazil) |  | 2017 | [13 empty] | NO-ESTIMATION | NO-ESTIMATION | NO-ESTIMATION | NO-ESTIMATION | CAPACITY-FACTOR-V1
BRA | Brazil | Costa Pinto |  | BRA0028221 | 75 | -22.6357 | -47.6749 | Biomass |  |  |  | 1977 |  | AgÃªncia Nacional de Energia ElÃ©trica (Brazil) | http://www2.aneel.gov.br/aplicacoes/capacidadebrasil/capacidadebrasil.cfm | AgÃªncia Nacional de Energia ElÃ©trica (Brazil) | 1064579 | 2017 | [13 empty] | NO-ESTIMATION | NO-ESTIMATION | NO-ESTIMATION | NO-ESTIMATION | CAPACITY-FACTOR-V1
BRA | Brazil | Ester |  | BRA0000912 | 46.4 | -22.6533 | -47.2014 | Biomass |  |  |  | 1954 |  | AgÃªncia Nacional de Energia ElÃ©trica (Brazil) | http://www2.aneel.gov.br/aplicacoes/capacidadebrasil/capacidadebrasil.cfm | AgÃªncia Nacional de Energia ElÃ©trica (Brazil) | 1080552 | 2017 | [13 empty] | NO-ESTIMATION | NO-ESTIMATION | NO-ESTIMATION | NO-ESTIMATION | CAPACITY-FACTOR-V1
BRA | Brazil | Mumbuca |  | BRA0028217 | 1.52 | -22.6597 | -50.2072 | Biomass |  |  |  | 2002 |  | AgÃªncia Nacional de Energia ElÃ©trica (Brazil) | http://www2.aneel.gov.br/aplicacoes/capacidadebrasil/capacidadebrasil.cfm | AgÃªncia Nacional de Energia ElÃ©trica (Brazil) |  | 2017 | [13 empty] | NO-ESTIMATION | SOLAR-V1 | SOLAR-V1 | SOLAR-V1 | SOLAR-V1
BRA | Brazil | SÃ£o Manoel |  | BRA0027535 | 14.8 | -22.6663 | -48.5334 | Biomass |  |  |  | 2001 |  | AgÃªncia Nacional de Energia ElÃ©trica (Brazil) | http://www2.aneel.gov.br/aplicacoes/capacidadebrasil/capacidadebrasil.cfm | AgÃªncia Nacional de Energia ElÃ©trica (Brazil) |  | 2017 | [13 empty] | NO-ESTIMATION | NO-ESTIMATION | NO-ESTIMATION | NO-ESTIMATION | CAPACITY-FACTOR-V1
BRA | Brazil | Lwarcel |  | BRA0027923 | 4 | -22.6721 | -48.8156 | Biomass | [5 empty] | AgÃªncia Nacional de Energia ElÃ©trica (Brazil) | http://www2.aneel.gov.br/aplicacoes/capacidadebrasil/capacidadebrasil.cfm | AgÃªncia Nacional de Energia ElÃ©trica (Brazil) |  | 2017 | [13 empty] | SOLAR-V1 | SOLAR-V1 | SOLAR-V1 | SOLAR-V1 | SOLAR-V1
BRA | Brazil | Sobar |  | BRA0028048 | 3.864 | -22.6737 | -49.4107 | Biomass | [5 empty] | AgÃªncia Nacional de Energia ElÃ©trica (Brazil) | http://www2.aneel.gov.br/aplicacoes/capacidadebrasil/capacidadebrasil.cfm | AgÃªncia Nacional de Energia ElÃ©trica (Brazil) |  | 2017 | [13 empty] | SOLAR-V1 | SOLAR-V1 | SOLAR-V1 | SOLAR-V1 | SOLAR-V1
BRA | Brazil | Coraci |  | BRA0027896 | 1.384 | -22.6751 | -49.7627 | Biomass | [5 empty] | AgÃªncia Nacional de Energia ElÃ©trica (Brazil) | http://www2.aneel.gov.br/aplicacoes/capacidadebrasil/capacidadebrasil.cfm | AgÃªncia Nacional de Energia ElÃ©trica (Brazil) |  | 2017 | [13 empty] | NO-ESTIMATION | NO-ESTIMATION | SOLAR-V1 | SOLAR-V1 | SOLAR-V1
BRA | Brazil | Santo AntÃ´nio |  | BRA0027924 | 1.16 | -22.7223 | -47.7745 | Biomass | [5 empty] | AgÃªncia Nacional de Energia ElÃ©trica (Brazil) | http://www2.aneel.gov.br/aplicacoes/capacidadebrasil/capacidadebrasil.cfm | AgÃªncia Nacional de Energia ElÃ©trica (Brazil) |  | 2017 | [13 empty] | NO-ESTIMATION | NO-ESTIMATION | NO-ESTIMATION | NO-ESTIMATION | CAPACITY-FACTOR-V1
BRA | Brazil | Ãgua Bonita |  | BRA0027891 | 17 | -22.7371 | -50.5881 | Biomass |  |  |  | 2006 |  | AgÃªncia Nacional de Energia ElÃ©trica (Brazil) | http://www2.aneel.gov.br/aplicacoes/capacidadebrasil/capacidadebrasil.cfm | AgÃªncia Nacional de Energia ElÃ©trica (Brazil) |  | 2017 | [13 empty] | NO-ESTIMATION | NO-ESTIMATION | NO-ESTIMATION | NO-ESTIMATION | CAPACITY-FACTOR-V1
BRA | Brazil | Galvani |  | BRA0001017 | 11.5 | -22.7444 | -47.1356 | Biomass |  |  |  | 1996 |  | AgÃªncia Nacional de Energia ElÃ©trica (Brazil) | http://www2.aneel.gov.br/aplicacoes/capacidadebrasil/capacidadebrasil.cfm | AgÃªncia Nacional de Energia ElÃ©trica (Brazil) |  | 2017 | [13 empty] | NO-ESTIMATION | NO-ESTIMATION | NO-ESTIMATION | NO-ESTIMATION | CAPACITY-FACTOR-V1
BRA | Brazil | Furlan |  | BRA0027342 | 3.6 | -22.7576 | -47.4689 | Biomass |  |  |  | 1976 |  | AgÃªncia Nacional de Energia ElÃ©trica (Brazil) | http://www2.aneel.gov.br/aplicacoes/capacidadebrasil/capacidadebrasil.cfm | AgÃªncia Nacional de Energia ElÃ©trica (Brazil) |  | 2017 | [13 empty] | NO-ESTIMATION | NO-ESTIMATION | NO-ESTIMATION | NO-ESTIMATION | CAPACITY-FACTOR-V1
BRA | Brazil | Decasa |  | BRA0028051 | 33 | -22.7623 | -50.1025 | Biomass |  |  |  | 2004 |  | AgÃªncia Nacional de Energia ElÃ©trica (Brazil) | http://www2.aneel.gov.br/aplicacoes/capacidadebrasil/capacidadebrasil.cfm | AgÃªncia Nacional de Energia ElÃ©trica (Brazil) | 1106785 | 2017 | [13 empty] | NO-ESTIMATION | NO-ESTIMATION | NO-ESTIMATION | NO-ESTIMATION | CAPACITY-FACTOR-V1
BRA | Brazil | Pau DÂ´Alho |  | BRA0029657 | 4.16 | -22.7681 | -50.1118 | Biomass |  |  |  | 2006 |  | AgÃªncia Nacional de Energia ElÃ©trica (Brazil) | http://www2.aneel.gov.br/aplicacoes/capacidadebrasil/capacidadebrasil.cfm | AgÃªncia Nacional de Energia ElÃ©trica (Brazil) | 1106785 | 2017 | [13 empty] | NO-ESTIMATION | NO-ESTIMATION | NO-ESTIMATION | NO-ESTIMATION | CAPACITY-FACTOR-V1
BRA | Brazil | TarumÃ£ (Antiga Nova AmÃ©rica) |  | BRA0028096 | 24 | -22.7813 | -50.5411 | Biomass |  |  |  | 2001 |  | AgÃªncia Nacional de Energia ElÃ©trica (Brazil) | http://www2.aneel.gov.br/aplicacoes/capacidadebrasil/capacidadebrasil.cfm | AgÃªncia Nacional de Energia ElÃ©trica (Brazil) |  | 2017 | [13 empty] | NO-ESTIMATION | NO-ESTIMATION | NO-ESTIMATION | NO-ESTIMATION | CAPACITY-FACTOR-V1
BRA | Brazil | UsaÃ§Ãºcar - Terra Rica |  | BRA0029780 | 16.5 | -22.7831 | -52.7040 | Biomass |  |  |  | 2009 |  | AgÃªncia Nacional de Energia ElÃ©trica (Brazil) | http://www2.aneel.gov.br/aplicacoes/capacidadebrasil/capacidadebrasil.cfm | AgÃªncia Nacional de Energia ElÃ©trica (Brazil) |  | 2017 | [13 empty] | NO-ESTIMATION | NO-ESTIMATION | NO-ESTIMATION | NO-ESTIMATION | CAPACITY-FACTOR-V1
BRA | Brazil | Santa Helena |  | BRA0028213 | 4.8 | -22.7968 | -47.6530 | Biomass |  |  |  | 1990 |  | AgÃªncia Nacional de Energia ElÃ©trica (Brazil) | http://www2.aneel.gov.br/aplicacoes/capacidadebrasil/capacidadebrasil.cfm | AgÃªncia Nacional de Energia ElÃ©trica (Brazil) | 1063749 | 2017 | [13 empty] | HYDRO-V1 | HYDRO-V1 | HYDRO-V1 | HYDRO-V1 | HYDRO-V1
BRA | Brazil | Santa HermÃ­nia |  | BRA0028452 | 1.2 | -22.8093 | -50.0674 | Biomass | [5 empty] | AgÃªncia Nacional de Energia ElÃ©trica (Brazil) | http://www2.aneel.gov.br/aplicacoes/capacidadebrasil/capacidadebrasil.cfm | AgÃªncia Nacional de Energia ElÃ©trica (Brazil) |  | 2017 | [13 empty] | NO-ESTIMATION | NO-ESTIMATION | NO-ESTIMATION | NO-ESTIMATION | NO-ESTIMATION
BRA | Brazil | SÃ£o JosÃ© |  | BRA0026851 | 4.8 | -22.8204 | -47.5776 | Biomass | [5 empty] | AgÃªncia Nacional de Energia ElÃ©trica (Brazil) | http://www2.aneel.gov.br/aplicacoes/capacidadebrasil/capacidadebrasil.cfm | AgÃªncia Nacional de Energia ElÃ©trica (Brazil) |  | 2017 | [13 empty] | NO-ESTIMATION | SOLAR-V1 | SOLAR-V1 | SOLAR-V1 | SOLAR-V1
BRA | Brazil | UFL |  | BRA0031034 | 42 | -22.8585 | -51.3775 | Biomass |  |  |  | 2014 |  | AgÃªncia Nacional de Energia ElÃ©trica (Brazil) | http://www2.aneel.gov.br/aplicacoes/capacidadebrasil/capacidadebrasil.cfm | AgÃªncia Nacional de Energia ElÃ©trica (Brazil) |  | 2017 | [13 empty] | NO-ESTIMATION | NO-ESTIMATION | NO-ESTIMATION | NO-ESTIMATION | CAPACITY-FACTOR-V1
BRA | Brazil | Bom Retiro |  | BRA0028043 | 3.6 | -22.8693 | -47.4440 | Biomass | [5 empty] | AgÃªncia Nacional de Energia ElÃ©trica (Brazil) | http://www2.aneel.gov.br/aplicacoes/capacidadebrasil/capacidadebrasil.cfm | AgÃªncia Nacional de Energia ElÃ©trica (Brazil) |  | 2017 | [13 empty] | NO-ESTIMATION | NO-ESTIMATION | NO-ESTIMATION | NO-ESTIMATION | CAPACITY-FACTOR-V1
BRA | Brazil | Santa Terezinha Paranacity |  | BRA0028139 | 46 | -22.8724 | -52.1736 | Biomass |  |  |  | 2009 |  | AgÃªncia Nacional de Energia ElÃ©trica (Brazil) | http://www2.aneel.gov.br/aplicacoes/capacidadebrasil/capacidadebrasil.cfm | AgÃªncia Nacional de Energia ElÃ©trica (Brazil) |  | 2017 | [13 empty] | NO-ESTIMATION | NO-ESTIMATION | NO-ESTIMATION | NO-ESTIMATION | CAPACITY-FACTOR-V1
BRA | Brazil | AREVALE |  | BRA0032860 | 2 | -22.8877 | -45.3275 | Biomass |  |  |  | 2014 |  | AgÃªncia Nacional de Energia ElÃ©trica (Brazil) | http://www2.aneel.gov.br/aplicacoes/capacidadebrasil/capacidadebrasil.cfm | AgÃªncia Nacional de Energia ElÃ©trica (Brazil) |  | 2017 | [13 empty] | NO-ESTIMATION | NO-ESTIMATION | NO-ESTIMATION | NO-ESTIMATION | CAPACITY-FACTOR-V1
BRA | Brazil | Cofercatu |  | BRA0028159 | 4 | -22.8892 | -51.3931 | Biomass | [5 empty] | AgÃªncia Nacional de Energia ElÃ©trica (Brazil) | http://www2.aneel.gov.br/aplicacoes/capacidadebrasil/capacidadebrasil.cfm | AgÃªncia Nacional de Energia ElÃ©trica (Brazil) |  | 2017 | [13 empty] | NO-ESTIMATION | NO-ESTIMATION | NO-ESTIMATION | NO-ESTIMATION | CAPACITY-FACTOR-V1
BRA | Brazil | Nobrecel |  | BRA0028336 | 3.2 | -22.9200 | -45.4525 | Biomass | [5 empty] | AgÃªncia Nacional de Energia ElÃ©trica (Brazil) | http://www2.aneel.gov.br/aplicacoes/capacidadebrasil/capacidadebrasil.cfm | AgÃªncia Nacional de Energia ElÃ©trica (Brazil) |  | 2017 | [13 empty] | SOLAR-V1 | SOLAR-V1 | SOLAR-V1 | SOLAR-V1 | SOLAR-V1
BRA | Brazil | CanaÃ£ |  | BRA0029138 | 30 | -22.9258 | -47.5567 | Biomass |  |  |  | 2006 |  | AgÃªncia Nacional de Energia ElÃ©trica (Brazil) | http://www2.aneel.gov.br/aplicacoes/capacidadebrasil/capacidadebrasil.cfm | AgÃªncia Nacional de Energia ElÃ©trica (Brazil) |  | 2017 | [13 empty] | HYDRO-V1 | HYDRO-V1 | HYDRO-V1 | HYDRO-V1 | HYDRO-V1
BRA | Brazil | Usina SÃ£o Luiz |  | BRA0028060 | 16 | -22.9332 | -49.7594 | Biomass |  |  |  | 2001 |  | AgÃªncia Nacional de Energia ElÃ©trica (Brazil) | http://www2.aneel.gov.br/aplicacoes/capacidadebrasil/capacidadebrasil.cfm | AgÃªncia Nacional de Energia ElÃ©trica (Brazil) |  | 2017 | [13 empty] | HYDRO-V1 | HYDRO-V1 | HYDRO-V1 | HYDRO-V1 | HYDRO-V1
BRA | Brazil | Pederneiras |  | BRA0027949 | 2.4 | -22.9696 | -47.7851 | Biomass |  |  |  | 2000 |  | AgÃªncia Nacional de Energia ElÃ©trica (Brazil) | http://www2.aneel.gov.br/aplicacoes/capacidadebrasil/capacidadebrasil.cfm | AgÃªncia Nacional de Energia ElÃ©trica (Brazil) |  | 2017 | [13 empty] | NO-ESTIMATION | NO-ESTIMATION | NO-ESTIMATION | NO-ESTIMATION | CAPACITY-FACTOR-V1
BRA | Brazil | Rafard |  | BRA0002903 | 50 | -22.9974 | -47.5202 | Biomass |  |  |  | 1941 |  | AgÃªncia Nacional de Energia ElÃ©trica (Brazil) | http://www2.aneel.gov.br/aplicacoes/capacidadebrasil/capacidadebrasil.cfm | AgÃªncia Nacional de Energia ElÃ©trica (Brazil) | 1064580 | 2017 | [13 empty] | NO-ESTIMATION | NO-ESTIMATION | NO-ESTIMATION | NO-ESTIMATION | CAPACITY-FACTOR-V1
BRA | Brazil | SÃ£o Francisco |  | BRA0028178 | 4.2 | -23.0252 | -47.4389 | Biomass |  |  |  | 1986 |  | AgÃªncia Nacional de Energia ElÃ©trica (Brazil) | http://www2.aneel.gov.br/aplicacoes/capacidadebrasil/capacidadebrasil.cfm | AgÃªncia Nacional de Energia ElÃ©trica (Brazil) |  | 2017 | [13 empty] | NO-ESTIMATION | NO-ESTIMATION | NO-ESTIMATION | NO-ESTIMATION | CAPACITY-FACTOR-V1
BRA | Brazil | Furlan AvarÃ© |  | BRA0031189 | 30 | -23.0459 | -49.0334 | Biomass |  |  |  | 2014 |  | AgÃªncia Nacional de Energia ElÃ©trica (Brazil) | http://www2.aneel.gov.br/aplicacoes/capacidadebrasil/capacidadebrasil.cfm | AgÃªncia Nacional de Energia ElÃ©trica (Brazil) |  | 2017 | [13 empty] | NO-ESTIMATION | NO-ESTIMATION | NO-ESTIMATION | NO-ESTIMATION | CAPACITY-FACTOR-V1
BRA | Brazil | Rio Pardo |  | BRA0030065 | 60 | -23.0578 | -49.1169 | Biomass |  |  |  | 2009 |  | AgÃªncia Nacional de Energia ElÃ©trica (Brazil) | http://www2.aneel.gov.br/aplicacoes/capacidadebrasil/capacidadebrasil.cfm | AgÃªncia Nacional de Energia ElÃ©trica (Brazil) | 1104255 | 2017 | [13 empty] | NO-ESTIMATION | NO-ESTIMATION | NO-ESTIMATION | NO-ESTIMATION | SOLAR-V1
BRA | Brazil | TGN |  | BRA0029632 | 1.2 | -23.0832 | -49.1589 | Biomass |  |  |  | 2001 |  | AgÃªncia Nacional de Energia ElÃ©trica (Brazil) | http://www2.aneel.gov.br/aplicacoes/capacidadebrasil/capacidadebrasil.cfm | AgÃªncia Nacional de Energia ElÃ©trica (Brazil) |  | 2017 | [13 empty] | NO-ESTIMATION | NO-ESTIMATION | NO-ESTIMATION | NO-ESTIMATION | CAPACITY-FACTOR-V1
BRA | Brazil | Jacarezinho |  | BRA0028153 | 4.6 | -23.0895 | -49.9321 | Biomass | [5 empty] | AgÃªncia Nacional de Energia ElÃ©trica (Brazil) | http://www2.aneel.gov.br/aplicacoes/capacidadebrasil/capacidadebrasil.cfm | AgÃªncia Nacional de Energia ElÃ©trica (Brazil) |  | 2017 | [13 empty] | NO-ESTIMATION | SOLAR-V1 | SOLAR-V1 | SOLAR-V1 | SOLAR-V1
BRA | Brazil | Ipaussu Bioenergia |  | BRA0030199 | 76 | -23.0957 | -49.5836 | Biomass |  |  |  | 2011 |  | AgÃªncia Nacional de Energia ElÃ©trica (Brazil) | http://www2.aneel.gov.br/aplicacoes/capacidadebrasil/capacidadebrasil.cfm | AgÃªncia Nacional de Energia ElÃ©trica (Brazil) | 1060759 | 2017 | [13 empty] | NO-ESTIMATION | NO-ESTIMATION | NO-ESTIMATION | NO-ESTIMATION | CAPACITY-FACTOR-V1
BRA | Brazil | Coopernavi |  | BRA0028107 | 12 | -23.1260 | -54.1924 | Biomass | [5 empty] | AgÃªncia Nacional de Energia ElÃ©trica (Brazil) | http://www2.aneel.gov.br/aplicacoes/capacidadebrasil/capacidadebrasil.cfm | AgÃªncia Nacional de Energia ElÃ©trica (Brazil) |  | 2017 | [13 empty] | HYDRO-V1 | HYDRO-V1 | HYDRO-V1 | HYDRO-V1 | HYDRO-V1
BRA | Brazil | Dacalda |  | BRA0028155 | 6 | -23.1569 | -50.0936 | Biomass |  |  |  | 2010 |  | AgÃªncia Nacional de Energia ElÃ©trica (Brazil) | http://www2.aneel.gov.br/aplicacoes/capacidadebrasil/capacidadebrasil.cfm | AgÃªncia Nacional de Energia ElÃ©trica (Brazil) |  | 2017 | [13 empty] | NO-ESTIMATION | NO-ESTIMATION | NO-ESTIMATION | NO-ESTIMATION | CAPACITY-FACTOR-V1
BRA | Brazil | J. Pilon |  | BRA0027333 | 3.8 | -23.1575 | -47.7737 | Biomass | [5 empty] | AgÃªncia Nacional de Energia ElÃ©trica (Brazil) | http://www2.aneel.gov.br/aplicacoes/capacidadebrasil/capacidadebrasil.cfm | AgÃªncia Nacional de Energia ElÃ©trica (Brazil) |  | 2017 | [13 empty] | NO-ESTIMATION | NO-ESTIMATION | NO-ESTIMATION | NO-ESTIMATION | CAPACITY-FACTOR-V1
BRA | Brazil | Centro Oeste Iguatemi |  | BRA0029566 | 4 | -23.1627 | -54.3845 | Biomass | [5 empty] | AgÃªncia Nacional de Energia ElÃ©trica (Brazil) | http://www2.aneel.gov.br/aplicacoes/capacidadebrasil/capacidadebrasil.cfm | AgÃªncia Nacional de Energia ElÃ©trica (Brazil) |  | 2017 | [13 empty] | NO-ESTIMATION | NO-ESTIMATION | NO-ESTIMATION | NO-ESTIMATION | CAPACITY-FACTOR-V1
BRA | Brazil | Santa Rosa |  | BRA0027920 | 2.76 | -23.2343 | -47.6035 | Biomass |  |  |  | 1987 |  | AgÃªncia Nacional de Energia ElÃ©trica (Brazil) | http://www2.aneel.gov.br/aplicacoes/capacidadebrasil/capacidadebrasil.cfm | AgÃªncia Nacional de Energia ElÃ©trica (Brazil) |  | 2017 | [13 empty] | HYDRO-V1 | HYDRO-V1 | HYDRO-V1 | HYDRO-V1 | HYDRO-V1
BRA | Brazil | Rosa S.A. IndÃºstria e ComÃ©rcio de Produtos AgrÃ­colas |  | BRA0030466 | 1.28 | -23.2392 | -47.6141 | Biomass |  |  |  | 1989 |  | AgÃªncia Nacional de Energia ElÃ©trica (Brazil) | http://www2.aneel.gov.br/aplicacoes/capacidadebrasil/capacidadebrasil.cfm | AgÃªncia Nacional de Energia ElÃ©trica (Brazil) |  | 2017 | [13 empty] | NO-ESTIMATION | NO-ESTIMATION | NO-ESTIMATION | NO-ESTIMATION | CAPACITY-FACTOR-V1
BRA | Brazil | Termocana |  | BRA0028884 | 8.2 | -23.2646 | -52.4797 | Biomass |  |  |  | 1994 |  | AgÃªncia Nacional de Energia ElÃ©trica (Brazil) | http://www2.aneel.gov.br/aplicacoes/capacidadebrasil/capacidadebrasil.cfm | AgÃªncia Nacional de Energia ElÃ©trica (Brazil) |  | 2017 | [13 empty] | HYDRO-V1 | HYDRO-V1 | HYDRO-V1 | HYDRO-V1 | HYDRO-V1
BRA | Brazil | Bio Coopcana |  | BRA0028148 | 50 | -23.2655 | -52.4761 | Biomass |  |  |  | 2013 |  | AgÃªncia Nacional de Energia ElÃ©trica (Brazil) | http://www2.aneel.gov.br/aplicacoes/capacidadebrasil/capacidadebrasil.cfm | AgÃªncia Nacional de Energia ElÃ©trica (Brazil) | 1088385 | 2017 | [13 empty] | NO-ESTIMATION | NO-ESTIMATION | NO-ESTIMATION | NO-ESTIMATION | CAPACITY-FACTOR-V1
BRA | Brazil | Coocarol |  | BRA0028041 | 4 | -23.3652 | -52.7003 | Biomass | [5 empty] | AgÃªncia Nacional de Energia ElÃ©trica (Brazil) | http://www2.aneel.gov.br/aplicacoes/capacidadebrasil/capacidadebrasil.cfm | AgÃªncia Nacional de Energia ElÃ©trica (Brazil) |  | 2017 | [13 empty] | NO-ESTIMATION | NO-ESTIMATION | NO-ESTIMATION | NO-ESTIMATION | CAPACITY-FACTOR-V1
BRA | Brazil | Usaciga |  | BRA0029144 | 48.6 | -23.3686 | -52.8955 | Biomass | [5 empty] | AgÃªncia Nacional de Energia ElÃ©trica (Brazil) | http://www2.aneel.gov.br/aplicacoes/capacidadebrasil/capacidadebrasil.cfm | AgÃªncia Nacional de Energia ElÃ©trica (Brazil) |  | 2017 | [13 empty] | NO-ESTIMATION | SOLAR-V1 | SOLAR-V1 | SOLAR-V1 | SOLAR-V1
BRA | Brazil | Iguatemi (Antiga Santa Terezinha - Iguatemi) |  | BRA0028152 | 3.4 | -23.3953 | -52.0839 | Biomass |  |  |  | 1990 |  | AgÃªncia Nacional de Energia ElÃ©trica (Brazil) | http://www2.aneel.gov.br/aplicacoes/capacidadebrasil/capacidadebrasil.cfm | AgÃªncia Nacional de Energia ElÃ©trica (Brazil) |  | 2017 | [13 empty] | WIND-V1 | WIND-V1 | WIND-V1 | WIND-V1 | WIND-V1
BRA | Brazil | Santa Terezinha (IvatÃ©) |  | BRA0028143 | 9 | -23.4091 | -53.3580 | Biomass |  |  |  | 2009 |  | AgÃªncia Nacional de Energia ElÃ©trica (Brazil) | http://www2.aneel.gov.br/aplicacoes/capacidadebrasil/capacidadebrasil.cfm | AgÃªncia Nacional de Energia ElÃ©trica (Brazil) |  | 2017 | [13 empty] | SOLAR-V1 | SOLAR-V1 | SOLAR-V1 | SOLAR-V1 | SOLAR-V1
BRA | Brazil | Cocamar MaringÃ¡ |  | BRA0029201 | 13 | -23.4303 | -51.9774 | Biomass |  |  |  | 2010 |  | AgÃªncia Nacional de Energia ElÃ©trica (Brazil) | http://www2.aneel.gov.br/aplicacoes/capacidadebrasil/capacidadebrasil.cfm | AgÃªncia Nacional de Energia ElÃ©trica (Brazil) |  | 2017 | [13 empty] | NO-ESTIMATION | NO-ESTIMATION | NO-ESTIMATION | NO-ESTIMATION | WIND-V1
BRA | Brazil | Vista Alegre |  | BRA0028462 | 60 | -23.4891 | -48.1247 | Biomass |  |  |  | 2010 |  | AgÃªncia Nacional de Energia ElÃ©trica (Brazil) | http://www2.aneel.gov.br/aplicacoes/capacidadebrasil/capacidadebrasil.cfm | AgÃªncia Nacional de Energia ElÃ©trica (Brazil) | 1081265 | 2017 | [13 empty] | NO-ESTIMATION | NO-ESTIMATION | NO-ESTIMATION | NO-ESTIMATION | WIND-V1
BRA | Brazil | PanorÃ¢mica |  | BRA0028062 | 3.7 | -23.4957 | -49.0289 | Biomass |  |  |  | 1995 |  | AgÃªncia Nacional de Energia ElÃ©trica (Brazil) | http://www2.aneel.gov.br/aplicacoes/capacidadebrasil/capacidadebrasil.cfm | AgÃªncia Nacional de Energia ElÃ©trica (Brazil) |  | 2017 | [13 empty] | NO-ESTIMATION | NO-ESTIMATION | NO-ESTIMATION | NO-ESTIMATION | WIND-V1
BRA | Brazil | Londra |  | BRA0028050 | 3.88 | -23.5243 | -48.9287 | Biomass |  |  |  | 2006 |  | AgÃªncia Nacional de Energia ElÃ©trica (Brazil) | http://www2.aneel.gov.br/aplicacoes/capacidadebrasil/capacidadebrasil.cfm | AgÃªncia Nacional de Energia ElÃ©trica (Brazil) |  | 2017 | [13 empty] | NO-ESTIMATION | NO-ESTIMATION | NO-ESTIMATION | NO-ESTIMATION | WIND-V1
BRA | Brazil | SÃ£o TomÃ© |  | BRA0029202 | 4 | -23.5384 | -52.6406 | Biomass |  |  |  | 2004 |  | AgÃªncia Nacional de Energia ElÃ©trica (Brazil) | http://www2.aneel.gov.br/aplicacoes/capacidadebrasil/capacidadebrasil.cfm | AgÃªncia Nacional de Energia ElÃ©trica (Brazil) |  | 2017 | [13 empty] | NO-ESTIMATION | NO-ESTIMATION | NO-ESTIMATION | NO-ESTIMATION | CAPACITY-FACTOR-V1
BRA | Brazil | Destilaria Melhoramentos |  | BRA0028074 | 18.38 | -23.5612 | -52.4182 | Biomass |  |  |  | 2002 |  | AgÃªncia Nacional de Energia ElÃ©trica (Brazil) | http://www2.aneel.gov.br/aplicacoes/capacidadebrasil/capacidadebrasil.cfm | AgÃªncia Nacional de Energia ElÃ©trica (Brazil) |  | 2017 | [13 empty] | NO-ESTIMATION | NO-ESTIMATION | NO-ESTIMATION | NO-ESTIMATION | WIND-V1
BRA | Brazil | Louis Dreyfus Commodities Agroindustrial |  | BRA0029903 | 4 | -23.6461 | -46.6386 | Biomass | [5 empty] | AgÃªncia Nacional de Energia ElÃ©trica (Brazil) | http://www2.aneel.gov.br/aplicacoes/capacidadebrasil/capacidadebrasil.cfm | AgÃªncia Nacional de Energia ElÃ©trica (Brazil) |  | 2017 | [13 empty] | NO-ESTIMATION | NO-ESTIMATION | NO-ESTIMATION | NO-ESTIMATION | CAPACITY-FACTOR-V1
BRA | Brazil | Costa Bioenergia |  | BRA0030627 | 15 | -23.6592 | -53.3994 | Biomass |  |  |  | 2010 |  | AgÃªncia Nacional de Energia ElÃ©trica (Brazil) | http://www2.aneel.gov.br/aplicacoes/capacidadebrasil/capacidadebrasil.cfm | AgÃªncia Nacional de Energia ElÃ©trica (Brazil) |  | 2017 | [13 empty] | NO-ESTIMATION | NO-ESTIMATION | NO-ESTIMATION | NO-ESTIMATION | CAPACITY-FACTOR-V1
BRA | Brazil | Destilaria de Ãlcool Ibaiti |  | BRA0028154 | 3.6 | -23.6782 | -50.4048 | Biomass | [5 empty] | AgÃªncia Nacional de Energia ElÃ©trica (Brazil) | http://www2.aneel.gov.br/aplicacoes/capacidadebrasil/capacidadebrasil.cfm | AgÃªncia Nacional de Energia ElÃ©trica (Brazil) |  | 2017 | [13 empty] | NO-ESTIMATION | NO-ESTIMATION | NO-ESTIMATION | NO-ESTIMATION | CAPACITY-FACTOR-V1
BRA | Brazil | Cooperval |  | BRA0028162 | 3.6 | -23.6819 | -51.6831 | Biomass | [5 empty] | AgÃªncia Nacional de Energia ElÃ©trica (Brazil) | http://www2.aneel.gov.br/aplicacoes/capacidadebrasil/capacidadebrasil.cfm | AgÃªncia Nacional de Energia ElÃ©trica (Brazil) |  | 2017 | [13 empty] | NO-ESTIMATION | NO-ESTIMATION | NO-ESTIMATION | NO-ESTIMATION | CAPACITY-FACTOR-V1
BRA | Brazil | SabarÃ¡lcool |  | BRA0028151 | 4.365 | -23.6903 | -52.1983 | Biomass |  |  |  | 2001 |  | AgÃªncia Nacional de Energia ElÃ©trica (Brazil) | http://www2.aneel.gov.br/aplicacoes/capacidadebrasil/capacidadebrasil.cfm | AgÃªncia Nacional de Energia ElÃ©trica (Brazil) |  | 2017 | [13 empty] | WIND-V1 | WIND-V1 | WIND-V1 | WIND-V1 | WIND-V1
BRA | Brazil | Santa Terezinha |  | BRA0028149 | 50.5 | -23.7480 | -52.8733 | Biomass |  |  |  | 2006 |  | AgÃªncia Nacional de Energia ElÃ©trica (Brazil) | http://www2.aneel.gov.br/aplicacoes/capacidadebrasil/capacidadebrasil.cfm | AgÃªncia Nacional de Energia ElÃ©trica (Brazil) |  | 2017 | [13 empty] | NO-ESTIMATION | NO-ESTIMATION | NO-ESTIMATION | NO-ESTIMATION | CAPACITY-FACTOR-V1
BRA | Brazil | Vale do IvaÃ­ |  | BRA0028146 | 18.4 | -23.8740 | -51.8365 | Biomass |  |  |  | 2001 |  | AgÃªncia Nacional de Energia ElÃ©trica (Brazil) | http://www2.aneel.gov.br/aplicacoes/capacidadebrasil/capacidadebrasil.cfm | AgÃªncia Nacional de Energia ElÃ©trica (Brazil) |  | 2017 | [13 empty] | NO-ESTIMATION | NO-ESTIMATION | NO-ESTIMATION | NO-ESTIMATION | CAPACITY-FACTOR-V1
BRA | Brazil | PerobÃ¡lcool |  | BRA0028144 | 2.4 | -23.9052 | -53.4630 | Biomass | [5 empty] | AgÃªncia Nacional de Energia ElÃ©trica (Brazil) | http://www2.aneel.gov.br/aplicacoes/capacidadebrasil/capacidadebrasil.cfm | AgÃªncia Nacional de Energia ElÃ©trica (Brazil) |  | 2017 | [13 empty] | NO-ESTIMATION | NO-ESTIMATION | NO-ESTIMATION | NO-ESTIMATION | CAPACITY-FACTOR-V1
BRA | Brazil | Vale do IvaÃ­ - CambuÃ­ |  | BRA0030364 | 3.6 | -23.9886 | -51.8386 | Biomass | [5 empty] | AgÃªncia Nacional de Energia ElÃ©trica (Brazil) | http://www2.aneel.gov.br/aplicacoes/capacidadebrasil/capacidadebrasil.cfm | AgÃªncia Nacional de Energia ElÃ©trica (Brazil) |  | 2017 | [13 empty] | NO-ESTIMATION | NO-ESTIMATION | NO-ESTIMATION | NO-ESTIMATION | WIND-V1
BRA | Brazil | SguÃ¡rio Itapeva |  | BRA0028073 | 2.708 | -24.1866 | -48.9634 | Biomass |  |  |  | 2008 |  | AgÃªncia Nacional de Energia ElÃ©trica (Brazil) | http://www2.aneel.gov.br/aplicacoes/capacidadebrasil/capacidadebrasil.cfm | AgÃªncia Nacional de Energia ElÃ©trica (Brazil) |  | 2017 | [13 empty] | NO-ESTIMATION | NO-ESTIMATION | NO-ESTIMATION | NO-ESTIMATION | CAPACITY-FACTOR-V1
BRA | Brazil | Klabin Celulose |  | BRA0031098 | 330 | -24.2436 | -50.7414 | Biomass |  |  |  | 2016 |  | AgÃªncia Nacional de Energia ElÃ©trica (Brazil) | http://www2.aneel.gov.br/aplicacoes/capacidadebrasil/capacidadebrasil.cfm | AgÃªncia Nacional de Energia ElÃ©trica (Brazil) | 1114326 | 2017 | [13 empty] | NO-ESTIMATION | NO-ESTIMATION | NO-ESTIMATION | NO-ESTIMATION | CAPACITY-FACTOR-V1
BRA | Brazil | PiraÃ­ |  | BRA0029282 | 9 | -24.5220 | -49.9395 | Biomass |  |  |  | 2006 |  | AgÃªncia Nacional de Energia ElÃ©trica (Brazil) | http://www2.aneel.gov.br/aplicacoes/capacidadebrasil/capacidadebrasil.cfm | AgÃªncia Nacional de Energia ElÃ©trica (Brazil) |  | 2017 | [13 empty] | NO-ESTIMATION | NO-ESTIMATION | NO-ESTIMATION | NO-ESTIMATION | CAPACITY-FACTOR-V1
BRA | Brazil | Energy Green |  | BRA0029738 | 5 | -24.9522 | -50.1000 | Biomass | [5 empty] | AgÃªncia Nacional de Energia ElÃ©trica (Brazil) | http://www2.aneel.gov.br/aplicacoes/capacidadebrasil/capacidadebrasil.cfm | AgÃªncia Nacional de Energia ElÃ©trica (Brazil) |  | 2017 | [13 empty] | NO-ESTIMATION | NO-ESTIMATION | NO-ESTIMATION | NO-ESTIMATION | CAPACITY-FACTOR-V1
BRA | Brazil | Rickli |  | BRA0028503 | 5 | -24.9565 | -50.1110 | Biomass |  |  |  | 2015 |  | AgÃªncia Nacional de Energia ElÃ©trica (Brazil) | http://www2.aneel.gov.br/aplicacoes/capacidadebrasil/capacidadebrasil.cfm | AgÃªncia Nacional de Energia ElÃ©trica (Brazil) |  | 2017 | [13 empty] | NO-ESTIMATION | NO-ESTIMATION | NO-ESTIMATION | NO-ESTIMATION | CAPACITY-FACTOR-V1
BRA | Brazil | Ecoluz |  | BRA0028246 | 12.33 | -25.3893 | -51.4458 | Biomass |  |  |  | 2008 |  | AgÃªncia Nacional de Energia ElÃ©trica (Brazil) | http://www2.aneel.gov.br/aplicacoes/capacidadebrasil/capacidadebrasil.cfm | AgÃªncia Nacional de Energia ElÃ©trica (Brazil) |  | 2017 | [13 empty] | NO-ESTIMATION | NO-ESTIMATION | NO-ESTIMATION | NO-ESTIMATION | CAPACITY-FACTOR-V1
BRA | Brazil | Santa Maria |  | BRA0029768 | 6.4 | -25.4430 | -51.6453 | Biomass |  |  |  | 2009 |  | AgÃªncia Nacional de Energia ElÃ©trica (Brazil) | http://www2.aneel.gov.br/aplicacoes/capacidadebrasil/capacidadebrasil.cfm | AgÃªncia Nacional de Energia ElÃ©trica (Brazil) |  | 2017 | [13 empty] | NO-ESTIMATION | NO-ESTIMATION | NO-ESTIMATION | NO-ESTIMATION | CAPACITY-FACTOR-V1
BRA | Brazil | Berneck |  | BRA0029993 | 12 | -25.5382 | -49.3615 | Biomass | [5 empty] | AgÃªncia Nacional de Energia ElÃ©trica (Brazil) | http://www2.aneel.gov.br/aplicacoes/capacidadebrasil/capacidadebrasil.cfm | AgÃªncia Nacional de Energia ElÃ©trica (Brazil) |  | 2017 | [13 empty] | NO-ESTIMATION | SOLAR-V1 | SOLAR-V1 | SOLAR-V1 | SOLAR-V1
BRA | Brazil | Dois Vizinhos |  | BRA0028774 | 1.98 | -25.7300 | -53.0475 | Biomass |  |  |  | 2003 |  | AgÃªncia Nacional de Energia ElÃ©trica (Brazil) | http://www2.aneel.gov.br/aplicacoes/capacidadebrasil/capacidadebrasil.cfm | AgÃªncia Nacional de Energia ElÃ©trica (Brazil) |  | 2017 | [13 empty] | SOLAR-V1 | SOLAR-V1 | SOLAR-V1 | SOLAR-V1 | SOLAR-V1
BRA | Brazil | Rigesa |  | BRA0027395 | 32.5 | -26.1020 | -50.3125 | Biomass |  |  |  | 2009 |  | AgÃªncia Nacional de Energia ElÃ©trica (Brazil) | http://www2.aneel.gov.br/aplicacoes/capacidadebrasil/capacidadebrasil.cfm | AgÃªncia Nacional de Energia ElÃ©trica (Brazil) | 1092840 | 2017 | [13 empty] | NO-ESTIMATION | NO-ESTIMATION | NO-ESTIMATION | NO-ESTIMATION | NO-ESTIMATION
BRA | Brazil | Energia Madeiras |  | BRA0028140 | 4 | -26.1852 | -50.3597 | Biomass | [5 empty] | AgÃªncia Nacional de Energia ElÃ©trica (Brazil) | http://www2.aneel.gov.br/aplicacoes/capacidadebrasil/capacidadebrasil.cfm | AgÃªncia Nacional de Energia ElÃ©trica (Brazil) |  | 2017 | [13 empty] | NO-ESTIMATION | SOLAR-V1 | SOLAR-V1 | SOLAR-V1 | SOLAR-V1
BRA | Brazil | Terranova I |  | BRA0028961 | 3 | -26.2500 | -49.5085 | Biomass |  |  |  | 2000 |  | AgÃªncia Nacional de Energia ElÃ©trica (Brazil) | http://www2.aneel.gov.br/aplicacoes/capacidadebrasil/capacidadebrasil.cfm | AgÃªncia Nacional de Energia ElÃ©trica (Brazil) |  | 2017 | [13 empty] | NO-ESTIMATION | NO-ESTIMATION | NO-ESTIMATION | NO-ESTIMATION | CAPACITY-FACTOR-V1
BRA | Brazil | Miguel Forte |  | BRA0028137 | 16 | -26.2530 | -51.0903 | Biomass |  |  |  | 1998 |  | AgÃªncia Nacional de Energia ElÃ©trica (Brazil) | http://www2.aneel.gov.br/aplicacoes/capacidadebrasil/capacidadebrasil.cfm | AgÃªncia Nacional de Energia ElÃ©trica (Brazil) |  | 2017 | [13 empty] | NO-ESTIMATION | NO-ESTIMATION | NO-ESTIMATION | NO-ESTIMATION | CAPACITY-FACTOR-V1
BRA | Brazil | Pizzatto |  | BRA0028227 | 2 | -26.4240 | -51.3065 | Biomass | [5 empty] | AgÃªncia Nacional de Energia ElÃ©trica (Brazil) | http://www2.aneel.gov.br/aplicacoes/capacidadebrasil/capacidadebrasil.cfm | AgÃªncia Nacional de Energia ElÃ©trica (Brazil) |  | 2017 | [13 empty] | NO-ESTIMATION | NO-ESTIMATION | NO-ESTIMATION | NO-ESTIMATION | CAPACITY-FACTOR-V1
BRA | Brazil | Urbano JaraguÃ¡ |  | BRA0027951 | 3 | -26.4773 | -49.1505 | Biomass | [5 empty] | AgÃªncia Nacional de Energia ElÃ©trica (Brazil) | http://www2.aneel.gov.br/aplicacoes/capacidadebrasil/capacidadebrasil.cfm | AgÃªncia Nacional de Energia ElÃ©trica (Brazil) |  | 2017 | [13 empty] | NO-ESTIMATION | SOLAR-V1 | SOLAR-V1 | SOLAR-V1 | SOLAR-V1
BRA | Brazil | Madecal |  | BRA0030149 | 3.2 | -26.7717 | -51.0044 | Biomass |  |  |  | 2000 |  | AgÃªncia Nacional de Energia ElÃ©trica (Brazil) | http://www2.aneel.gov.br/aplicacoes/capacidadebrasil/capacidadebrasil.cfm | AgÃªncia Nacional de Energia ElÃ©trica (Brazil) | 1092794 | 2017 | [13 empty] | HYDRO-V1 | HYDRO-V1 | HYDRO-V1 | HYDRO-V1 | HYDRO-V1
BRA | Brazil | Irani |  | BRA0029228 | 9.8 | -26.9293 | -51.7905 | Biomass |  |  |  | 2004 |  | AgÃªncia Nacional de Energia ElÃ©trica (Brazil) | http://www2.aneel.gov.br/aplicacoes/capacidadebrasil/capacidadebrasil.cfm | AgÃªncia Nacional de Energia ElÃ©trica (Brazil) |  | 2017 | [13 empty] | NO-ESTIMATION | NO-ESTIMATION | NO-ESTIMATION | NO-ESTIMATION | CAPACITY-FACTOR-V1
BRA | Brazil | Celulose Irani |  | BRA0000744 | 4.9 | -26.9416 | -51.7466 | Biomass | [5 empty] | AgÃªncia Nacional de Energia ElÃ©trica (Brazil) | http://www2.aneel.gov.br/aplicacoes/capacidadebrasil/capacidadebrasil.cfm | AgÃªncia Nacional de Energia ElÃ©trica (Brazil) |  | 2017 | [13 empty] | NO-ESTIMATION | NO-ESTIMATION | NO-ESTIMATION | SOLAR-V1 | SOLAR-V1
BRA | Brazil | Rohden |  | BRA0028868 | 3.5 | -26.9760 | -49.9905 | Biomass | [5 empty] | AgÃªncia Nacional de Energia ElÃ©trica (Brazil) | http://www2.aneel.gov.br/aplicacoes/capacidadebrasil/capacidadebrasil.cfm | AgÃªncia Nacional de Energia ElÃ©trica (Brazil) | 1093204 | 2017 | [13 empty] | NO-ESTIMATION | NO-ESTIMATION | NO-ESTIMATION | NO-ESTIMATION | SOLAR-V1
BRA | Brazil | CATIVA I |  | BRA0032546 | 1.2 | -27.0016 | -49.3639 | Biomass |  |  |  | 2015 |  | AgÃªncia Nacional de Energia ElÃ©trica (Brazil) | http://www2.aneel.gov.br/aplicacoes/capacidadebrasil/capacidadebrasil.cfm | AgÃªncia Nacional de Energia ElÃ©trica (Brazil) |  | 2017 | [13 empty] | NO-ESTIMATION | NO-ESTIMATION | NO-ESTIMATION | NO-ESTIMATION | SOLAR-V1
BRA | Brazil | Trombini |  | BRA0027901 | 4.87 | -27.0335 | -50.8626 | Biomass | [5 empty] | AgÃªncia Nacional de Energia ElÃ©trica (Brazil) | http://www2.aneel.gov.br/aplicacoes/capacidadebrasil/capacidadebrasil.cfm | AgÃªncia Nacional de Energia ElÃ©trica (Brazil) | 1093235 | 2017 | [13 empty] | NO-ESTIMATION | NO-ESTIMATION | NO-ESTIMATION | NO-ESTIMATION | CAPACITY-FACTOR-V1
BRA | Brazil | Thermoazul |  | BRA0030055 | 4.7 | -27.1166 | -51.2233 | Biomass | [5 empty] | AgÃªncia Nacional de Energia ElÃ©trica (Brazil) | http://www2.aneel.gov.br/aplicacoes/capacidadebrasil/capacidadebrasil.cfm | AgÃªncia Nacional de Energia ElÃ©trica (Brazil) | 1093231 | 2017 | [13 empty] | NO-ESTIMATION | NO-ESTIMATION | NO-ESTIMATION | NO-ESTIMATION | CAPACITY-FACTOR-V1
BRA | Brazil | Klabin Correia Pinto (Antiga Celucat) |  | BRA0030027 | 37.882 | -27.5585 | -50.3030 | Biomass |  |  |  | 1969 |  | AgÃªncia Nacional de Energia ElÃ©trica (Brazil) | http://www2.aneel.gov.br/aplicacoes/capacidadebrasil/capacidadebrasil.cfm | AgÃªncia Nacional de Energia ElÃ©trica (Brazil) | 1092789 | 2017 | [13 empty] | NO-ESTIMATION | NO-ESTIMATION | NO-ESTIMATION | NO-ESTIMATION | CAPACITY-FACTOR-V1
BRA | Brazil | Kiarroz |  | BRA0030607 | 1.2 | -28.6338 | -49.2327 | Biomass | [5 empty] | AgÃªncia Nacional de Energia ElÃ©trica (Brazil) | http://www2.aneel.gov.br/aplicacoes/capacidadebrasil/capacidadebrasil.cfm | AgÃªncia Nacional de Energia ElÃ©trica (Brazil) |  | 2017 | [13 empty] | NO-ESTIMATION | WIND-V1 | WIND-V1 | WIND-V1 | WIND-V1
BRA | Brazil | SÃ£o Borja |  | BRA0029583 | 12.5 | -28.6710 | -55.9147 | Biomass |  |  |  | 2011 |  | AgÃªncia Nacional de Energia ElÃ©trica (Brazil) | http://www2.aneel.gov.br/aplicacoes/capacidadebrasil/capacidadebrasil.cfm | AgÃªncia Nacional de Energia ElÃ©trica (Brazil) | 1066426 | 2017 | [13 empty] | WIND-V1 | WIND-V1 | WIND-V1 | WIND-V1 | WIND-V1
BRA | Brazil | CAAL |  | BRA0028600 | 3.825 | -29.7825 | -55.7695 | Biomass |  |  |  | 2012 |  | AgÃªncia Nacional de Energia ElÃ©trica (Brazil) | http://www2.aneel.gov.br/aplicacoes/capacidadebrasil/capacidadebrasil.cfm | AgÃªncia Nacional de Energia ElÃ©trica (Brazil) |  | 2017 | [13 empty] | NO-ESTIMATION | SOLAR-V1 | SOLAR-V1 | SOLAR-V1 | SOLAR-V1
BRA | Brazil | SVA |  | BRA0029148 | 4.9 | -29.7830 | -55.7920 | Biomass |  |  |  | 2008 |  | AgÃªncia Nacional de Energia ElÃ©trica (Brazil) | http://www2.aneel.gov.br/aplicacoes/capacidadebrasil/capacidadebrasil.cfm | AgÃªncia Nacional de Energia ElÃ©trica (Brazil) |  | 2017 | [13 empty] | NO-ESTIMATION | NO-ESTIMATION | NO-ESTIMATION | NO-ESTIMATION | CAPACITY-FACTOR-V1
BRA | Brazil | Floraplac |  | BRA0027926 | 1.25 | -3.1995 | -47.5937 | Biomass |  |  |  | 2000 |  | AgÃªncia Nacional de Energia ElÃ©trica (Brazil) | http://www2.aneel.gov.br/aplicacoes/capacidadebrasil/capacidadebrasil.cfm | AgÃªncia Nacional de Energia ElÃ©trica (Brazil) |  | 2017 | [13 empty] | NO-ESTIMATION | NO-ESTIMATION | NO-ESTIMATION | NO-ESTIMATION | CAPACITY-FACTOR-V1
BRA | Brazil | CMPC (Antiga Aracruz Unidade GuaÃ­ba) |  | BRA0030666 | 250.994 | -30.1293 | -51.2975 | Biomass |  |  |  | 1971 |  | AgÃªncia Nacional de Energia ElÃ©trica (Brazil) | http://www2.aneel.gov.br/aplicacoes/capacidadebrasil/capacidadebrasil.cfm | AgÃªncia Nacional de Energia ElÃ©trica (Brazil) |  | 2017 | [13 empty] | NO-ESTIMATION | NO-ESTIMATION | NO-ESTIMATION | NO-ESTIMATION | CAPACITY-FACTOR-V1
BRA | Brazil | Urbano SÃ£o Gabriel |  | BRA0028200 | 2.22 | -30.3320 | -54.3105 | Biomass |  |  |  | 1995 |  | AgÃªncia Nacional de Energia ElÃ©trica (Brazil) | http://www2.aneel.gov.br/aplicacoes/capacidadebrasil/capacidadebrasil.cfm | AgÃªncia Nacional de Energia ElÃ©trica (Brazil) |  | 2017 | [13 empty] | NO-ESTIMATION | NO-ESTIMATION | NO-ESTIMATION | NO-ESTIMATION | SOLAR-V1
BRA | Brazil | Central TermelÃ©trica de GeraÃ§Ã£o (Antiga Forjasul) |  | BRA0027794 | 1.8 | -30.5400 | -52.5125 | Biomass | [5 empty] | AgÃªncia Nacional de Energia ElÃ©trica (Brazil) | http://www2.aneel.gov.br/aplicacoes/capacidadebrasil/capacidadebrasil.cfm | AgÃªncia Nacional de Energia ElÃ©trica (Brazil) |  | 2017 | [13 empty] | NO-ESTIMATION | NO-ESTIMATION | NO-ESTIMATION | NO-ESTIMATION | SOLAR-V1
BRA | Brazil | Camil Alimentos - CamaquÃ£ |  | BRA0029807 | 4 | -30.8189 | -51.7039 | Biomass | [5 empty] | AgÃªncia Nacional de Energia ElÃ©trica (Brazil) | http://www2.aneel.gov.br/aplicacoes/capacidadebrasil/capacidadebrasil.cfm | AgÃªncia Nacional de Energia ElÃ©trica (Brazil) |  | 2017 | [13 empty] | NO-ESTIMATION | NO-ESTIMATION | NO-ESTIMATION | NO-ESTIMATION | CAPACITY-FACTOR-V1
BRA | Brazil | Engenho Coradini |  | BRA0031795 | 1.2 | -30.9735 | -54.6353 | Biomass |  |  |  | 2010 |  | AgÃªncia Nacional de Energia ElÃ©trica (Brazil) | http://www2.aneel.gov.br/aplicacoes/capacidadebrasil/capacidadebrasil.cfm | AgÃªncia Nacional de Energia ElÃ©trica (Brazil) |  | 2017 | [13 empty] | NO-ESTIMATION | NO-ESTIMATION | NO-ESTIMATION | NO-ESTIMATION | CAPACITY-FACTOR-V1
BRA | Brazil | PCT SLC Alimentos |  | BRA0031292 | 5.8 | -31.7455 | -52.4246 | Biomass |  |  |  | 2015 |  | AgÃªncia Nacional de Energia ElÃ©trica (Brazil) | http://www2.aneel.gov.br/aplicacoes/capacidadebrasil/capacidadebrasil.cfm | AgÃªncia Nacional de Energia ElÃ©trica (Brazil) |  | 2017 | [13 empty] | NO-ESTIMATION | NO-ESTIMATION | NO-ESTIMATION | NO-ESTIMATION | CAPACITY-FACTOR-V1
BRA | Brazil | EnergÃ©tica Itajubara |  | BRA0030969 | 4.4 | -4.2788 | -42.9783 | Biomass |  |  |  | 2012 |  | AgÃªncia Nacional de Energia ElÃ©trica (Brazil) | http://www2.aneel.gov.br/aplicacoes/capacidadebrasil/capacidadebrasil.cfm | AgÃªncia Nacional de Energia ElÃ©trica (Brazil) |  | 2017 | [13 empty] | NO-ESTIMATION | NO-ESTIMATION | NO-ESTIMATION | NO-ESTIMATION | CAPACITY-FACTOR-V1
BRA | Brazil | Comvap |  | BRA0029773 | 8.8 | -4.8503 | -42.8765 | Biomass |  |  |  | 2009 |  | AgÃªncia Nacional de Energia ElÃ©trica (Brazil) | http://www2.aneel.gov.br/aplicacoes/capacidadebrasil/capacidadebrasil.cfm | AgÃªncia Nacional de Energia ElÃ©trica (Brazil) |  | 2017 | [13 empty] | NO-ESTIMATION | NO-ESTIMATION | NO-ESTIMATION | NO-ESTIMATION | CAPACITY-FACTOR-V1
BRA | Brazil | Simasa |  | BRA0028500 | 8 | -4.8843 | -47.3764 | Biomass |  |  |  | 2003 |  | AgÃªncia Nacional de Energia ElÃ©trica (Brazil) | http://www2.aneel.gov.br/aplicacoes/capacidadebrasil/capacidadebrasil.cfm | AgÃªncia Nacional de Energia ElÃ©trica (Brazil) | 1081095 | 2017 | [13 empty] | NO-ESTIMATION | NO-ESTIMATION | NO-ESTIMATION | NO-ESTIMATION | WIND-V1
BRA | Brazil | Gusa Nordeste |  | BRA0029722 | 10 | -4.8888 | -47.3775 | Biomass |  |  |  | 2008 |  | AgÃªncia Nacional de Energia ElÃ©trica (Brazil) | http://www2.aneel.gov.br/aplicacoes/capacidadebrasil/capacidadebrasil.cfm | AgÃªncia Nacional de Energia ElÃ©trica (Brazil) |  | 2017 | [13 empty] | NO-ESTIMATION | NO-ESTIMATION | NO-ESTIMATION | NO-ESTIMATION | CAPACITY-FACTOR-V1
BRA | Brazil | Viena |  | BRA0028917 | 7.2 | -4.8949 | -47.3872 | Biomass |  |  |  | 2008 |  | AgÃªncia Nacional de Energia ElÃ©trica (Brazil) | http://www2.aneel.gov.br/aplicacoes/capacidadebrasil/capacidadebrasil.cfm | AgÃªncia Nacional de Energia ElÃ©trica (Brazil) |  | 2017 | [13 empty] | NO-ESTIMATION | SOLAR-V1 | SOLAR-V1 | SOLAR-V1 | SOLAR-V1
BRA | Brazil | Suzano MaranhÃ£o |  | BRA0030959 | 254.84 | -5.3358 | -47.5658 | Biomass |  |  |  | 2014 |  | AgÃªncia Nacional de Energia ElÃ©trica (Brazil) | http://www2.aneel.gov.br/aplicacoes/capacidadebrasil/capacidadebrasil.cfm | AgÃªncia Nacional de Energia ElÃ©trica (Brazil) |  | 2017 | [13 empty] | NO-ESTIMATION | NO-ESTIMATION | NO-ESTIMATION | NO-ESTIMATION | CAPACITY-FACTOR-V1
BRA | Brazil | Estivas |  | BRA0028660 | 17 | -6.2266 | -35.1980 | Biomass |  |  |  | 1976 |  | AgÃªncia Nacional de Energia ElÃ©trica (Brazil) | http://www2.aneel.gov.br/aplicacoes/capacidadebrasil/capacidadebrasil.cfm | AgÃªncia Nacional de Energia ElÃ©trica (Brazil) | 1104265 | 2017 | [13 empty] | NO-ESTIMATION | NO-ESTIMATION | NO-ESTIMATION | NO-ESTIMATION | CAPACITY-FACTOR-V1
BRA | Brazil | BaÃ­a Formosa |  | BRA0028605 | 40 | -6.4123 | -35.0462 | Biomass |  |  |  | 2011 |  | AgÃªncia Nacional de Energia ElÃ©trica (Brazil) | http://www2.aneel.gov.br/aplicacoes/capacidadebrasil/capacidadebrasil.cfm | AgÃªncia Nacional de Energia ElÃ©trica (Brazil) |  | 2017 | [13 empty] | NO-ESTIMATION | NO-ESTIMATION | NO-ESTIMATION | SOLAR-V1 | SOLAR-V1
BRA | Brazil | Miriri |  | BRA0034893 | 11.7 | -6.9447 | -35.1299 | Biomass |  |  |  | 1995 |  | AgÃªncia Nacional de Energia ElÃ©trica (Brazil) | http://www2.aneel.gov.br/aplicacoes/capacidadebrasil/capacidadebrasil.cfm | AgÃªncia Nacional de Energia ElÃ©trica (Brazil) |  | 2017 | [13 empty] | HYDRO-V1 | HYDRO-V1 | HYDRO-V1 | HYDRO-V1 | HYDRO-V1
BRA | Brazil | Japungu |  | BRA0028515 | 28.8 | -6.9869 | -35.0143 | Biomass |  |  |  | 1998 |  | AgÃªncia Nacional de Energia ElÃ©trica (Brazil) | http://www2.aneel.gov.br/aplicacoes/capacidadebrasil/capacidadebrasil.cfm | AgÃªncia Nacional de Energia ElÃ©trica (Brazil) |  | 2017 | [13 empty] | SOLAR-V1 | SOLAR-V1 | SOLAR-V1 | SOLAR-V1 | SOLAR-V1
BRA | Brazil | Giasa II |  | BRA0028957 | 30 | -7.3481 | -35.0174 | Biomass |  |  |  | 2003 |  | AgÃªncia Nacional de Energia ElÃ©trica (Brazil) | http://www2.aneel.gov.br/aplicacoes/capacidadebrasil/capacidadebrasil.cfm | AgÃªncia Nacional de Energia ElÃ©trica (Brazil) | 1104259 | 2017 | [13 empty] | NO-ESTIMATION | NO-ESTIMATION | SOLAR-V1 | SOLAR-V1 | SOLAR-V1
BRA | Brazil | Central Olho D Ãgua |  | BRA0028692 | 25 | -7.4176 | -35.2441 | Biomass |  |  |  | 2015 |  | AgÃªncia Nacional de Energia ElÃ©trica (Brazil) | http://www2.aneel.gov.br/aplicacoes/capacidadebrasil/capacidadebrasil.cfm | AgÃªncia Nacional de Energia ElÃ©trica (Brazil) |  | 2017 | [13 empty] | HYDRO-V1 | HYDRO-V1 | HYDRO-V1 | HYDRO-V1 | HYDRO-V1
BRA | Brazil | Tabu |  | BRA0030099 | 8.4 | -7.5052 | -34.8669 | Biomass |  |  |  | 2006 |  | AgÃªncia Nacional de Energia ElÃ©trica (Brazil) | http://www2.aneel.gov.br/aplicacoes/capacidadebrasil/capacidadebrasil.cfm | AgÃªncia Nacional de Energia ElÃ©trica (Brazil) |  | 2017 | [13 empty] | HYDRO-V1 | HYDRO-V1 | HYDRO-V1 | HYDRO-V1 | HYDRO-V1
BRA | Brazil | Santa Teresa |  | BRA0028933 | 20.2 | -7.5485 | -35.0251 | Biomass | [5 empty] | AgÃªncia Nacional de Energia ElÃ©trica (Brazil) | http://www2.aneel.gov.br/aplicacoes/capacidadebrasil/capacidadebrasil.cfm | AgÃªncia Nacional de Energia ElÃ©trica (Brazil) |  | 2017 | [13 empty] | NO-ESTIMATION | NO-ESTIMATION | NO-ESTIMATION | NO-ESTIMATION | CAPACITY-FACTOR-V1
BRA | Brazil | Laranjeiras |  | BRA0030190 | 4.825 | -7.6571 | -35.3309 | Biomass |  |  |  | 2004 |  | AgÃªncia Nacional de Energia ElÃ©trica (Brazil) | http://www2.aneel.gov.br/aplicacoes/capacidadebrasil/capacidadebrasil.cfm | AgÃªncia Nacional de Energia ElÃ©trica (Brazil) |  | 2017 | [13 empty] | HYDRO-V1 | HYDRO-V1 | HYDRO-V1 | HYDRO-V1 | HYDRO-V1
BRA | Brazil | Itaenga |  | BRA0028539 | 47 | -7.9058 | -35.2847 | Biomass |  |  |  | 2007 |  | AgÃªncia Nacional de Energia ElÃ©trica (Brazil) | http://www2.aneel.gov.br/aplicacoes/capacidadebrasil/capacidadebrasil.cfm | AgÃªncia Nacional de Energia ElÃ©trica (Brazil) | 1066796 | 2017 | [13 empty] | SOLAR-V1 | SOLAR-V1 | SOLAR-V1 | SOLAR-V1 | SOLAR-V1
BRA | Brazil | Petribu |  | BRA0029218 | 36.5 | -7.9058 | -35.2847 | Biomass |  |  |  | 1970 |  | AgÃªncia Nacional de Energia ElÃ©trica (Brazil) | http://www2.aneel.gov.br/aplicacoes/capacidadebrasil/capacidadebrasil.cfm | AgÃªncia Nacional de Energia ElÃ©trica (Brazil) |  | 2017 | [13 empty] | NO-ESTIMATION | NO-ESTIMATION | NO-ESTIMATION | NO-ESTIMATION | CAPACITY-FACTOR-V1
BRA | Brazil | Cepasa |  | BRA0031479 | 5 | -8.1096 | -35.0039 | Biomass |  |  |  | 2014 |  | AgÃªncia Nacional de Energia ElÃ©trica (Brazil) | http://www2.aneel.gov.br/aplicacoes/capacidadebrasil/capacidadebrasil.cfm | AgÃªncia Nacional de Energia ElÃ©trica (Brazil) |  | 2017 | [13 empty] | NO-ESTIMATION | NO-ESTIMATION | NO-ESTIMATION | NO-ESTIMATION | CAPACITY-FACTOR-V1
BRA | Brazil | JB |  | BRA0028392 | 33.2 | -8.2239 | -35.2718 | Biomass |  |  |  | 2006 |  | AgÃªncia Nacional de Energia ElÃ©trica (Brazil) | http://www2.aneel.gov.br/aplicacoes/capacidadebrasil/capacidadebrasil.cfm | AgÃªncia Nacional de Energia ElÃ©trica (Brazil) |  | 2017 | [13 empty] | NO-ESTIMATION | NO-ESTIMATION | NO-ESTIMATION | NO-ESTIMATION | CAPACITY-FACTOR-V1
BRA | Brazil | Pirapama |  | BRA0029715 | 25 | -8.2240 | -35.2720 | Biomass |  |  |  | 2008 |  | AgÃªncia Nacional de Energia ElÃ©trica (Brazil) | http://www2.aneel.gov.br/aplicacoes/capacidadebrasil/capacidadebrasil.cfm | AgÃªncia Nacional de Energia ElÃ©trica (Brazil) |  | 2017 | [13 empty] | NO-ESTIMATION | NO-ESTIMATION | NO-ESTIMATION | NO-ESTIMATION | CAPACITY-FACTOR-V1
BRA | Brazil | Bom Jesus |  | BRA0030226 | 3.2 | -8.2781 | -35.0286 | Biomass | [5 empty] | AgÃªncia Nacional de Energia ElÃ©trica (Brazil) | http://www2.aneel.gov.br/aplicacoes/capacidadebrasil/capacidadebrasil.cfm | AgÃªncia Nacional de Energia ElÃ©trica (Brazil) |  | 2017 | [13 empty] | NO-ESTIMATION | NO-ESTIMATION | NO-ESTIMATION | NO-ESTIMATION | CAPACITY-FACTOR-V1
BRA | Brazil | UniÃ£o e IndÃºstria |  | BRA0028694 | 4.6 | -8.3233 | -35.3473 | Biomass | [5 empty] | AgÃªncia Nacional de Energia ElÃ©trica (Brazil) | http://www2.aneel.gov.br/aplicacoes/capacidadebrasil/capacidadebrasil.cfm | AgÃªncia Nacional de Energia ElÃ©trica (Brazil) |  | 2017 | [13 empty] | WIND-V1 | WIND-V1 | WIND-V1 | WIND-V1 | WIND-V1
BRA | Brazil | UniÃ£o |  | BRA0031036 | 10 | -8.3456 | -35.3386 | Biomass |  |  |  | 2010 |  | AgÃªncia Nacional de Energia ElÃ©trica (Brazil) | http://www2.aneel.gov.br/aplicacoes/capacidadebrasil/capacidadebrasil.cfm | AgÃªncia Nacional de Energia ElÃ©trica (Brazil) |  | 2017 | [13 empty] | NO-ESTIMATION | SOLAR-V1 | SOLAR-V1 | SOLAR-V1 | SOLAR-V1
BRA | Brazil | Ipojuca |  | BRA0028707 | 11.2 | -8.3892 | -35.0821 | Biomass |  |  |  | 1987 |  | AgÃªncia Nacional de Energia ElÃ©trica (Brazil) | http://www2.aneel.gov.br/aplicacoes/capacidadebrasil/capacidadebrasil.cfm | AgÃªncia Nacional de Energia ElÃ©trica (Brazil) |  | 2017 | [13 empty] | NO-ESTIMATION | NO-ESTIMATION | NO-ESTIMATION | NO-ESTIMATION | SOLAR-V1
BRA | Brazil | Salgado |  | BRA0030383 | 3.6 | -8.4215 | -35.0052 | Biomass |  |  |  | 1973 |  | AgÃªncia Nacional de Energia ElÃ©trica (Brazil) | http://www2.aneel.gov.br/aplicacoes/capacidadebrasil/capacidadebrasil.cfm | AgÃªncia Nacional de Energia ElÃ©trica (Brazil) |  | 2017 | [13 empty] | HYDRO-V1 | HYDRO-V1 | HYDRO-V1 | HYDRO-V1 | HYDRO-V1
BRA | Brazil | RibeirÃ£o |  | BRA0029230 | 6.4 | -8.5357 | -35.3865 | Biomass | [5 empty] | AgÃªncia Nacional de Energia ElÃ©trica (Brazil) | http://www2.aneel.gov.br/aplicacoes/capacidadebrasil/capacidadebrasil.cfm | AgÃªncia Nacional de Energia ElÃ©trica (Brazil) |  | 2017 | [13 empty] | NO-ESTIMATION | NO-ESTIMATION | NO-ESTIMATION | NO-ESTIMATION | NO-ESTIMATION
BRA | Brazil | Pumaty |  | BRA0002946 | 8.04 | -8.5579 | -35.5350 | Biomass | [5 empty] | AgÃªncia Nacional de Energia ElÃ©trica (Brazil) | http://www2.aneel.gov.br/aplicacoes/capacidadebrasil/capacidadebrasil.cfm | AgÃªncia Nacional de Energia ElÃ©trica (Brazil) |  | 2017 | [13 empty] | HYDRO-V1 | HYDRO-V1 | HYDRO-V1 | HYDRO-V1 | HYDRO-V1
BRA | Brazil | Trapiche |  | BRA0028651 | 26 | -8.5773 | -35.1175 | Biomass | [5 empty] | AgÃªncia Nacional de Energia ElÃ©trica (Brazil) | http://www2.aneel.gov.br/aplicacoes/capacidadebrasil/capacidadebrasil.cfm | AgÃªncia Nacional de Energia ElÃ©trica (Brazil) |  | 2017 | [13 empty] | NO-ESTIMATION | NO-ESTIMATION | NO-ESTIMATION | NO-ESTIMATION | CAPACITY-FACTOR-V1
BRA | Brazil | CucaÃº |  | BRA0028558 | 12.6 | -8.6369 | -35.2617 | Biomass | [5 empty] | AgÃªncia Nacional de Energia ElÃ©trica (Brazil) | http://www2.aneel.gov.br/aplicacoes/capacidadebrasil/capacidadebrasil.cfm | AgÃªncia Nacional de Energia ElÃ©trica (Brazil) |  | 2017 | [13 empty] | HYDRO-V1 | HYDRO-V1 | HYDRO-V1 | HYDRO-V1 | HYDRO-V1
BRA | Brazil | VitÃ³ria |  | BRA0030359 | 4.225 | -8.6778 | -35.5869 | Biomass | [5 empty] | AgÃªncia Nacional de Energia ElÃ©trica (Brazil) | http://www2.aneel.gov.br/aplicacoes/capacidadebrasil/capacidadebrasil.cfm | AgÃªncia Nacional de Energia ElÃ©trica (Brazil) |  | 2017 | [13 empty] | NO-ESTIMATION | NO-ESTIMATION | NO-ESTIMATION | SOLAR-V1 | SOLAR-V1
BRA | Brazil | Una AÃ§Ãºcar e Energia |  | BRA0028726 | 3 | -8.7608 | -35.3058 | Biomass | [5 empty] | AgÃªncia Nacional de Energia ElÃ©trica (Brazil) | http://www2.aneel.gov.br/aplicacoes/capacidadebrasil/capacidadebrasil.cfm | AgÃªncia Nacional de Energia ElÃ©trica (Brazil) |  | 2017 | [13 empty] | HYDRO-V1 | HYDRO-V1 | HYDRO-V1 | HYDRO-V1 | HYDRO-V1
BRA | Brazil | Destilaria Porto Alegre |  | BRA0029635 | 2.4 | -8.8935 | -35.6571 | Biomass |  |  |  | 1989 |  | AgÃªncia Nacional de Energia ElÃ©trica (Brazil) | http://www2.aneel.gov.br/aplicacoes/capacidadebrasil/capacidadebrasil.cfm | AgÃªncia Nacional de Energia ElÃ©trica (Brazil) |  | 2017 | [13 empty] | NO-ESTIMATION | NO-ESTIMATION | NO-ESTIMATION | NO-ESTIMATION | CAPACITY-FACTOR-V1
BRA | Brazil | Porto Alegre |  | BRA0030017 | 2.4 | -8.9378 | -35.7506 | Biomass |  |  |  | 2005 |  | AgÃªncia Nacional de Energia ElÃ©trica (Brazil) | http://www2.aneel.gov.br/aplicacoes/capacidadebrasil/capacidadebrasil.cfm | AgÃªncia Nacional de Energia ElÃ©trica (Brazil) |  | 2017 | [13 empty] | NO-ESTIMATION | NO-ESTIMATION | NO-ESTIMATION | NO-ESTIMATION | CAPACITY-FACTOR-V1
BRA | Brazil | Serra Grande |  | BRA0028543 | 17.2 | -8.9799 | -36.0533 | Biomass |  |  |  | 2001 |  | AgÃªncia Nacional de Energia ElÃ©trica (Brazil) | http://www2.aneel.gov.br/aplicacoes/capacidadebrasil/capacidadebrasil.cfm | AgÃªncia Nacional de Energia ElÃ©trica (Brazil) |  | 2017 | [13 empty] | NO-ESTIMATION | NO-ESTIMATION | NO-ESTIMATION | NO-ESTIMATION | CAPACITY-FACTOR-V1
BRA | Brazil | Santa Maria AÃ§ucareira |  | BRA0031179 | 4.6 | -9.0065 | -35.4213 | Biomass |  |  |  | 2002 |  | AgÃªncia Nacional de Energia ElÃ©trica (Brazil) | http://www2.aneel.gov.br/aplicacoes/capacidadebrasil/capacidadebrasil.cfm | AgÃªncia Nacional de Energia ElÃ©trica (Brazil) |  | 2017 | [13 empty] | NO-ESTIMATION | NO-ESTIMATION | NO-ESTIMATION | NO-ESTIMATION | CAPACITY-FACTOR-V1
BRA | Brazil | Pedro Afonso |  | BRA0030518 | 80 | -9.1941 | -48.1335 | Biomass |  |  |  | 2013 |  | AgÃªncia Nacional de Energia ElÃ©trica (Brazil) | http://www2.aneel.gov.br/aplicacoes/capacidadebrasil/capacidadebrasil.cfm | AgÃªncia Nacional de Energia ElÃ©trica (Brazil) |  | 2017 | [13 empty] | NO-ESTIMATION | NO-ESTIMATION | NO-ESTIMATION | NO-ESTIMATION | CAPACITY-FACTOR-V1
BRA | Brazil | Capricho |  | BRA0028579 | 2.4 | -9.3335 | -36.1501 | Biomass | [5 empty] | AgÃªncia Nacional de Energia ElÃ©trica (Brazil) | http://www2.aneel.gov.br/aplicacoes/capacidadebrasil/capacidadebrasil.cfm | AgÃªncia Nacional de Energia ElÃ©trica (Brazil) |  | 2017 | [13 empty] | NO-ESTIMATION | NO-ESTIMATION | NO-ESTIMATION | NO-ESTIMATION | CAPACITY-FACTOR-V1
BRA | Brazil | Cachoeira |  | BRA0028480 | 7.4 | -9.4383 | -35.7240 | Biomass | [5 empty] | AgÃªncia Nacional de Energia ElÃ©trica (Brazil) | http://www2.aneel.gov.br/aplicacoes/capacidadebrasil/capacidadebrasil.cfm | AgÃªncia Nacional de Energia ElÃ©trica (Brazil) |  | 2017 | [13 empty] | NO-ESTIMATION | NO-ESTIMATION | NO-ESTIMATION | NO-ESTIMATION | CAPACITY-FACTOR-V1
BRA | Brazil | Martins |  | BRA0031486 | 2 | -9.4640 | -59.6949 | Biomass |  |  |  | 2004 |  | AgÃªncia Nacional de Energia ElÃ©trica (Brazil) | http://www2.aneel.gov.br/aplicacoes/capacidadebrasil/capacidadebrasil.cfm | AgÃªncia Nacional de Energia ElÃ©trica (Brazil) | 1011488 | 2017 | [13 empty] | HYDRO-V1 | HYDRO-V1 | HYDRO-V1 | HYDRO-V1 | HYDRO-V1
BRA | Brazil | Uruba |  | BRA0028037 | 10 | -9.4779 | -35.9492 | Biomass |  |  |  | 2000 |  | AgÃªncia Nacional de Energia ElÃ©trica (Brazil) | http://www2.aneel.gov.br/aplicacoes/capacidadebrasil/capacidadebrasil.cfm | AgÃªncia Nacional de Energia ElÃ©trica (Brazil) |  | 2017 | [13 empty] | HYDRO-V1 | HYDRO-V1 | HYDRO-V1 | HYDRO-V1 | HYDRO-V1
BRA | Brazil | Agrovale |  | BRA0028696 | 14 | -9.4938 | -40.3564 | Biomass |  |  |  | 1979 |  | AgÃªncia Nacional de Energia ElÃ©trica (Brazil) | http://www2.aneel.gov.br/aplicacoes/capacidadebrasil/capacidadebrasil.cfm | AgÃªncia Nacional de Energia ElÃ©trica (Brazil) |  | 2017 | [13 empty] | NO-ESTIMATION | NO-ESTIMATION | NO-ESTIMATION | NO-ESTIMATION | CAPACITY-FACTOR-V1
BRA | Brazil | Sali |  | BRA0029607 | 9.9 | -9.5490 | -35.8575 | Biomass | [5 empty] | AgÃªncia Nacional de Energia ElÃ©trica (Brazil) | http://www2.aneel.gov.br/aplicacoes/capacidadebrasil/capacidadebrasil.cfm | AgÃªncia Nacional de Energia ElÃ©trica (Brazil) |  | 2017 | [13 empty] | NO-ESTIMATION | NO-ESTIMATION | NO-ESTIMATION | NO-ESTIMATION | CAPACITY-FACTOR-V1
BRA | Brazil | Triunfo |  | BRA0029370 | 14 | -9.6227 | -36.1895 | Biomass |  |  |  | 2001 |  | AgÃªncia Nacional de Energia ElÃ©trica (Brazil) | http://www2.aneel.gov.br/aplicacoes/capacidadebrasil/capacidadebrasil.cfm | AgÃªncia Nacional de Energia ElÃ©trica (Brazil) |  | 2017 | [13 empty] | NO-ESTIMATION | NO-ESTIMATION | NO-ESTIMATION | NO-ESTIMATION | CAPACITY-FACTOR-V1
BRA | Brazil | SumaÃºma |  | BRA0028577 | 4 | -9.6678 | -35.8187 | Biomass | [5 empty] | AgÃªncia Nacional de Energia ElÃ©trica (Brazil) | http://www2.aneel.gov.br/aplicacoes/capacidadebrasil/capacidadebrasil.cfm | AgÃªncia Nacional de Energia ElÃ©trica (Brazil) |  | 2017 | [13 empty] | HYDRO-V1 | HYDRO-V1 | HYDRO-V1 | HYDRO-V1 | HYDRO-V1
BRA | Brazil | Bioflex CaetÃ© |  | BRA0031371 | 62.5 | -9.7730 | -36.0759 | Biomass |  |  |  | 2014 |  | AgÃªncia Nacional de Energia ElÃ©trica (Brazil) | http://www2.aneel.gov.br/aplicacoes/capacidadebrasil/capacidadebrasil.cfm | AgÃªncia Nacional de Energia ElÃ©trica (Brazil) |  | 2017 | [13 empty] | NO-ESTIMATION | NO-ESTIMATION | NO-ESTIMATION | NO-ESTIMATION | CAPACITY-FACTOR-V1
BRA | Brazil | Atos |  | BRA0031471 | 3 | -9.8679 | -57.8132 | Biomass |  |  |  | 2014 |  | AgÃªncia Nacional de Energia ElÃ©trica (Brazil) | http://www2.aneel.gov.br/aplicacoes/capacidadebrasil/capacidadebrasil.cfm | AgÃªncia Nacional de Energia ElÃ©trica (Brazil) |  | 2017 | [13 empty] | WIND-V1 | WIND-V1 | WIND-V1 | WIND-V1 | WIND-V1
BRA | Brazil | Sinimbu |  | BRA0028750 | 18 | -9.8811 | -36.1507 | Biomass | [5 empty] | AgÃªncia Nacional de Energia ElÃ©trica (Brazil) | http://www2.aneel.gov.br/aplicacoes/capacidadebrasil/capacidadebrasil.cfm | AgÃªncia Nacional de Energia ElÃ©trica (Brazil) |  | 2017 | [13 empty] | WIND-V1 | WIND-V1 | WIND-V1 | WIND-V1 | WIND-V1
BRA | Brazil | Seresta |  | BRA0029142 | 9.5 | -9.9092 | -36.3241 | Biomass |  |  |  | 2004 |  | AgÃªncia Nacional de Energia ElÃ©trica (Brazil) | http://www2.aneel.gov.br/aplicacoes/capacidadebrasil/capacidadebrasil.cfm | AgÃªncia Nacional de Energia ElÃ©trica (Brazil) |  | 2017 | [13 empty] | NO-ESTIMATION | NO-ESTIMATION | NO-ESTIMATION | NO-ESTIMATION | CAPACITY-FACTOR-V1
BRA | Brazil | BEN Bioenergia |  | BRA0030048 | 53 | -9.9125 | -36.3245 | Biomass |  |  |  | 2013 |  | AgÃªncia Nacional de Energia ElÃ©trica (Brazil) | http://www2.aneel.gov.br/aplicacoes/capacidadebrasil/capacidadebrasil.cfm | AgÃªncia Nacional de Energia ElÃ©trica (Brazil) |  | 2017 | [13 empty] | HYDRO-V1 | HYDRO-V1 | HYDRO-V1 | HYDRO-V1 | HYDRO-V1
BRA | Brazil | Conselvan |  | BRA0030928 | 1 | -9.9266 | -59.9203 | Biomass |  |  |  | 2012 |  | AgÃªncia Nacional de Energia ElÃ©trica (Brazil) | http://www2.aneel.gov.br/aplicacoes/capacidadebrasil/capacidadebrasil.cfm | AgÃªncia Nacional de Energia ElÃ©trica (Brazil) |  | 2017 | [13 empty] | NO-ESTIMATION | NO-ESTIMATION | NO-ESTIMATION | NO-ESTIMATION | SOLAR-V1
BRA | Brazil | Coruripe |  | BRA0029161 | 16 | -9.9783 | -36.2156 | Biomass |  |  |  | 2006 |  | AgÃªncia Nacional de Energia ElÃ©trica (Brazil) | http://www2.aneel.gov.br/aplicacoes/capacidadebrasil/capacidadebrasil.cfm | AgÃªncia Nacional de Energia ElÃ©trica (Brazil) | 1061917 | 2017 | [13 empty] | NO-ESTIMATION | NO-ESTIMATION | NO-ESTIMATION | NO-ESTIMATION | CAPACITY-FACTOR-V1
BRA | Brazil | FlÃ³rida Clean Power do AmapÃ¡ |  | BRA0030335 | 1.7 | 0.0408 | -51.1351 | Biomass | [5 empty] | AgÃªncia Nacional de Energia ElÃ©trica (Brazil) | http://www2.aneel.gov.br/aplicacoes/capacidadebrasil/capacidadebrasil.cfm | AgÃªncia Nacional de Energia ElÃ©trica (Brazil) |  | 2017 | [13 empty] | HYDRO-V1 | HYDRO-V1 | HYDRO-V1 | HYDRO-V1 | HYDRO-V1
BRA | Brazil | Bio Fuel |  | BRA0029943 | 4.8 | 0.9637 | -59.9464 | Biomass | [5 empty] | AgÃªncia Nacional de Energia ElÃ©trica (Brazil) | http://www2.aneel.gov.br/aplicacoes/capacidadebrasil/capacidadebrasil.cfm | AgÃªncia Nacional de Energia ElÃ©trica (Brazil) |  | 2017 | [13 empty] | HYDRO-V1 | HYDRO-V1 | HYDRO-V1 | HYDRO-V1 | HYDRO-V1
CAN | Canada | Sarnia LFG |  | CAN0008338 | 1.6 | 42.0279 | -82.5638 | Biomass | [5 empty] | Natural Resources Canada | ftp://ftp.maps.canada.ca/pub/nacei_cnaie/energy_infrastructure/PowerPlantsRenewGE1MW_NorthAmerica_201708.xlsx | Natural Resources Canada |  | 2015 | [13 empty] | NO-ESTIMATION | NO-ESTIMATION | NO-ESTIMATION | NO-ESTIMATION | CAPACITY-FACTOR-V1
CAN | Canada | Soave Hydroponics |  | CAN0008391 | 12 | 42.0644 | -82.6805 | Biomass | [5 empty] | Natural Resources Canada | ftp://ftp.maps.canada.ca/pub/nacei_cnaie/energy_infrastructure/PowerPlantsRenewGE1MW_NorthAmerica_201708.xlsx | Natural Resources Canada |  | 2015 | [13 empty] | NO-ESTIMATION | NO-ESTIMATION | NO-ESTIMATION | NO-ESTIMATION | CAPACITY-FACTOR-V1
CAN | Canada | West Lorne Biooil Cogeneration |  | CAN0008545 | 3 | 42.6039 | -81.6116 | Biomass | [5 empty] | Natural Resources Canada | ftp://ftp.maps.canada.ca/pub/nacei_cnaie/energy_infrastructure/PowerPlantsRenewGE1MW_NorthAmerica_201708.xlsx | Natural Resources Canada |  | 2015 | [13 empty] | NO-ESTIMATION | NO-ESTIMATION | NO-ESTIMATION | NO-ESTIMATION | CAPACITY-FACTOR-V1
CAN | Canada | Stanton Dairy Farm |  | CAN0008427 | 1.3 | 43.1003 | -81.3730 | Biomass |  |  |  |  | Stanton Dairy Farm | Natural Resources Canada | ftp://ftp.maps.canada.ca/pub/nacei_cnaie/energy_infrastructure/PowerPlantsRenewGE1MW_NorthAmerica_201708.xlsx | Natural Resources Canada | 58609 | 2013 | [13 empty] | SOLAR-V1 | SOLAR-V1 | SOLAR-V1 | SOLAR-V1 | SOLAR-V1
CAN | Canada | East LFG |  | CAN0007830 | 1 | 43.1216 | -79.1739 | Biomass |  |  |  |  | St. Catharines Hydro Generation Inc / Glenridge Gas Utilization Inc | Natural Resources Canada | ftp://ftp.maps.canada.ca/pub/nacei_cnaie/energy_infrastructure/PowerPlantsRenewGE1MW_NorthAmerica_201708.xlsx | Natural Resources Canada |  | 2016 | [13 empty] | NO-ESTIMATION | NO-ESTIMATION | NO-ESTIMATION | NO-ESTIMATION | CAPACITY-FACTOR-V1
CAN | Canada | Grimsby Bioreactor |  | CAN0007919 | 1 | 43.1474 | -79.5389 | Biomass |  |  |  |  | Grimsby Energy Inc | Natural Resources Canada | ftp://ftp.maps.canada.ca/pub/nacei_cnaie/energy_infrastructure/PowerPlantsRenewGE1MW_NorthAmerica_201708.xlsx | Natural Resources Canada |  | 2017 | [13 empty] | NO-ESTIMATION | NO-ESTIMATION | NO-ESTIMATION | NO-ESTIMATION | CAPACITY-FACTOR-V1
CAN | Canada | Hamilton (Digester Gas) Cogenertion |  | CAN0007926 | 1.6 | 43.2534 | -79.7700 | Biomass |  |  |  |  | Hamilton Renewable Power Inc | Natural Resources Canada | ftp://ftp.maps.canada.ca/pub/nacei_cnaie/energy_infrastructure/PowerPlantsRenewGE1MW_NorthAmerica_201708.xlsx | Natural Resources Canada |  | 2017 | [13 empty] | NO-ESTIMATION | NO-ESTIMATION | NO-ESTIMATION | NO-ESTIMATION | CAPACITY-FACTOR-V1
CAN | Canada | Liberty Energy Centre |  | CAN0008046 | 11.4 | 43.2608 | -79.7920 | Biomass | [5 empty] | Natural Resources Canada | ftp://ftp.maps.canada.ca/pub/nacei_cnaie/energy_infrastructure/PowerPlantsRenewGE1MW_NorthAmerica_201708.xlsx | Natural Resources Canada |  | 2015 | [13 empty] | HYDRO-V1 | HYDRO-V1 | HYDRO-V1 | HYDRO-V1 | HYDRO-V1
CAN | Canada | Waterloo LFG |  | CAN0008525 | 4.6 | 43.4375 | -80.5801 | Biomass | [5 empty] | Natural Resources Canada | ftp://ftp.maps.canada.ca/pub/nacei_cnaie/energy_infrastructure/PowerPlantsRenewGE1MW_NorthAmerica_201708.xlsx | Natural Resources Canada | 45428 | 2015 | [13 empty] | NO-ESTIMATION | SOLAR-V1 | SOLAR-V1 | SOLAR-V1 | SOLAR-V1
CAN | Canada | Eastview LFG |  | CAN0007836 | 1.7 | 43.5741 | -80.2323 | Biomass |  |  |  |  | Envida Community Energy Inc | Natural Resources Canada | ftp://ftp.maps.canada.ca/pub/nacei_cnaie/energy_infrastructure/PowerPlantsRenewGE1MW_NorthAmerica_201708.xlsx | Natural Resources Canada | 53735 | 2017 | [13 empty] | NO-ESTIMATION | NO-ESTIMATION | NO-ESTIMATION | NO-ESTIMATION | CAPACITY-FACTOR-V1
CAN | Canada | Woolwich Bio-En |  | CAN0008567 | 2.9 | 43.6043 | -80.5497 | Biomass |  |  |  |  | Woolwich Bio-En Inc | Natural Resources Canada | ftp://ftp.maps.canada.ca/pub/nacei_cnaie/energy_infrastructure/PowerPlantsRenewGE1MW_NorthAmerica_201708.xlsx | Natural Resources Canada | 69874 | 2017 | [13 empty] | NO-ESTIMATION | NO-ESTIMATION | NO-ESTIMATION | NO-ESTIMATION | CAPACITY-FACTOR-V1
CAN | Canada | Britannia LFG |  | CAN0007703 | 5.5 | 43.6067 | -79.6972 | Biomass |  |  |  |  | Region of Peel | Natural Resources Canada | ftp://ftp.maps.canada.ca/pub/nacei_cnaie/energy_infrastructure/PowerPlantsRenewGE1MW_NorthAmerica_201708.xlsx | Natural Resources Canada | 55768 | 2013 | [13 empty] | HYDRO-V1 | HYDRO-V1 | HYDRO-V1 | HYDRO-V1 | HYDRO-V1
CAN | Canada | Humber Treatment Plant |  | CAN0007959 | 4.7 | 43.6333 | -79.4806 | Biomass | [5 empty] | Natural Resources Canada | ftp://ftp.maps.canada.ca/pub/nacei_cnaie/energy_infrastructure/PowerPlantsRenewGE1MW_NorthAmerica_201708.xlsx | Natural Resources Canada | 46518 | 2015 | [13 empty] | NO-ESTIMATION | NO-ESTIMATION | NO-ESTIMATION | NO-ESTIMATION | SOLAR-V1
CAN | Canada | Brampton Biomass |  | CAN0007694 | 15.1 | 43.6970 | -79.6825 | Biomass | [5 empty] | Natural Resources Canada | ftp://ftp.maps.canada.ca/pub/nacei_cnaie/energy_infrastructure/PowerPlantsRenewGE1MW_NorthAmerica_201708.xlsx | Natural Resources Canada |  | 2015 | [13 empty] | NO-ESTIMATION | NO-ESTIMATION | SOLAR-V1 | SOLAR-V1 | SOLAR-V1
CAN | Canada | Beare Road LFG |  | CAN0007652 | 5 | 43.8233 | -79.1639 | Biomass |  |  |  |  | E. S. Fox Ltd | Natural Resources Canada | ftp://ftp.maps.canada.ca/pub/nacei_cnaie/energy_infrastructure/PowerPlantsRenewGE1MW_NorthAmerica_201708.xlsx | Natural Resources Canada |  | 2016 | [13 empty] | NO-ESTIMATION | NO-ESTIMATION | SOLAR-V1 | SOLAR-V1 | SOLAR-V1
CAN | Canada | Index Energy Mills Road Corp |  | CAN0007964 | 17.8 | 43.8474 | -79.0249 | Biomass |  |  |  |  | Index Energy Mills Road Corp | Natural Resources Canada | ftp://ftp.maps.canada.ca/pub/nacei_cnaie/energy_infrastructure/PowerPlantsRenewGE1MW_NorthAmerica_201708.xlsx | Natural Resources Canada |  | 2017 | [13 empty] | NO-ESTIMATION | NO-ESTIMATION | NO-ESTIMATION | NO-ESTIMATION | CAPACITY-FACTOR-V1
CAN | Canada | Brooklyn Energy Centre |  | CAN0007708 | 30 | 44.0515 | -64.6956 | Biomass | [5 empty] | Natural Resources Canada | ftp://ftp.maps.canada.ca/pub/nacei_cnaie/energy_infrastructure/PowerPlantsRenewGE1MW_NorthAmerica_201708.xlsx | Natural Resources Canada |  | 2017 | [13 empty] | NO-ESTIMATION | NO-ESTIMATION | NO-ESTIMATION | NO-ESTIMATION | CAPACITY-FACTOR-V1
CAN | Canada | Bensfort Road LFG |  | CAN0007665 | 1.6 | 44.2271 | -78.2873 | Biomass |  |  |  |  | Lfg Power Corp | Natural Resources Canada | ftp://ftp.maps.canada.ca/pub/nacei_cnaie/energy_infrastructure/PowerPlantsRenewGE1MW_NorthAmerica_201708.xlsx | Natural Resources Canada |  | 2017 | [13 empty] | NO-ESTIMATION | NO-ESTIMATION | NO-ESTIMATION | NO-ESTIMATION | CAPACITY-FACTOR-V1
CAN | Canada | Hwy 101 Landfill |  | CAN0007961 | 2 | 44.8112 | -63.7758 | Biomass | [5 empty] | Natural Resources Canada | ftp://ftp.maps.canada.ca/pub/nacei_cnaie/energy_infrastructure/PowerPlantsRenewGE1MW_NorthAmerica_201708.xlsx | Natural Resources Canada |  | 2015 | [13 empty] | NO-ESTIMATION | NO-ESTIMATION | NO-ESTIMATION | NO-ESTIMATION | CAPACITY-FACTOR-V1
CAN | Canada | Taylor Lumber |  | CAN0008458 | 1.2 | 45.0447 | -63.1389 | Biomass | [5 empty] | Natural Resources Canada | ftp://ftp.maps.canada.ca/pub/nacei_cnaie/energy_infrastructure/PowerPlantsRenewGE1MW_NorthAmerica_201708.xlsx | Natural Resources Canada |  | 2000 | [13 empty] | NO-ESTIMATION | NO-ESTIMATION | SOLAR-V1 | SOLAR-V1 | SOLAR-V1
CAN | Canada | Trail Road LFG |  | CAN0008482 | 6 | 45.2372 | -75.7637 | Biomass |  |  |  |  | Powertrail Inc | Natural Resources Canada | ftp://ftp.maps.canada.ca/pub/nacei_cnaie/energy_infrastructure/PowerPlantsRenewGE1MW_NorthAmerica_201708.xlsx | Natural Resources Canada |  | 2017 | [13 empty] | NO-ESTIMATION | NO-ESTIMATION | NO-ESTIMATION | NO-ESTIMATION | CAPACITY-FACTOR-V1
CAN | Canada | Saint John |  | CAN0008317 | 29.7 | 45.2589 | -66.0945 | Biomass | [5 empty] | Natural Resources Canada | ftp://ftp.maps.canada.ca/pub/nacei_cnaie/energy_infrastructure/PowerPlantsRenewGE1MW_NorthAmerica_201708.xlsx | Natural Resources Canada |  | 2000 | [13 empty] | NO-ESTIMATION | NO-ESTIMATION | NO-ESTIMATION | NO-ESTIMATION | CAPACITY-FACTOR-V1
CAN | Canada | Wm Ottawa Landfill |  | CAN0008565 | 6.4 | 45.2816 | -75.9593 | Biomass |  |  |  |  | Waste Management of Canada Corp | Natural Resources Canada | ftp://ftp.maps.canada.ca/pub/nacei_cnaie/energy_infrastructure/PowerPlantsRenewGE1MW_NorthAmerica_201708.xlsx | Natural Resources Canada |  | 2017 | [13 empty] | NO-ESTIMATION | NO-ESTIMATION | NO-ESTIMATION | NO-ESTIMATION | CAPACITY-FACTOR-V1
CAN | Canada | Lafleche LFG |  | CAN0008027 | 4.2 | 45.3044 | -74.9928 | Biomass |  |  |  |  | Moose Creek Energy LP | Natural Resources Canada | ftp://ftp.maps.canada.ca/pub/nacei_cnaie/energy_infrastructure/PowerPlantsRenewGE1MW_NorthAmerica_201708.xlsx | Natural Resources Canada | 66954 | 2017 | [13 empty] | NO-ESTIMATION | NO-ESTIMATION | NO-ESTIMATION | NO-ESTIMATION | CAPACITY-FACTOR-V1
CAN | Canada | Robert O. Pickard |  | CAN0008298 | 2.4 | 45.4625 | -75.5875 | Biomass | [5 empty] | Natural Resources Canada | ftp://ftp.maps.canada.ca/pub/nacei_cnaie/energy_infrastructure/PowerPlantsRenewGE1MW_NorthAmerica_201708.xlsx | Natural Resources Canada | 46517 | 2015 | [13 empty] | NO-ESTIMATION | NO-ESTIMATION | NO-ESTIMATION | NO-ESTIMATION | CAPACITY-FACTOR-V1
CAN | Canada | Haute-Yamaska-Roland Thibault Cogeneration |  | CAN0007934 | 3 | 45.4634 | -72.7809 | Biomass | [5 empty] | Natural Resources Canada | ftp://ftp.maps.canada.ca/pub/nacei_cnaie/energy_infrastructure/PowerPlantsRenewGE1MW_NorthAmerica_201708.xlsx | Natural Resources Canada |  | 2017 | [13 empty] | NO-ESTIMATION | NO-ESTIMATION | SOLAR-V1 | SOLAR-V1 | SOLAR-V1
CAN | Canada | Gatineau (Bowater) |  | CAN0007879 | 15 | 45.4792 | -75.6552 | Biomass | [5 empty] | Natural Resources Canada | ftp://ftp.maps.canada.ca/pub/nacei_cnaie/energy_infrastructure/PowerPlantsRenewGE1MW_NorthAmerica_201708.xlsx | Natural Resources Canada |  | 2017 | [13 empty] | NO-ESTIMATION | SOLAR-V1 | SOLAR-V1 | SOLAR-V1 | SOLAR-V1
CAN | Canada | Brompton Biomass Cogeneration |  | CAN0007707 | 26 | 45.4807 | -71.9524 | Biomass |  |  |  |  | Kruger Energy | Natural Resources Canada | ftp://ftp.maps.canada.ca/pub/nacei_cnaie/energy_infrastructure/PowerPlantsRenewGE1MW_NorthAmerica_201708.xlsx | Natural Resources Canada |  | 2017 | [13 empty] | HYDRO-V1 | HYDRO-V1 | HYDRO-V1 | HYDRO-V1 | HYDRO-V1
CAN | Canada | Domtar - Windsor |  | CAN0007815 | 30 | 45.5658 | -71.9810 | Biomass |  |  |  |  | Domtar Inc | Natural Resources Canada | ftp://ftp.maps.canada.ca/pub/nacei_cnaie/energy_infrastructure/PowerPlantsRenewGE1MW_NorthAmerica_201708.xlsx | Natural Resources Canada |  | 2017 | [13 empty] | NO-ESTIMATION | NO-ESTIMATION | NO-ESTIMATION | NO-ESTIMATION | CAPACITY-FACTOR-V1
CAN | Canada | Port Hawkesbury |  | CAN0008244 | 60 | 45.5982 | -61.3601 | Biomass |  |  |  |  | Nova Scotia Power Inc | Natural Resources Canada | ftp://ftp.maps.canada.ca/pub/nacei_cnaie/energy_infrastructure/PowerPlantsRenewGE1MW_NorthAmerica_201708.xlsx | Natural Resources Canada | 33762 | 2017 | [13 empty] | NO-ESTIMATION | NO-ESTIMATION | NO-ESTIMATION | NO-ESTIMATION | CAPACITY-FACTOR-V1
CAN | Canada | Thurso 1-2 |  | CAN0008473 | 24 | 45.5982 | -75.2557 | Biomass | [5 empty] | Natural Resources Canada | ftp://ftp.maps.canada.ca/pub/nacei_cnaie/energy_infrastructure/PowerPlantsRenewGE1MW_NorthAmerica_201708.xlsx | Natural Resources Canada |  | 2017 | [13 empty] | NO-ESTIMATION | NO-ESTIMATION | NO-ESTIMATION | NO-ESTIMATION | CAPACITY-FACTOR-V1
CAN | Canada | Lachute LFG |  | CAN0008024 | 10 | 45.6093 | -74.2492 | Biomass |  |  |  |  | Lidya Energy | Natural Resources Canada | ftp://ftp.maps.canada.ca/pub/nacei_cnaie/energy_infrastructure/PowerPlantsRenewGE1MW_NorthAmerica_201708.xlsx | Natural Resources Canada |  | 2017 | [13 empty] | NO-ESTIMATION | NO-ESTIMATION | NO-ESTIMATION | NO-ESTIMATION | CAPACITY-FACTOR-V1
CAN | Canada | Northern Pulp Nova Scotia Pictou Mill |  | CAN0008172 | 26 | 45.6533 | -62.7183 | Biomass | [5 empty] | Natural Resources Canada | ftp://ftp.maps.canada.ca/pub/nacei_cnaie/energy_infrastructure/PowerPlantsRenewGE1MW_NorthAmerica_201708.xlsx | Natural Resources Canada |  | 2015 | [13 empty] | NO-ESTIMATION | NO-ESTIMATION | NO-ESTIMATION | NO-ESTIMATION | CAPACITY-FACTOR-V1
CAN | Canada | Lachenaie Landfill |  | CAN0008023 | 4 | 45.7326 | -73.5346 | Biomass | [5 empty] | Natural Resources Canada | ftp://ftp.maps.canada.ca/pub/nacei_cnaie/energy_infrastructure/PowerPlantsRenewGE1MW_NorthAmerica_201708.xlsx | Natural Resources Canada | 15032 | 2013 | [13 empty] | NO-ESTIMATION | NO-ESTIMATION | NO-ESTIMATION | NO-ESTIMATION | CAPACITY-FACTOR-V1
CAN | Canada | Saint-NicÃ©phore LFG |  | CAN0008328 | 7.6 | 45.8228 | -72.3688 | Biomass | [5 empty] | Natural Resources Canada | ftp://ftp.maps.canada.ca/pub/nacei_cnaie/energy_infrastructure/PowerPlantsRenewGE1MW_NorthAmerica_201708.xlsx | Natural Resources Canada |  | 2017 | [13 empty] | NO-ESTIMATION | NO-ESTIMATION | NO-ESTIMATION | NO-ESTIMATION | CAPACITY-FACTOR-V1
CAN | Canada | St-Thomas |  | CAN0008437 | 9.4 | 46.0639 | -73.2555 | Biomass | [5 empty] | Natural Resources Canada | ftp://ftp.maps.canada.ca/pub/nacei_cnaie/energy_infrastructure/PowerPlantsRenewGE1MW_NorthAmerica_201708.xlsx | Natural Resources Canada |  | 2017 | [13 empty] | NO-ESTIMATION | NO-ESTIMATION | NO-ESTIMATION | NO-ESTIMATION | CAPACITY-FACTOR-V1
CAN | Canada | District Heating |  | CAN0007812 | 1.2 | 46.2516 | -63.1079 | Biomass |  |  |  |  | Fort Chicago Energy Partners of Calgary | Natural Resources Canada | ftp://ftp.maps.canada.ca/pub/nacei_cnaie/energy_infrastructure/PowerPlantsRenewGE1MW_NorthAmerica_201708.xlsx | Natural Resources Canada |  | 2009 | [13 empty] | NO-ESTIMATION | NO-ESTIMATION | NO-ESTIMATION | NO-ESTIMATION | CAPACITY-FACTOR-V1
CAN | Canada | Espanola Mill |  | CAN0007849 | 25 | 46.2691 | -81.7672 | Biomass | [5 empty] | Natural Resources Canada | ftp://ftp.maps.canada.ca/pub/nacei_cnaie/energy_infrastructure/PowerPlantsRenewGE1MW_NorthAmerica_201708.xlsx | Natural Resources Canada | 18966 | 2000 | [13 empty] | NO-ESTIMATION | NO-ESTIMATION | NO-ESTIMATION | NO-ESTIMATION | CAPACITY-FACTOR-V1
CAN | Canada | Sudbury LFG |  | CAN0008439 | 1.6 | 46.5070 | -80.9002 | Biomass |  |  |  |  | Greater Sudbury Utilities | Natural Resources Canada | ftp://ftp.maps.canada.ca/pub/nacei_cnaie/energy_infrastructure/PowerPlantsRenewGE1MW_NorthAmerica_201708.xlsx | Natural Resources Canada |  | 2016 | [13 empty] | NO-ESTIMATION | NO-ESTIMATION | NO-ESTIMATION | NO-ESTIMATION | CAPACITY-FACTOR-V1
CAN | Canada | Merrick Landfill |  | CAN0008115 | 1.6 | 46.5158 | -79.4932 | Biomass |  |  |  |  | North Bay Hydro Services Inc | Natural Resources Canada | ftp://ftp.maps.canada.ca/pub/nacei_cnaie/energy_infrastructure/PowerPlantsRenewGE1MW_NorthAmerica_201708.xlsx | Natural Resources Canada | 64284 | 2017 | [13 empty] | NO-ESTIMATION | NO-ESTIMATION | NO-ESTIMATION | NO-ESTIMATION | CAPACITY-FACTOR-V1
CAN | Canada | Tembec TÃ©miscaming 1-2 |  | CAN0008460 | 58.1 | 46.7094 | -79.0954 | Biomass |  |  |  |  | Tembec Inc | Natural Resources Canada | ftp://ftp.maps.canada.ca/pub/nacei_cnaie/energy_infrastructure/PowerPlantsRenewGE1MW_NorthAmerica_201708.xlsx | Natural Resources Canada |  | 2017 | [13 empty] | NO-ESTIMATION | NO-ESTIMATION | NO-ESTIMATION | NO-ESTIMATION | CAPACITY-FACTOR-V1
CAN | Canada | Miramichi |  | CAN0008132 | 42 | 46.9697 | -65.5943 | Biomass | [5 empty] | Natural Resources Canada | ftp://ftp.maps.canada.ca/pub/nacei_cnaie/energy_infrastructure/PowerPlantsRenewGE1MW_NorthAmerica_201708.xlsx | Natural Resources Canada | 26540 | 2000 | [13 empty] | NO-ESTIMATION | NO-ESTIMATION | NO-ESTIMATION | NO-ESTIMATION | CAPACITY-FACTOR-V1
CAN | Canada | BÃ©arn Sawmill |  | CAN0007653 | 7 | 47.2847 | -79.3356 | Biomass | [5 empty] | Natural Resources Canada | ftp://ftp.maps.canada.ca/pub/nacei_cnaie/energy_infrastructure/PowerPlantsRenewGE1MW_NorthAmerica_201708.xlsx | Natural Resources Canada |  | 2012 | [13 empty] | NO-ESTIMATION | NO-ESTIMATION | NO-ESTIMATION | NO-ESTIMATION | CAPACITY-FACTOR-V1
CAN | Canada | Twin Rivers |  | CAN0008491 | 39 | 47.3702 | -68.3318 | Biomass | [5 empty] | Natural Resources Canada | ftp://ftp.maps.canada.ca/pub/nacei_cnaie/energy_infrastructure/PowerPlantsRenewGE1MW_NorthAmerica_201708.xlsx | Natural Resources Canada |  | 2017 | [13 empty] | NO-ESTIMATION | NO-ESTIMATION | NO-ESTIMATION | NO-ESTIMATION | CAPACITY-FACTOR-V1
CAN | Canada | Chapleau Cogeneration |  | CAN0007743 | 7.2 | 47.8431 | -83.4280 | Biomass |  |  |  |  | Tembec Inc | Natural Resources Canada | ftp://ftp.maps.canada.ca/pub/nacei_cnaie/energy_infrastructure/PowerPlantsRenewGE1MW_NorthAmerica_201708.xlsx | Natural Resources Canada | 16102 | 2015 | [13 empty] | SOLAR-V1 | SOLAR-V1 | SOLAR-V1 | SOLAR-V1 | SOLAR-V1
CAN | Canada | Atholville |  | CAN0007630 | 21 | 47.9927 | -66.7225 | Biomass | [5 empty] | Natural Resources Canada | ftp://ftp.maps.canada.ca/pub/nacei_cnaie/energy_infrastructure/PowerPlantsRenewGE1MW_NorthAmerica_201708.xlsx | Natural Resources Canada |  | 2014 | [13 empty] | HYDRO-V1 | HYDRO-V1 | HYDRO-V1 | HYDRO-V1 | HYDRO-V1
CAN | Canada | Thunder Bay Condensing Turbine |  | CAN0008471 | 62.4 | 48.3579 | -89.2317 | Biomass |  |  |  |  | Resolute FP Canada Inc | Natural Resources Canada | ftp://ftp.maps.canada.ca/pub/nacei_cnaie/energy_infrastructure/PowerPlantsRenewGE1MW_NorthAmerica_201708.xlsx | Natural Resources Canada | 29046 | 2017 | [13 empty] | NO-ESTIMATION | NO-ESTIMATION | NO-ESTIMATION | NO-ESTIMATION | CAPACITY-FACTOR-V1
CAN | Canada | Thunderbay G3 |  | CAN0002249 | 135 | 48.3596 | -89.2217 | Biomass |  |  |  |  | Ontario Power Generation Inc | Natural Resources Canada | http://ftp.maps.canada.ca/pub/nacei_cnaie/energy_infrastructure/PowerPlantsAllGE100MW_NorthAmerica_201708.xlsx | Natural Resources Canada |  | 2017 | [13 empty] | NO-ESTIMATION | NO-ESTIMATION | NO-ESTIMATION | NO-ESTIMATION | CAPACITY-FACTOR-V1
CAN | Canada | Senneterre |  | CAN0008348 | 35 | 48.3838 | -77.2230 | Biomass |  |  |  |  | Boralex Inc | Natural Resources Canada | ftp://ftp.maps.canada.ca/pub/nacei_cnaie/energy_infrastructure/PowerPlantsRenewGE1MW_NorthAmerica_201708.xlsx | Natural Resources Canada | 46129 | 2017 | [13 empty] | NO-ESTIMATION | NO-ESTIMATION | NO-ESTIMATION | NO-ESTIMATION | CAPACITY-FACTOR-V1
CAN | Canada | Hartland LFG |  | CAN0007933 | 2 | 48.5392 | -123.4624 | Biomass |  |  |  |  | Capital Regional District | Natural Resources Canada | ftp://ftp.maps.canada.ca/pub/nacei_cnaie/energy_infrastructure/PowerPlantsRenewGE1MW_NorthAmerica_201708.xlsx | Natural Resources Canada | 51942 | 2017 | [13 empty] | NO-ESTIMATION | NO-ESTIMATION | NO-ESTIMATION | NO-ESTIMATION | NO-ESTIMATION
CAN | Canada | White River |  | CAN0008554 | 7.5 | 48.5940 | -85.3008 | Biomass | [5 empty] | Natural Resources Canada | ftp://ftp.maps.canada.ca/pub/nacei_cnaie/energy_infrastructure/PowerPlantsRenewGE1MW_NorthAmerica_201708.xlsx | Natural Resources Canada | 48116 | 2000 | [13 empty] | NO-ESTIMATION | NO-ESTIMATION | NO-ESTIMATION | NO-ESTIMATION | CAPACITY-FACTOR-V1
CAN | Canada | SociÃ©tÃ© de CogÃ©nÃ©ration Saint-FÃ©licien |  | CAN0008392 | 21 | 48.6379 | -72.4337 | Biomass |  |  |  |  | Green Leaf | Natural Resources Canada | ftp://ftp.maps.canada.ca/pub/nacei_cnaie/energy_infrastructure/PowerPlantsRenewGE1MW_NorthAmerica_201708.xlsx | Natural Resources Canada |  | 2017 | [13 empty] | NO-ESTIMATION | NO-ESTIMATION | NO-ESTIMATION | NO-ESTIMATION | CAPACITY-FACTOR-V1
CAN | Canada | Marathon Pulp Inc |  | CAN0008088 | 15.5 | 48.7186 | -86.3941 | Biomass | [5 empty] | Natural Resources Canada | ftp://ftp.maps.canada.ca/pub/nacei_cnaie/energy_infrastructure/PowerPlantsRenewGE1MW_NorthAmerica_201708.xlsx | Natural Resources Canada | 23507 | 2015 | [13 empty] | NO-ESTIMATION | NO-ESTIMATION | NO-ESTIMATION | NO-ESTIMATION | CAPACITY-FACTOR-V1
CAN | Canada | Saint-FÃ©licien (Fibrek) |  | CAN0008325 | 42.7 | 48.7465 | -72.5128 | Biomass |  |  |  |  | PF RÃ©solu Canada Inc | Natural Resources Canada | ftp://ftp.maps.canada.ca/pub/nacei_cnaie/energy_infrastructure/PowerPlantsRenewGE1MW_NorthAmerica_201708.xlsx | Natural Resources Canada |  | 2017 | [13 empty] | HYDRO-V1 | HYDRO-V1 | HYDRO-V1 | HYDRO-V1 | HYDRO-V1
CAN | Canada | Terrace Bay |  | CAN0008462 | 20 | 48.7975 | -87.1066 | Biomass | [5 empty] | Natural Resources Canada | ftp://ftp.maps.canada.ca/pub/nacei_cnaie/energy_infrastructure/PowerPlantsRenewGE1MW_NorthAmerica_201708.xlsx | Natural Resources Canada | 61576 | 2000 | [13 empty] | NO-ESTIMATION | NO-ESTIMATION | NO-ESTIMATION | NO-ESTIMATION | CAPACITY-FACTOR-V1
CAN | Canada | Atikokan-G1 |  | CAN0002100 | 215 | 48.8381 | -91.5708 | Biomass |  |  |  |  | Ontario Power Generation Inc | Natural Resources Canada | http://ftp.maps.canada.ca/pub/nacei_cnaie/energy_infrastructure/PowerPlantsAllGE100MW_NorthAmerica_201708.xlsx | Natural Resources Canada | 28955 | 2017 | [13 empty] | NO-ESTIMATION | NO-ESTIMATION | NO-ESTIMATION | NO-ESTIMATION | CAPACITY-FACTOR-V1
CAN | Canada | Catalyst Paper Crofton |  | CAN0007737 | 38 | 48.8757 | -123.6500 | Biomass | [5 empty] | Natural Resources Canada | ftp://ftp.maps.canada.ca/pub/nacei_cnaie/energy_infrastructure/PowerPlantsRenewGE1MW_NorthAmerica_201708.xlsx | Natural Resources Canada | 20228 | 2015 | [13 empty] | HYDRO-V1 | HYDRO-V1 | HYDRO-V1 | HYDRO-V1 | HYDRO-V1
CAN | Canada | Dolbeau |  | CAN0007814 | 26.5 | 48.8794 | -72.2174 | Biomass | [5 empty] | Natural Resources Canada | ftp://ftp.maps.canada.ca/pub/nacei_cnaie/energy_infrastructure/PowerPlantsRenewGE1MW_NorthAmerica_201708.xlsx | Natural Resources Canada | 45468 | 2017 | [13 empty] | NO-ESTIMATION | NO-ESTIMATION | NO-ESTIMATION | NO-ESTIMATION | CAPACITY-FACTOR-V1
CAN | Canada | Corner Brook Cogeneration |  | CAN0007781 | 15.3 | 48.9561 | -57.9496 | Biomass |  |  |  |  | Kruger | Natural Resources Canada | ftp://ftp.maps.canada.ca/pub/nacei_cnaie/energy_infrastructure/PowerPlantsRenewGE1MW_NorthAmerica_201708.xlsx | Natural Resources Canada |  | 2017 | [13 empty] | NO-ESTIMATION | NO-ESTIMATION | NO-ESTIMATION | NO-ESTIMATION | CAPACITY-FACTOR-V1
CAN | Canada | Burns Bog LFG |  | CAN0007715 | 8 | 49.0977 | -123.0159 | Biomass |  |  |  |  | VF Clean Energy | Natural Resources Canada | ftp://ftp.maps.canada.ca/pub/nacei_cnaie/energy_infrastructure/PowerPlantsRenewGE1MW_NorthAmerica_201708.xlsx | Natural Resources Canada |  | 2017 | [13 empty] | NO-ESTIMATION | NO-ESTIMATION | NO-ESTIMATION | NO-ESTIMATION | CAPACITY-FACTOR-V1
CAN | Canada | Cedar Road LFG |  | CAN0007740 | 1.4 | 49.1184 | -123.8964 | Biomass |  |  |  |  | Cedar Road LFG Inc | Natural Resources Canada | ftp://ftp.maps.canada.ca/pub/nacei_cnaie/energy_infrastructure/PowerPlantsRenewGE1MW_NorthAmerica_201708.xlsx | Natural Resources Canada |  | 2017 | [13 empty] | NO-ESTIMATION | NO-ESTIMATION | NO-ESTIMATION | NO-ESTIMATION | CAPACITY-FACTOR-V1
CAN | Canada | Harmac |  | CAN0007928 | 55 | 49.1385 | -123.8571 | Biomass |  |  |  |  | Nanaimo Forest Products Ltd | Natural Resources Canada | ftp://ftp.maps.canada.ca/pub/nacei_cnaie/energy_infrastructure/PowerPlantsRenewGE1MW_NorthAmerica_201708.xlsx | Natural Resources Canada | 25339 | 2017 | [13 empty] | NO-ESTIMATION | NO-ESTIMATION | NO-ESTIMATION | NO-ESTIMATION | CAPACITY-FACTOR-V1
CAN | Canada | Fraser Richmond Soil & Fiber |  | CAN0007869 | 1 | 49.1597 | -123.0378 | Biomass |  |  |  |  | Harvest | Natural Resources Canada | ftp://ftp.maps.canada.ca/pub/nacei_cnaie/energy_infrastructure/PowerPlantsRenewGE1MW_NorthAmerica_201708.xlsx | Natural Resources Canada | 65469 | 2017 | [13 empty] | HYDRO-V1 | HYDRO-V1 | HYDRO-V1 | HYDRO-V1 | HYDRO-V1
CAN | Canada | Annacis Island Wwtp |  | CAN0007617 | 3.2 | 49.1668 | -122.9497 | Biomass | [5 empty] | Natural Resources Canada | ftp://ftp.maps.canada.ca/pub/nacei_cnaie/energy_infrastructure/PowerPlantsRenewGE1MW_NorthAmerica_201708.xlsx | Natural Resources Canada | 41523 | 2013 | [13 empty] | NO-ESTIMATION | NO-ESTIMATION | NO-ESTIMATION | NO-ESTIMATION | CAPACITY-FACTOR-V1
CAN | Canada | Seegen 2 (Burnaby Incinerator) |  | CAN0008344 | 25 | 49.1864 | -122.9777 | Biomass | [5 empty] | Natural Resources Canada | ftp://ftp.maps.canada.ca/pub/nacei_cnaie/energy_infrastructure/PowerPlantsRenewGE1MW_NorthAmerica_201708.xlsx | Natural Resources Canada |  | 2017 | [13 empty] | SOLAR-V1 | SOLAR-V1 | SOLAR-V1 | SOLAR-V1 | SOLAR-V1
CAN | Canada | Kruger Products Paper Mill |  | CAN0008011 | 14 | 49.2013 | -122.9366 | Biomass | [5 empty] | Natural Resources Canada | ftp://ftp.maps.canada.ca/pub/nacei_cnaie/energy_infrastructure/PowerPlantsRenewGE1MW_NorthAmerica_201708.xlsx | Natural Resources Canada |  | 2015 | [13 empty] | HYDRO-V1 | HYDRO-V1 | HYDRO-V1 | HYDRO-V1 | HYDRO-V1
CAN | Canada | Becker Cogeneration |  | CAN0007657 | 15 | 49.2105 | -84.6673 | Biomass |  |  |  |  | 1721027 Ontario Inc O/A Becker Cogeneration Plant | Natural Resources Canada | ftp://ftp.maps.canada.ca/pub/nacei_cnaie/energy_infrastructure/PowerPlantsRenewGE1MW_NorthAmerica_201708.xlsx | Natural Resources Canada | 60424 | 2017 | [13 empty] | NO-ESTIMATION | NO-ESTIMATION | NO-ESTIMATION | NO-ESTIMATION | CAPACITY-FACTOR-V1
CAN | Canada | Iona Island Wwtp LFG |  | CAN0007968 | 4 | 49.2186 | -123.2015 | Biomass | [5 empty] | Natural Resources Canada | ftp://ftp.maps.canada.ca/pub/nacei_cnaie/energy_infrastructure/PowerPlantsRenewGE1MW_NorthAmerica_201708.xlsx | Natural Resources Canada | 21392 | 2015 | [13 empty] | NO-ESTIMATION | NO-ESTIMATION | NO-ESTIMATION | NO-ESTIMATION | CAPACITY-FACTOR-V1
CAN | Canada | Catalyst Paper Port Alberni |  | CAN0007738 | 17 | 49.2474 | -124.8112 | Biomass | [5 empty] | Natural Resources Canada | ftp://ftp.maps.canada.ca/pub/nacei_cnaie/energy_infrastructure/PowerPlantsRenewGE1MW_NorthAmerica_201708.xlsx | Natural Resources Canada | 25341 | 2000 | [13 empty] | HYDRO-V1 | HYDRO-V1 | HYDRO-V1 | HYDRO-V1 | HYDRO-V1
CAN | Canada | UBC Nexterra Bioenergy Research and Demonstration Facility |  | CAN0008492 | 2 | 49.2602 | -123.2545 | Biomass | [5 empty] | Natural Resources Canada | ftp://ftp.maps.canada.ca/pub/nacei_cnaie/energy_infrastructure/PowerPlantsRenewGE1MW_NorthAmerica_201708.xlsx | Natural Resources Canada |  | 2015 | [13 empty] | NO-ESTIMATION | NO-ESTIMATION | NO-ESTIMATION | NO-ESTIMATION | CAPACITY-FACTOR-V1
CAN | Canada | Zellstoff Celgar Mill |  | CAN0008571 | 78 | 49.3361 | -117.7275 | Biomass |  |  |  |  | Mercer International Group | Natural Resources Canada | ftp://ftp.maps.canada.ca/pub/nacei_cnaie/energy_infrastructure/PowerPlantsRenewGE1MW_NorthAmerica_201708.xlsx | Natural Resources Canada |  | 2017 | [13 empty] | NO-ESTIMATION | NO-ESTIMATION | NO-ESTIMATION | NO-ESTIMATION | CAPACITY-FACTOR-V1
CAN | Canada | Tembec Kapuskasing |  | CAN0008459 | 15 | 49.4089 | -82.4248 | Biomass | [5 empty] | Natural Resources Canada | ftp://ftp.maps.canada.ca/pub/nacei_cnaie/energy_infrastructure/PowerPlantsRenewGE1MW_NorthAmerica_201708.xlsx | Natural Resources Canada |  | 2015 | [13 empty] | NO-ESTIMATION | NO-ESTIMATION | NO-ESTIMATION | NO-ESTIMATION | CAPACITY-FACTOR-V1
CAN | Canada | Howe Sound Pulp & Paper Corp |  | CAN0002156 | 112 | 49.5220 | -123.4862 | Biomass | [5 empty] | Natural Resources Canada | http://ftp.maps.canada.ca/pub/nacei_cnaie/energy_infrastructure/PowerPlantsAllGE100MW_NorthAmerica_201708.xlsx | Natural Resources Canada |  | 2017 | [13 empty] | NO-ESTIMATION | NO-ESTIMATION | NO-ESTIMATION | SOLAR-V1 | SOLAR-V1
CAN | Canada | Skookumchuk |  | CAN0008374 | 51 | 49.5284 | -115.7578 | Biomass | [5 empty] | Natural Resources Canada | ftp://ftp.maps.canada.ca/pub/nacei_cnaie/energy_infrastructure/PowerPlantsRenewGE1MW_NorthAmerica_201708.xlsx | Natural Resources Canada | 17812 | 2017 | [13 empty] | NO-ESTIMATION | NO-ESTIMATION | NO-ESTIMATION | NO-ESTIMATION | CAPACITY-FACTOR-V1
CAN | Canada | Gold River |  | CAN0007893 | 90 | 49.6827 | -126.1253 | Biomass |  |  |  |  | Green Island Energy | Natural Resources Canada | ftp://ftp.maps.canada.ca/pub/nacei_cnaie/energy_infrastructure/PowerPlantsRenewGE1MW_NorthAmerica_201708.xlsx | Natural Resources Canada | 16338 | 2015 | [13 empty] | NO-ESTIMATION | NO-ESTIMATION | NO-ESTIMATION | NO-ESTIMATION | CAPACITY-FACTOR-V1
CAN | Canada | Lethbridge |  | CAN0008045 | 4 | 49.7094 | -112.7742 | Biomass |  |  |  |  | ECB Enviro | Natural Resources Canada | ftp://ftp.maps.canada.ca/pub/nacei_cnaie/energy_infrastructure/PowerPlantsRenewGE1MW_NorthAmerica_201708.xlsx | Natural Resources Canada | 65467 | 2017 | [13 empty] | NO-ESTIMATION | NO-ESTIMATION | NO-ESTIMATION | NO-ESTIMATION | SOLAR-V1
CAN | Canada | Calstock |  | CAN0007719 | 38 | 49.7456 | -84.0736 | Biomass |  |  |  |  | Atlantic Power Corp | Natural Resources Canada | ftp://ftp.maps.canada.ca/pub/nacei_cnaie/energy_infrastructure/PowerPlantsRenewGE1MW_NorthAmerica_201708.xlsx | Natural Resources Canada | 41010 | 2017 | [13 empty] | NO-ESTIMATION | SOLAR-V1 | SOLAR-V1 | SOLAR-V1 | SOLAR-V1
CAN | Canada | Longlac Biomass Cogeneration |  | CAN0008062 | 25 | 49.7678 | -86.5421 | Biomass | [5 empty] | Natural Resources Canada | ftp://ftp.maps.canada.ca/pub/nacei_cnaie/energy_infrastructure/PowerPlantsRenewGE1MW_NorthAmerica_201708.xlsx | Natural Resources Canada |  | 2015 | [13 empty] | HYDRO-V1 | HYDRO-V1 | HYDRO-V1 | HYDRO-V1 | HYDRO-V1
CAN | Canada | Chapais |  | CAN0007742 | 28 | 49.7709 | -74.8568 | Biomass | [5 empty] | Natural Resources Canada | ftp://ftp.maps.canada.ca/pub/nacei_cnaie/energy_infrastructure/PowerPlantsRenewGE1MW_NorthAmerica_201708.xlsx | Natural Resources Canada | 30376 | 2017 | [13 empty] | NO-ESTIMATION | NO-ESTIMATION | NO-ESTIMATION | NO-ESTIMATION | CAPACITY-FACTOR-V1
CAN | Canada | Powell River |  | CAN0008250 | 48 | 49.8731 | -124.5544 | Biomass | [5 empty] | Natural Resources Canada | ftp://ftp.maps.canada.ca/pub/nacei_cnaie/energy_infrastructure/PowerPlantsRenewGE1MW_NorthAmerica_201708.xlsx | Natural Resources Canada |  | 2017 | [13 empty] | SOLAR-V1 | SOLAR-V1 | SOLAR-V1 | SOLAR-V1 | SOLAR-V1
CAN | Canada | Tolko Kelowna Cogeneration |  | CAN0008478 | 15 | 49.9014 | -119.4994 | Biomass |  |  |  |  | Tolko Industries Ltd | Natural Resources Canada | ftp://ftp.maps.canada.ca/pub/nacei_cnaie/energy_infrastructure/PowerPlantsRenewGE1MW_NorthAmerica_201708.xlsx | Natural Resources Canada | 50912 | 2017 | [13 empty] | NO-ESTIMATION | NO-ESTIMATION | NO-ESTIMATION | NO-ESTIMATION | CAPACITY-FACTOR-V1
CAN | Canada | Port Alice |  | CAN0008241 | 26.1 | 50.3839 | -127.4509 | Biomass |  |  |  |  | Neucel | Natural Resources Canada | ftp://ftp.maps.canada.ca/pub/nacei_cnaie/energy_infrastructure/PowerPlantsRenewGE1MW_NorthAmerica_201708.xlsx | Natural Resources Canada | 36715 | 2000 | [13 empty] | NO-ESTIMATION | NO-ESTIMATION | NO-ESTIMATION | NO-ESTIMATION | CAPACITY-FACTOR-V1
CAN | Canada | Armstrong Cogeneration |  | CAN0007623 | 20 | 50.3922 | -119.2259 | Biomass |  |  |  |  | Tolko BC | Natural Resources Canada | ftp://ftp.maps.canada.ca/pub/nacei_cnaie/energy_infrastructure/PowerPlantsRenewGE1MW_NorthAmerica_201708.xlsx | Natural Resources Canada |  | 2016 | [13 empty] | HYDRO-V1 | HYDRO-V1 | HYDRO-V1 | HYDRO-V1 | HYDRO-V1
CAN | Canada | Domtar Pulp Mill (Kamloops) |  | CAN0007817 | 76 | 50.6894 | -120.4053 | Biomass |  |  |  |  | Domtar Inc | Natural Resources Canada | ftp://ftp.maps.canada.ca/pub/nacei_cnaie/energy_infrastructure/PowerPlantsRenewGE1MW_NorthAmerica_201708.xlsx | Natural Resources Canada | 36825 | 2017 | [13 empty] | NO-ESTIMATION | NO-ESTIMATION | NO-ESTIMATION | NO-ESTIMATION | CAPACITY-FACTOR-V1
CAN | Canada | Cache Creek LFG |  | CAN0008581 | 5 | 50.7873 | -121.3197 | Biomass | [5 empty] | Natural Resources Canada | ftp://ftp.maps.canada.ca/pub/nacei_cnaie/energy_infrastructure/PowerPlantsRenewGE1MW_NorthAmerica_201708.xlsx | Natural Resources Canada |  | 2017 | [13 empty] | NO-ESTIMATION | NO-ESTIMATION | NO-ESTIMATION | NO-ESTIMATION | CAPACITY-FACTOR-V1
CAN | Canada | Revelstoke District |  | CAN0008287 | 1.5 | 50.9866 | -118.1976 | Biomass |  |  |  |  | City of Revelstoke | Natural Resources Canada | ftp://ftp.maps.canada.ca/pub/nacei_cnaie/energy_infrastructure/PowerPlantsRenewGE1MW_NorthAmerica_201708.xlsx | Natural Resources Canada |  | 2015 | [13 empty] | WIND-V1 | WIND-V1 | WIND-V1 | WIND-V1 | WIND-V1
CAN | Canada | Golden |  | CAN0007894 | 8 | 51.3047 | -116.9761 | Biomass |  |  |  |  | Louisiana-Pacific Canada Engineered Wood Products Ltd | Natural Resources Canada | ftp://ftp.maps.canada.ca/pub/nacei_cnaie/energy_infrastructure/PowerPlantsRenewGE1MW_NorthAmerica_201708.xlsx | Natural Resources Canada | 19836 | 2017 | [13 empty] | NO-ESTIMATION | NO-ESTIMATION | NO-ESTIMATION | NO-ESTIMATION | CAPACITY-FACTOR-V1
CAN | Canada | Saskatoon Landfill |  | CAN0008339 | 1.6 | 52.0997 | -106.7057 | Biomass |  |  |  |  | Saskatoon Light & Power | Natural Resources Canada | ftp://ftp.maps.canada.ca/pub/nacei_cnaie/energy_infrastructure/PowerPlantsRenewGE1MW_NorthAmerica_201708.xlsx | Natural Resources Canada | 64481 | 2012 | [13 empty] | NO-ESTIMATION | NO-ESTIMATION | NO-ESTIMATION | NO-ESTIMATION | WIND-V1
CAN | Canada | Williams Lake |  | CAN0008562 | 68 | 52.1613 | -122.1712 | Biomass |  |  |  |  | Atlantic Power Corp | Natural Resources Canada | ftp://ftp.maps.canada.ca/pub/nacei_cnaie/energy_infrastructure/PowerPlantsRenewGE1MW_NorthAmerica_201708.xlsx | Natural Resources Canada | 28594 | 2017 | [13 empty] | NO-ESTIMATION | NO-ESTIMATION | NO-ESTIMATION | NO-ESTIMATION | CAPACITY-FACTOR-V1
CAN | Canada | Cariboo Pulp & Paper Company |  | CAN0007726 | 61 | 52.9970 | -122.4853 | Biomass |  |  |  |  | Daishowa-Marubeni International Ltd (Dmi) & West Fraser Mills Ltd (50/50) | Natural Resources Canada | ftp://ftp.maps.canada.ca/pub/nacei_cnaie/energy_infrastructure/PowerPlantsRenewGE1MW_NorthAmerica_201708.xlsx | Natural Resources Canada |  | 2017 | [13 empty] | HYDRO-V1 | HYDRO-V1 | HYDRO-V1 | HYDRO-V1 | HYDRO-V1
CAN | Canada | Valley Power |  | CAN0008506 | 12 | 53.2063 | -114.9826 | Biomass |  |  |  |  | Algonquin Power | Natural Resources Canada | ftp://ftp.maps.canada.ca/pub/nacei_cnaie/energy_infrastructure/PowerPlantsRenewGE1MW_NorthAmerica_201708.xlsx | Natural Resources Canada |  | 2017 | [13 empty] | WIND-V1 | WIND-V1 | WIND-V1 | WIND-V1 | WIND-V1
CAN | Canada | Hinton Pulp |  | CAN0007947 | 52 | 53.4153 | -117.5717 | Biomass | [5 empty] | Natural Resources Canada | ftp://ftp.maps.canada.ca/pub/nacei_cnaie/energy_infrastructure/PowerPlantsRenewGE1MW_NorthAmerica_201708.xlsx | Natural Resources Canada |  | 2000 | [13 empty] | NO-ESTIMATION | NO-ESTIMATION | NO-ESTIMATION | NO-ESTIMATION | CAPACITY-FACTOR-V1
CAN | Canada | Clover Bar LFG |  | CAN0007776 | 4.8 | 53.5956 | -113.3322 | Biomass |  |  |  |  | Capital Power | Natural Resources Canada | ftp://ftp.maps.canada.ca/pub/nacei_cnaie/energy_infrastructure/PowerPlantsRenewGE1MW_NorthAmerica_201708.xlsx | Natural Resources Canada |  | 2017 | [13 empty] | NO-ESTIMATION | NO-ESTIMATION | NO-ESTIMATION | NO-ESTIMATION | CAPACITY-FACTOR-V1
CAN | Canada | Vegreville Biodigester |  | CAN0008509 | 1 | 53.6934 | -111.9786 | Biomass |  |  |  |  | Highmark Renewables | Natural Resources Canada | ftp://ftp.maps.canada.ca/pub/nacei_cnaie/energy_infrastructure/PowerPlantsRenewGE1MW_NorthAmerica_201708.xlsx | Natural Resources Canada | 56575 | 2017 | [13 empty] | NO-ESTIMATION | NO-ESTIMATION | SOLAR-V1 | SOLAR-V1 | SOLAR-V1
CAN | Canada | The Pas Mill |  | CAN0008465 | 22.8 | 53.8615 | -101.2175 | Biomass | [5 empty] | Natural Resources Canada | ftp://ftp.maps.canada.ca/pub/nacei_cnaie/energy_infrastructure/PowerPlantsRenewGE1MW_NorthAmerica_201708.xlsx | Natural Resources Canada |  | 2000 | [13 empty] | NO-ESTIMATION | NO-ESTIMATION | SOLAR-V1 | SOLAR-V1 | SOLAR-V1
CAN | Canada | UNBC Bioenergy Plant |  | CAN0008494 | 4.4 | 53.8926 | -122.8149 | Biomass |  |  |  |  | University of Northern British Columbia | Natural Resources Canada | ftp://ftp.maps.canada.ca/pub/nacei_cnaie/energy_infrastructure/PowerPlantsRenewGE1MW_NorthAmerica_201708.xlsx | Natural Resources Canada |  | 2015 | [13 empty] | NO-ESTIMATION | NO-ESTIMATION | SOLAR-V1 | SOLAR-V1 | SOLAR-V1
CAN | Canada | Prince George Pulp and Paper Mill |  | CAN0008253 | 60 | 53.9218 | -122.6851 | Biomass |  |  |  |  | Canadian Forest Products Ltd | Natural Resources Canada | ftp://ftp.maps.canada.ca/pub/nacei_cnaie/energy_infrastructure/PowerPlantsRenewGE1MW_NorthAmerica_201708.xlsx | Natural Resources Canada |  | 2017 | [13 empty] | NO-ESTIMATION | NO-ESTIMATION | NO-ESTIMATION | NO-ESTIMATION | CAPACITY-FACTOR-V1
CAN | Canada | Intercon Pulp Mill |  | CAN0007966 | 32 | 53.9235 | -122.6957 | Biomass | [5 empty] | Natural Resources Canada | ftp://ftp.maps.canada.ca/pub/nacei_cnaie/energy_infrastructure/PowerPlantsRenewGE1MW_NorthAmerica_201708.xlsx | Natural Resources Canada | 53677 | 2017 | [13 empty] | NO-ESTIMATION | NO-ESTIMATION | NO-ESTIMATION | SOLAR-V1 | SOLAR-V1
CAN | Canada | Northwood Green Power |  | CAN0008187 | 63 | 53.9792 | -122.6936 | Biomass | [5 empty] | Natural Resources Canada | ftp://ftp.maps.canada.ca/pub/nacei_cnaie/energy_infrastructure/PowerPlantsRenewGE1MW_NorthAmerica_201708.xlsx | Natural Resources Canada |  | 2017 | [13 empty] | NO-ESTIMATION | NO-ESTIMATION | NO-ESTIMATION | NO-ESTIMATION | CAPACITY-FACTOR-V1
CAN | Canada | Nechako Lumber |  | CAN0008158 | 1.8 | 54.0147 | -124.0513 | Biomass |  |  |  |  | Nechako Lumber Co. Ltd | Natural Resources Canada | ftp://ftp.maps.canada.ca/pub/nacei_cnaie/energy_infrastructure/PowerPlantsRenewGE1MW_NorthAmerica_201708.xlsx | Natural Resources Canada |  | 2015 | [13 empty] | WIND-V1 | WIND-V1 | WIND-V1 | WIND-V1 | WIND-V1
CAN | Canada | Fraser Lake Biomass |  | CAN0008598 | 12 | 54.0673 | -124.7484 | Biomass |  |  |  |  | West Fraser Mills Ltd | Natural Resources Canada | ftp://ftp.maps.canada.ca/pub/nacei_cnaie/energy_infrastructure/PowerPlantsRenewGE1MW_NorthAmerica_201708.xlsx | Natural Resources Canada |  | 2017 | [13 empty] | NO-ESTIMATION | NO-ESTIMATION | NO-ESTIMATION | NO-ESTIMATION | CAPACITY-FACTOR-V1
CAN | Canada | Whitecourt |  | CAN0008556 | 25 | 54.1624 | -115.7336 | Biomass |  |  |  |  | Whitecourt Power Partnership | Natural Resources Canada | ftp://ftp.maps.canada.ca/pub/nacei_cnaie/energy_infrastructure/PowerPlantsRenewGE1MW_NorthAmerica_201708.xlsx | Natural Resources Canada | 36935 | 2012 | [13 empty] | HYDRO-V1 | HYDRO-V1 | HYDRO-V1 | HYDRO-V1 | HYDRO-V1
CAN | Canada | Westlock (Dapp) |  | CAN0008548 | 17 | 54.4153 | -114.1769 | Biomass |  |  |  |  | Drayton Valley Power (SPRD Program) | Natural Resources Canada | ftp://ftp.maps.canada.ca/pub/nacei_cnaie/energy_infrastructure/PowerPlantsRenewGE1MW_NorthAmerica_201708.xlsx | Natural Resources Canada | 33245 | 2017 | [13 empty] | HYDRO-V1 | HYDRO-V1 | HYDRO-V1 | HYDRO-V1 | HYDRO-V1
CAN | Canada | AlPac Boyle |  | CAN0002097 | 125 | 54.9210 | -112.8622 | Biomass |  |  |  |  | APF Athabasca | Natural Resources Canada | http://ftp.maps.canada.ca/pub/nacei_cnaie/energy_infrastructure/PowerPlantsAllGE100MW_NorthAmerica_201708.xlsx | Natural Resources Canada |  | 2017 | [13 empty] | SOLAR-V1 | SOLAR-V1 | SOLAR-V1 | SOLAR-V1 | SOLAR-V1
CAN | Canada | Weyerhaeuser Grande Prairie |  | CAN0008549 | 48 | 55.0711 | -118.6907 | Biomass |  |  |  |  | Weyerhaeuser | Natural Resources Canada | ftp://ftp.maps.canada.ca/pub/nacei_cnaie/energy_infrastructure/PowerPlantsRenewGE1MW_NorthAmerica_201708.xlsx | Natural Resources Canada |  | 2017 | [13 empty] | HYDRO-V1 | HYDRO-V1 | HYDRO-V1 | HYDRO-V1 | HYDRO-V1
CAN | Canada | Grande Prairie EcoPower |  | CAN0007909 | 25 | 55.1602 | -118.8184 | Biomass |  |  |  |  | Canadian Gas and Electric | Natural Resources Canada | ftp://ftp.maps.canada.ca/pub/nacei_cnaie/energy_infrastructure/PowerPlantsRenewGE1MW_NorthAmerica_201708.xlsx | Natural Resources Canada |  | 2017 | [13 empty] | NO-ESTIMATION | NO-ESTIMATION | NO-ESTIMATION | NO-ESTIMATION | SOLAR-V1
CAN | Canada | Slave Lake |  | CAN0008377 | 9 | 55.2509 | -114.5181 | Biomass |  |  |  |  | Slave Lake Pulp | Natural Resources Canada | ftp://ftp.maps.canada.ca/pub/nacei_cnaie/energy_infrastructure/PowerPlantsRenewGE1MW_NorthAmerica_201708.xlsx | Natural Resources Canada |  | 2017 | [13 empty] | NO-ESTIMATION | NO-ESTIMATION | NO-ESTIMATION | NO-ESTIMATION | CAPACITY-FACTOR-V1
CAN | Canada | Vanderwell Contractors (1971) |  | CAN0008507 | 4 | 55.2640 | -114.5893 | Biomass |  |  |  |  | Vanderwell Contractors (1971) | Natural Resources Canada | ftp://ftp.maps.canada.ca/pub/nacei_cnaie/energy_infrastructure/PowerPlantsRenewGE1MW_NorthAmerica_201708.xlsx | Natural Resources Canada |  | 2017 | [13 empty] | NO-ESTIMATION | NO-ESTIMATION | NO-ESTIMATION | NO-ESTIMATION | CAPACITY-FACTOR-V1
CAN | Canada | MacKenzie Conifex Green Energy |  | CAN0008076 | 36 | 55.3370 | -123.1823 | Biomass |  |  |  |  | Conifex Power Inc | Natural Resources Canada | ftp://ftp.maps.canada.ca/pub/nacei_cnaie/energy_infrastructure/PowerPlantsRenewGE1MW_NorthAmerica_201708.xlsx | Natural Resources Canada | 46013 | 2017 | [13 empty] | HYDRO-V1 | HYDRO-V1 | HYDRO-V1 | HYDRO-V1 | HYDRO-V1
CAN | Canada | Chetwynd |  | CAN0008589 | 12 | 55.7235 | -121.5650 | Biomass | [5 empty] | Natural Resources Canada | ftp://ftp.maps.canada.ca/pub/nacei_cnaie/energy_infrastructure/PowerPlantsRenewGE1MW_NorthAmerica_201708.xlsx | Natural Resources Canada | 69679 | 2017 | [13 empty] | HYDRO-V1 | HYDRO-V1 | HYDRO-V1 | HYDRO-V1 | HYDRO-V1
CAN | Canada | Peace River Pulp |  | CAN0008214 | 30 | 56.3711 | -117.1856 | Biomass |  |  |  |  | Daishowa-Marubeni | Natural Resources Canada | ftp://ftp.maps.canada.ca/pub/nacei_cnaie/energy_infrastructure/PowerPlantsRenewGE1MW_NorthAmerica_201708.xlsx | Natural Resources Canada | 18023 | 2017 | [13 empty] | WIND-V1 | WIND-V1 | WIND-V1 | WIND-V1 | WIND-V1
CHL | Chile | Loma Los Colorados (KDM) |  | CHL0003018 | 2 | -32.9557 | -70.8043 | Biomass |  |  |  |  | KDM ENERGIA S.A. | EnergÃ­a Abierta | http://energiaabierta.cl/electricidad/ | EnergÃ­a Abierta |  | 2016 | [13 empty] | NO-ESTIMATION | NO-ESTIMATION | NO-ESTIMATION | NO-ESTIMATION | CAPACITY-FACTOR-V1
CHL | Chile | Loma Los Colorados II |  | CHL0003019 | 18.2 | -32.9567 | -70.8046 | Biomass |  |  |  |  | KDM ENERGIA S.A. | EnergÃ­a Abierta | http://energiaabierta.cl/electricidad/ | EnergÃ­a Abierta | 1048280 | 2016 | [13 empty] | NO-ESTIMATION | NO-ESTIMATION | NO-ESTIMATION | NO-ESTIMATION | CAPACITY-FACTOR-V1
CHL | Chile | Santa Marta |  | CHL0003025 | 13.8 | -33.7004 | -70.7978 | Biomass |  |  |  |  | CONSORCIO SANTA MARTA S.A. | EnergÃ­a Abierta | http://energiaabierta.cl/electricidad/ | EnergÃ­a Abierta |  | 2016 | [13 empty] | NO-ESTIMATION | NO-ESTIMATION | NO-ESTIMATION | NO-ESTIMATION | CAPACITY-FACTOR-V1
CHL | Chile | EnergÃ­a PacÃ­fico |  | CHL0003010 | 15.6 | -33.9817 | -70.6976 | Biomass |  |  |  |  | ENERGIA PACIFICO S.A. | EnergÃ­a Abierta | http://energiaabierta.cl/electricidad/ | EnergÃ­a Abierta |  | 2016 | [13 empty] | NO-ESTIMATION | NO-ESTIMATION | NO-ESTIMATION | NO-ESTIMATION | CAPACITY-FACTOR-V1
CHL | Chile | Licanten |  | CHL0003017 | 6 | -34.9882 | -72.0199 | Biomass |  |  |  |  | ARAUCO BIOENERGIA S.A. | EnergÃ­a Abierta | http://energiaabierta.cl/electricidad/ | EnergÃ­a Abierta | 1064138 | 2016 | [13 empty] | NO-ESTIMATION | NO-ESTIMATION | NO-ESTIMATION | NO-ESTIMATION | CAPACITY-FACTOR-V1
CHL | Chile | Celco |  | CHL0003003 | 8 | -35.3262 | -72.4163 | Biomass |  |  |  |  | ARAUCO BIOENERGIA S.A. | EnergÃ­a Abierta | http://energiaabierta.cl/electricidad/ | EnergÃ­a Abierta | 1046240 | 2016 | [13 empty] | NO-ESTIMATION | NO-ESTIMATION | NO-ESTIMATION | NO-ESTIMATION | CAPACITY-FACTOR-V1
CHL | Chile | Coelemu |  | CHL0003008 | 7.1 | -36.5108 | -72.7369 | Biomass |  |  |  |  | ENERGIA LEON S.A. | EnergÃ­a Abierta | http://energiaabierta.cl/electricidad/ | EnergÃ­a Abierta |  | 2016 | [13 empty] | NO-ESTIMATION | NO-ESTIMATION | NO-ESTIMATION | NO-ESTIMATION | CAPACITY-FACTOR-V1
CHL | Chile | Nueva Aldea I (ex Itata) |  | CHL0003021 | 14 | -36.6597 | -72.4731 | Biomass |  |  |  |  | PANELES ARAUCO S.A. | EnergÃ­a Abierta | http://energiaabierta.cl/electricidad/ | EnergÃ­a Abierta | 1064136 | 2016 | [13 empty] | NO-ESTIMATION | NO-ESTIMATION | NO-ESTIMATION | NO-ESTIMATION | SOLAR-V1
CHL | Chile | Nueva Aldea III |  | CHL0003022 | 37 | -36.6620 | -72.4822 | Biomass |  |  |  |  | ARAUCO BIOENERGIA S.A. | EnergÃ­a Abierta | http://energiaabierta.cl/electricidad/ | EnergÃ­a Abierta | 1064136 | 2016 | [13 empty] | HYDRO-V1 | HYDRO-V1 | HYDRO-V1 | HYDRO-V1 | HYDRO-V1
CHL | Chile | EnergÃ­a BÃ­oBÃ­o |  | CHL0003009 | 7.2 | -36.8348 | -73.0961 | Biomass |  |  |  |  | ENERGIA BIOBIO LTDA. | EnergÃ­a Abierta | http://energiaabierta.cl/electricidad/ | EnergÃ­a Abierta |  | 2016 | [13 empty] | NO-ESTIMATION | NO-ESTIMATION | NO-ESTIMATION | NO-ESTIMATION | CAPACITY-FACTOR-V1
CHL | Chile | EscuadrÃ­n |  | CHL0003011 | 14 | -36.9350 | -73.1556 | Biomass |  |  |  |  | ELECTRICA NUEVA ENERGIA S.A. | EnergÃ­a Abierta | http://energiaabierta.cl/electricidad/ | EnergÃ­a Abierta | 1091288 | 2016 | [13 empty] | NO-ESTIMATION | NO-ESTIMATION | WIND-V1 | WIND-V1 | WIND-V1
CHL | Chile | Masisa |  | CHL0003020 | 11 | -37.0455 | -72.4001 | Biomass |  |  |  |  | MASISA ECOENERGIA S.A. | EnergÃ­a Abierta | http://energiaabierta.cl/electricidad/ | EnergÃ­a Abierta | 1080155 | 2016 | [13 empty] | NO-ESTIMATION | NO-ESTIMATION | NO-ESTIMATION | NO-ESTIMATION | CAPACITY-FACTOR-V1
CHL | Chile | CholguÃ­n |  | CHL0003004 | 13 | -37.1649 | -72.0674 | Biomass |  |  |  |  | PANELES ARAUCO S.A. | EnergÃ­a Abierta | http://energiaabierta.cl/electricidad/ | EnergÃ­a Abierta |  | 2016 | [13 empty] | NO-ESTIMATION | NO-ESTIMATION | NO-ESTIMATION | NO-ESTIMATION | CAPACITY-FACTOR-V1
CHL | Chile | Laja |  | CHL0003013 | 12.6 | -37.1690 | -72.4087 | Biomass |  |  |  |  | AES GENER | EnergÃ­a Abierta | http://energiaabierta.cl/electricidad/ | EnergÃ­a Abierta | 1016289 | 2016 | [13 empty] | NO-ESTIMATION | NO-ESTIMATION | NO-ESTIMATION | NO-ESTIMATION | CAPACITY-FACTOR-V1
CHL | Chile | Arauco |  | CHL0003002 | 24 | -37.2092 | -73.2222 | Biomass |  |  |  |  | ARAUCO BIOENERGIA S.A. | EnergÃ­a Abierta | http://energiaabierta.cl/electricidad/ | EnergÃ­a Abierta | 1033945 | 2016 | [13 empty] | NO-ESTIMATION | NO-ESTIMATION | NO-ESTIMATION | NO-ESTIMATION | CAPACITY-FACTOR-V1
CHL | Chile | HBS |  | CHL0003012 | 2.2 | -37.2864 | -72.3510 | Biomass |  |  |  |  | HBS ENERGIA S.A. | EnergÃ­a Abierta | http://energiaabierta.cl/electricidad/ | EnergÃ­a Abierta |  | 2016 | [13 empty] | WIND-V1 | WIND-V1 | WIND-V1 | WIND-V1 | WIND-V1
CHL | Chile | CMPC_Laja |  | CHL0003005 | 25 | -37.2895 | -72.7114 | Biomass |  |  |  |  | CMPC CELULOSA S.A. | EnergÃ­a Abierta | http://energiaabierta.cl/electricidad/ | EnergÃ­a Abierta |  | 2016 | [13 empty] | NO-ESTIMATION | NO-ESTIMATION | NO-ESTIMATION | NO-ESTIMATION | CAPACITY-FACTOR-V1
CHL | Chile | Santa Fe |  | CHL0003023 | 67.2 | -37.5144 | -72.6519 | Biomass |  |  |  |  | BIOENERGIA FORESTAL S.A. | EnergÃ­a Abierta | http://energiaabierta.cl/electricidad/ | EnergÃ­a Abierta |  | 2016 | [13 empty] | NO-ESTIMATION | NO-ESTIMATION | NO-ESTIMATION | NO-ESTIMATION | CAPACITY-FACTOR-V1
CHL | Chile | CMPC Santa Fe |  | CHL0003007 | 5 | -37.5151 | -72.6565 | Biomass |  |  |  |  | CMPC CELULOSA S.A. | EnergÃ­a Abierta | http://energiaabierta.cl/electricidad/ | EnergÃ­a Abierta | 1104360 | 2016 | [13 empty] | NO-ESTIMATION | NO-ESTIMATION | NO-ESTIMATION | NO-ESTIMATION | CAPACITY-FACTOR-V1
CHL | Chile | CMPC PacÃ­fico |  | CHL0003006 | 33 | -37.7917 | -72.4842 | Biomass |  |  |  |  | CMPC CELULOSA S.A. | EnergÃ­a Abierta | http://energiaabierta.cl/electricidad/ | EnergÃ­a Abierta |  | 2016 | [13 empty] | NO-ESTIMATION | NO-ESTIMATION | NO-ESTIMATION | NO-ESTIMATION | CAPACITY-FACTOR-V1
CHL | Chile | Lautaro II |  | CHL0003016 | 22 | -38.5407 | -72.4682 | Biomass |  |  |  |  | COMASA S.A. | EnergÃ­a Abierta | http://energiaabierta.cl/electricidad/ | EnergÃ­a Abierta |  | 2016 | [13 empty] | NO-ESTIMATION | NO-ESTIMATION | NO-ESTIMATION | NO-ESTIMATION | CAPACITY-FACTOR-V1
CHL | Chile | Lautaro |  | CHL0003015 | 26 | -38.5419 | -72.4674 | Biomass |  |  |  |  | COMASA S.A. | EnergÃ­a Abierta | http://energiaabierta.cl/electricidad/ | EnergÃ­a Abierta | 1091300 | 2016 | [13 empty] | NO-ESTIMATION | NO-ESTIMATION | NO-ESTIMATION | NO-ESTIMATION | CAPACITY-FACTOR-V1
DEU | Germany | HKW Altenstadt |  | WRI1005773 | 9.8 | 47.7971 | 10.8587 | Biomass |  |  |  | 1999.0 | Heizkraftwerk Altenstadt GmbH & Co. KG | Open Power System Data | http://data.open-power-system-data.org/ | Open Power System Data | [15 empty] | NO-ESTIMATION | NO-ESTIMATION | NO-ESTIMATION | SOLAR-V1 | SOLAR-V1
DEU | Germany | Werkskraftwerk Sappi Ehingen |  | WRI1006139 | 21.2 | 48.2670 | 9.7262 | Biomass |  |  |  |  | Sappi Ehingen GmbH | Open Power System Data | http://data.open-power-system-data.org/ | Open Power System Data | 1028270 | [14 empty] | NO-ESTIMATION | NO-ESTIMATION | NO-ESTIMATION | NO-ESTIMATION | CAPACITY-FACTOR-V1
DEU | Germany | BioHKW I |  | WRI1005595 | 13.2 | 48.3970 | 9.9648 | Biomass |  |  |  | 2003.0 | FernwÃ¤rme Ulm GmbH | Open Power System Data | http://data.open-power-system-data.org/ | Open Power System Data | [15 empty] | HYDRO-V1 | HYDRO-V1 | HYDRO-V1 | HYDRO-V1 | HYDRO-V1
DEU | Germany | Zolling power station |  | WRI1006154 | 528 | 48.4554 | 11.7995 | Biomass |  |  |  | 1986.0 | GDF SUEZ Energie Deutschland AG | Open Power System Data | http://data.open-power-system-data.org/ | Open Power System Data |  |  |  |  | 2037.389 | 1892.472 | 1755.331 |  |  | JRC-PPDB-OPEN | [5 empty] | NO-ESTIMATION | NO-ESTIMATION | NO-ESTIMATION | NO-ESTIMATION | CAPACITY-FACTOR-V1
DEU | Germany | Biomass Generator #6 |  | WRI1006084 | 9.6 | 48.4933 | 11.1766 | Biomass |  |  |  | 2007.0 | Pfeifer Holz GmbH | Open Power System Data | http://data.open-power-system-data.org/ | Open Power System Data | [15 empty] | NO-ESTIMATION | NO-ESTIMATION | NO-ESTIMATION | NO-ESTIMATION | CAPACITY-FACTOR-V1
DEU | Germany | Biomass Generator #2 |  | WRI1006080 | 15.7 | 48.6283 | 10.2008 | Biomass |  |  |  | 2004.0 | Biomasse Heizkraftwerk Herbrechtingen GmbH | Open Power System Data | http://data.open-power-system-data.org/ | Open Power System Data | [15 empty] | NO-ESTIMATION | NO-ESTIMATION | NO-ESTIMATION | NO-ESTIMATION | CAPACITY-FACTOR-V1
DEU | Germany | Bio HKW Herbrechtingen |  | WRI1005593 | 14 | 48.6285 | 10.2009 | Biomass |  |  |  | 2004.0 | Biomasse-Heizkraftwerk-Herbrechtingen GmbH | Open Power System Data | http://data.open-power-system-data.org/ | Open Power System Data | [15 empty] | HYDRO-V1 | HYDRO-V1 | HYDRO-V1 | HYDRO-V1 | HYDRO-V1
DEU | Germany | BMHKW-BinderHolz |  | WRI1005607 | 15.1 | 48.7912 | 11.5068 | Biomass |  |  |  | 2007.0 | BinderHolz Deutschland GmbH | Open Power System Data | http://data.open-power-system-data.org/ | Open Power System Data | [15 empty] | NO-ESTIMATION | NO-ESTIMATION | NO-ESTIMATION | NO-ESTIMATION | CAPACITY-FACTOR-V1
DEU | Germany | Heizkraftwerk Pforzheim GmbH |  | WRI1005755 | 12.3 | 48.8971 | 8.7250 | Biomass |  |  |  | 2004.0 | Heizkraftwerk Pforzheim GmbH | Open Power System Data | http://data.open-power-system-data.org/ | Open Power System Data | 1030026 | [14 empty] | NO-ESTIMATION | NO-ESTIMATION | NO-ESTIMATION | NO-ESTIMATION | CAPACITY-FACTOR-V1
DEU | Germany | Biomass Generator #9 |  | WRI1006088 | 18.8 | 49.0115 | 9.6718 | Biomass |  |  |  | 2000.0 | EnBW Klenk Holzenergie GmbH | Open Power System Data | http://data.open-power-system-data.org/ | Open Power System Data | [15 empty] | HYDRO-V1 | HYDRO-V1 | HYDRO-V1 | HYDRO-V1 | HYDRO-V1
DEU | Germany | Stora Enso Maxau |  | WRI1006059 | 78 | 49.0393 | 8.3113 | Biomass |  |  |  | 2010.0 | Stora Enso Maxau GmbH | Open Power System Data | http://data.open-power-system-data.org/ | Open Power System Data | [15 empty] | NO-ESTIMATION | NO-ESTIMATION | SOLAR-V1 | SOLAR-V1 | SOLAR-V1
DEU | Germany | KWK Neumarkt |  | WRI1005922 | 15.6 | 49.2613 | 11.4516 | Biomass |  |  |  | 1997.0 | Pfleiderer Neumarkt GmbH | Open Power System Data | http://data.open-power-system-data.org/ | Open Power System Data | [15 empty] | HYDRO-V1 | HYDRO-V1 | HYDRO-V1 | HYDRO-V1 | HYDRO-V1
DEU | Germany | Biomass Generator #15 |  | WRI1006104 | 28.4 | 49.5154 | 9.3252 | Biomass |  |  |  | 2003.0 | Biomasseheizkraftwerk Odenwald GmbH | Open Power System Data | http://data.open-power-system-data.org/ | Open Power System Data | [15 empty] | NO-ESTIMATION | NO-ESTIMATION | NO-ESTIMATION | NO-ESTIMATION | CAPACITY-FACTOR-V1
DEU | Germany | BMKW Mannheim |  | WRI1005613 | 17.9 | 49.5164 | 8.4602 | Biomass |  |  |  | 2003.0 | MVV Energie AG | Open Power System Data | http://data.open-power-system-data.org/ | Open Power System Data | 1077390 | [14 empty] | NO-ESTIMATION | NO-ESTIMATION | NO-ESTIMATION | NO-ESTIMATION | CAPACITY-FACTOR-V1
DEU | Germany | SCA Mannheim |  | WRI1006038 | 59.2 | 49.5349 | 8.4636 | Biomass |  |  |  |  | SCA HYGIENE PRODUCTS GmbH | Open Power System Data | http://data.open-power-system-data.org/ | Open Power System Data | 1116539 | [14 empty] | NO-ESTIMATION | NO-ESTIMATION | NO-ESTIMATION | NO-ESTIMATION | CAPACITY-FACTOR-V1
DEU | Germany | Biomass Generator #5 |  | WRI1006083 | 12.4 | 49.9713 | 8.0606 | Biomass |  |  |  | 2004.0 | Boehringer Ingelheim Pharma GmbH & Co. KG | Open Power System Data | http://data.open-power-system-data.org/ | Open Power System Data | [15 empty] | HYDRO-V1 | HYDRO-V1 | HYDRO-V1 | HYDRO-V1 | HYDRO-V1
DEU | Germany | Blockheizkraftwerk 1 |  | WRI1005606 | 2 | 49.9882 | 9.1558 | Biomass |  |  |  |  | DS Smith Paper Deutschland GmbH | Open Power System Data | http://data.open-power-system-data.org/ | Open Power System Data | [15 empty] | HYDRO-V1 | HYDRO-V1 | HYDRO-V1 | HYDRO-V1 | HYDRO-V1
DEU | Germany | BMKW FlÃ¶rsheim Wicker |  | WRI1005611 | 12.6 | 50.0226 | 8.3772 | Biomass |  |  |  | 2003.0 | MVV Energie AG | Open Power System Data | http://data.open-power-system-data.org/ | Open Power System Data | [15 empty] | NO-ESTIMATION | NO-ESTIMATION | NO-ESTIMATION | NO-ESTIMATION | CAPACITY-FACTOR-V1
DEU | Germany | Wi-Biebrich |  | WRI1006142 | 31.7 | 50.0405 | 8.2532 | Biomass |  |  |  |  | InfraServ GmbH & Co. Wiesbaden KG | Open Power System Data | http://data.open-power-system-data.org/ | Open Power System Data | [15 empty] | NO-ESTIMATION | NO-ESTIMATION | NO-ESTIMATION | NO-ESTIMATION | CAPACITY-FACTOR-V1
DEU | Germany | BKF |  | WRI1005604 | 12.4 | 50.1294 | 8.7679 | Biomass |  |  |  | 2004.0 | Mainova AG | Open Power System Data | http://data.open-power-system-data.org/ | Open Power System Data | [15 empty] | NO-ESTIMATION | SOLAR-V1 | SOLAR-V1 | SOLAR-V1 | SOLAR-V1
DEU | Germany | Biomass Generator #10 |  | WRI1006089 | 12.9 | 50.4978 | 11.6562 | Biomass |  |  |  | 2008.0 | Klausner Holz ThÃ¼ringen GmbH | Open Power System Data | http://data.open-power-system-data.org/ | Open Power System Data | [15 empty] | NO-ESTIMATION | SOLAR-V1 | SOLAR-V1 | SOLAR-V1 | SOLAR-V1
DEU | Germany | Biomass Generator #8 |  | WRI1006087 | 14 | 50.7021 | 8.0732 | Biomass |  |  |  | 2006.0 | Biomasse HKW Siegerland GmbH & Co.KG | Open Power System Data | http://data.open-power-system-data.org/ | Open Power System Data | [15 empty] | NO-ESTIMATION | NO-ESTIMATION | NO-ESTIMATION | NO-ESTIMATION | CAPACITY-FACTOR-V1
DEU | Germany | Biomass Generator #7 |  | WRI1006086 | 12.1 | 51.2050 | 6.7085 | Biomass |  |  |  | 2008.0 | Hummel Energiesysteme Neuss I | Open Power System Data | http://data.open-power-system-data.org/ | Open Power System Data | [15 empty] | NO-ESTIMATION | NO-ESTIMATION | NO-ESTIMATION | NO-ESTIMATION | CAPACITY-FACTOR-V1
DEU | Germany | Biomasse-Verstromungs-Anlage |  | WRI1005599 | 20 | 51.3500 | 7.4500 | Biomass |  |  |  | 2004.0 | Mark-E AG | Open Power System Data | http://data.open-power-system-data.org/ | Open Power System Data | [15 empty] | NO-ESTIMATION | NO-ESTIMATION | NO-ESTIMATION | NO-ESTIMATION | CAPACITY-FACTOR-V1
DEU | Germany | Egger Kraftwerk Briilon 1 |  | WRI1005651 | 18 | 51.4067 | 8.6012 | Biomass |  |  |  | 1990.0 | Egger Kraftwerk Brilon GmbH | Open Power System Data | http://data.open-power-system-data.org/ | Open Power System Data | [15 empty] | NO-ESTIMATION | NO-ESTIMATION | NO-ESTIMATION | NO-ESTIMATION | CAPACITY-FACTOR-V1
DEU | Germany | Biomass Generator #20 |  | WRI1006108 | 12.6 | 51.4662 | 13.5046 | Biomass |  |  |  | 2004.0 | Danpower GmbH | Open Power System Data | http://data.open-power-system-data.org/ | Open Power System Data | [15 empty] | NO-ESTIMATION | NO-ESTIMATION | NO-ESTIMATION | NO-ESTIMATION | CAPACITY-FACTOR-V1
DEU | Germany | Biomassekraftwerk Bischofferode |  | WRI1005602 | 18.1 | 51.4899 | 10.4131 | Biomass |  |  |  | 2006.0 | Stadtwerke Leipzig GmbH | Open Power System Data | http://data.open-power-system-data.org/ | Open Power System Data | 1061381 | [14 empty] | NO-ESTIMATION | NO-ESTIMATION | NO-ESTIMATION | NO-ESTIMATION | CAPACITY-FACTOR-V1
DEU | Germany | Biomass Generator #22 |  | WRI1006110 | 53.5 | 51.4901 | 10.4129 | Biomass |  |  |  | 1999.0 | Zellstoff- und Papierfabrik Rosenthal GmbH | Open Power System Data | http://data.open-power-system-data.org/ | Open Power System Data | [15 empty] | NO-ESTIMATION | NO-ESTIMATION | NO-ESTIMATION | NO-ESTIMATION | CAPACITY-FACTOR-V1
DEU | Germany | Biomass Generator #17 |  | WRI1006106 | 40 | 51.5152 | 12.3248 | Biomass |  |  |  | 2004.0 | Danpower Energie Service GmbH | Open Power System Data | http://data.open-power-system-data.org/ | Open Power System Data | [15 empty] | NO-ESTIMATION | NO-ESTIMATION | NO-ESTIMATION | NO-ESTIMATION | CAPACITY-FACTOR-V1
DEU | Germany | BMHKW-RE Recklinghausen |  | WRI1005608 | 14 | 51.6040 | 7.2508 | Biomass |  |  |  | 2004.0 | Ãƒâ€“kotech Ingenieurgesellschaft mbh | Open Power System Data | http://data.open-power-system-data.org/ | Open Power System Data | 1077518 | [14 empty] | NO-ESTIMATION | NO-ESTIMATION | NO-ESTIMATION | NO-ESTIMATION | CAPACITY-FACTOR-V1
DEU | Germany | BMK LÃ¼nen |  | WRI1005609 | 20 | 51.6140 | 7.4813 | Biomass |  |  |  | 2006.0 | STEAG New Energies GmbH | Open Power System Data | http://data.open-power-system-data.org/ | Open Power System Data | 1064385 | [14 empty] | NO-ESTIMATION | NO-ESTIMATION | SOLAR-V1 | SOLAR-V1 | SOLAR-V1
DEU | Germany | BMKW Bergkamen |  | WRI1005610 | 17.7 | 51.6370 | 7.6188 | Biomass |  |  |  | 2005.0 | RWE Energiedienstleistungen GmbH | Open Power System Data | http://data.open-power-system-data.org/ | Open Power System Data | [15 empty] | NO-ESTIMATION | NO-ESTIMATION | NO-ESTIMATION | NO-ESTIMATION | CAPACITY-FACTOR-V1
DEU | Germany | Biomass Generator #23 |  | WRI1006111 | 11.4 | 51.8554 | 6.8887 | Biomass |  |  |  | 2006.0 | Borchers Biomassekraftwerk GmbH | Open Power System Data | http://data.open-power-system-data.org/ | Open Power System Data | [15 empty] | HYDRO-V1 | HYDRO-V1 | HYDRO-V1 | HYDRO-V1 | HYDRO-V1
DEU | Germany | Biomasseheizkraftwerk Piesteritz |  | WRI1005600 | 18.1 | 51.8712 | 12.6185 | Biomass |  |  |  | 2009.0 | Stadtwerke Leipzig GmbH | Open Power System Data | http://data.open-power-system-data.org/ | Open Power System Data | 1068240 | [14 empty] | NO-ESTIMATION | NO-ESTIMATION | NO-ESTIMATION | NO-ESTIMATION | CAPACITY-FACTOR-V1
DEU | Germany | Biomass Generator #4 |  | WRI1006082 | 19.9 | 51.8848 | 8.9567 | Biomass |  |  |  | 2000.0 | GHP Glunz Holzwerkstoffproduktion GmbH | Open Power System Data | http://data.open-power-system-data.org/ | Open Power System Data | [15 empty] | NO-ESTIMATION | NO-ESTIMATION | NO-ESTIMATION | NO-ESTIMATION | CAPACITY-FACTOR-V1
DEU | Germany | KWK GÃ¼tersloh |  | WRI1005921 | 12.1 | 51.9154 | 8.4003 | Biomass |  |  |  | 2001.0 | Pfleiderer GÃ¼tersloh GmbH | Open Power System Data | http://data.open-power-system-data.org/ | Open Power System Data | [15 empty] | HYDRO-V1 | HYDRO-V1 | HYDRO-V1 | HYDRO-V1 | HYDRO-V1
DEU | Germany | Biomass Generator #16 |  | WRI1006105 | 10.2 | 51.9201 | 11.8018 | Biomass |  |  |  | 1996.0 | ACR Biokraftwerk Calbe Invest GmbH & Co. KG | Open Power System Data | http://data.open-power-system-data.org/ | Open Power System Data | [15 empty] | NO-ESTIMATION | NO-ESTIMATION | NO-ESTIMATION | NO-ESTIMATION | NO-ESTIMATION
DEU | Germany | Werkskraftwerk Sappi Alfeld 1 |  | WRI1006136 | 16.8 | 51.9848 | 9.8228 | Biomass |  |  |  | 1988.0 | Sappi Alfeld GmbH | Open Power System Data | http://data.open-power-system-data.org/ | Open Power System Data | 1114593 | [14 empty] | NO-ESTIMATION | NO-ESTIMATION | NO-ESTIMATION | NO-ESTIMATION | CAPACITY-FACTOR-V1
DEU | Germany | UTB |  | WRI1006121 | 16 | 52.0778 | 13.5173 | Biomass |  |  |  | 2002.0 | Pfleiderer Baruth GmbH | Open Power System Data | http://data.open-power-system-data.org/ | Open Power System Data | [15 empty] | NO-ESTIMATION | NO-ESTIMATION | NO-ESTIMATION | SOLAR-V1 | SOLAR-V1
DEU | Germany | Biomass Generator #21 |  | WRI1006109 | 18.3 | 52.1827 | 14.2584 | Biomass |  |  |  | 2001.0 |  | Open Power System Data | http://data.open-power-system-data.org/ | Open Power System Data | [15 empty] | NO-ESTIMATION | NO-ESTIMATION | NO-ESTIMATION | NO-ESTIMATION | CAPACITY-FACTOR-V1
DEU | Germany | BMKW KÃ¶nigs Wusterhausen |  | WRI1005612 | 17.1 | 52.3048 | 13.6360 | Biomass |  |  |  | 2003.0 | MVV Energie AG | Open Power System Data | http://data.open-power-system-data.org/ | Open Power System Data | [15 empty] | NO-ESTIMATION | NO-ESTIMATION | NO-ESTIMATION | NO-ESTIMATION | CAPACITY-FACTOR-V1
DEU | Germany | HHKW Berlin-NeukÃ¶lln |  | WRI1005766 | 16.5 | 52.4253 | 13.5173 | Biomass |  |  |  | 2005.0 | RWE Energiedienstleistungen GmbH | Open Power System Data | http://data.open-power-system-data.org/ | Open Power System Data | [15 empty] | NO-ESTIMATION | NO-ESTIMATION | NO-ESTIMATION | NO-ESTIMATION | CAPACITY-FACTOR-V1
DEU | Germany | Landesbergen Biomasse |  | WRI1005930 | 20 | 52.5770 | 9.1101 | Biomass |  |  |  | 2005.0 | Statkraft Markets GmbH | Open Power System Data | http://data.open-power-system-data.org/ | Open Power System Data | [15 empty] | NO-ESTIMATION | NO-ESTIMATION | NO-ESTIMATION | NO-ESTIMATION | CAPACITY-FACTOR-V1
DEU | Germany | Zellstoff Stendal GmbH |  | WRI1006151 | 138.9 | 52.7271 | 12.0112 | Biomass |  |  |  |  | Zellstoff Stendal GmbH | Open Power System Data | http://data.open-power-system-data.org/ | Open Power System Data | [15 empty] | SOLAR-V1 | SOLAR-V1 | SOLAR-V1 | SOLAR-V1 | SOLAR-V1
DEU | Germany | Biomass Generator #19 |  | WRI1006107 | 20 | 52.8515 | 13.7781 | Biomass |  |  |  | 2006.0 |  | Open Power System Data | http://data.open-power-system-data.org/ | Open Power System Data | [15 empty] | NO-ESTIMATION | NO-ESTIMATION | NO-ESTIMATION | NO-ESTIMATION | CAPACITY-FACTOR-V1
DEU | Germany | UPM Schwedt |  | WRI1006117 | 13.3 | 53.0867 | 14.3194 | Biomass |  |  |  | 2009.0 | UPM GmbH Werk Schwedt | Open Power System Data | http://data.open-power-system-data.org/ | Open Power System Data | [15 empty] | NO-ESTIMATION | NO-ESTIMATION | NO-ESTIMATION | NO-ESTIMATION | CAPACITY-FACTOR-V1
DEU | Germany | Energieanlage 3 |  | WRI1005660 | 18.6 | 53.1490 | 12.3797 | Biomass |  |  |  | 2002.0 | Kronoply GmbH | Open Power System Data | http://data.open-power-system-data.org/ | Open Power System Data | [15 empty] | SOLAR-V1 | SOLAR-V1 | SOLAR-V1 | SOLAR-V1 | SOLAR-V1
DEU | Germany | Biomass Generator #3 |  | WRI1006081 | 19.7 | 53.1511 | 12.3771 | Biomass |  |  |  | 2002.0 |  | Open Power System Data | http://data.open-power-system-data.org/ | Open Power System Data | [15 empty] | NO-ESTIMATION | NO-ESTIMATION | NO-ESTIMATION | NO-ESTIMATION | CAPACITY-FACTOR-V1
DEU | Germany | ENERTRAG Netz GmbH (UW Bertikow) |  | WRI1005665 | 20 | 53.2656 | 13.9500 | Biomass |  |  |  | 2003.0 | ENERTRAG Aktiengesellschaft | Open Power System Data | http://data.open-power-system-data.org/ | Open Power System Data | [15 empty] | NO-ESTIMATION | NO-ESTIMATION | NO-ESTIMATION | NO-ESTIMATION | CAPACITY-FACTOR-V1
DEU | Germany | BioEnergie Park Klarsee |  | WRI1005594 | 17.8 | 53.3000 | 14.2500 | Biomass |  |  |  | 2006.0 | Geno Bioenergie Leasingfonds Erste GmbH & Co. KG | Open Power System Data | http://data.open-power-system-data.org/ | CARMA | 1067404 | [14 empty] | NO-ESTIMATION | NO-ESTIMATION | NO-ESTIMATION | NO-ESTIMATION | CAPACITY-FACTOR-V1
DEU | Germany | Emden Biomasse |  | WRI1005656 | 20 | 53.3422 | 7.2062 | Biomass |  |  |  | 2005.0 | Statkraft Markets GmbH | Open Power System Data | http://data.open-power-system-data.org/ | Open Power System Data | [15 empty] | NO-ESTIMATION | NO-ESTIMATION | NO-ESTIMATION | NO-ESTIMATION | CAPACITY-FACTOR-V1
DEU | Germany | MÃ¼llverwertung BorsigstraÃŸe MVB |  | WRI1005961 | 20 | 53.5319 | 10.0746 | Biomass |  |  |  | 2005.0 | MVB MÃ¼llverwertung BorsigstraÃŸe GmbH | Open Power System Data | http://data.open-power-system-data.org/ | Open Power System Data | [15 empty] | NO-ESTIMATION | NO-ESTIMATION | NO-ESTIMATION | NO-ESTIMATION | NO-ESTIMATION
DEU | Germany | Biomasse-Heizkraftwerk Malchin |  | WRI1005596 | 9.8 | 53.7419 | 12.7830 | Biomass |  |  |  | 2003.0 | envia THERM GmbH | Open Power System Data | http://data.open-power-system-data.org/ | Open Power System Data | [15 empty] | NO-ESTIMATION | NO-ESTIMATION | NO-ESTIMATION | NO-ESTIMATION | NO-ESTIMATION
DNK | Denmark | Herning CHP |  | WRI1022044 | 88 | 56.1214 | 9.0068 | Biomass |  |  |  | 2009.0 |  | Dong Energy | http://www.dongenergy.com/en/our-business/bioenergy-thermal-power/where-we-operate | GEODB | 1032990 | [14 empty] | NO-ESTIMATION | NO-ESTIMATION | NO-ESTIMATION | NO-ESTIMATION | NO-ESTIMATION
ESP | Spain | AGROENERGETICA DE BAENA |  | WRI1006165 | 20 | 37.6167 | -4.3225 | Biomass |  |  |  |  | AGROENERGETICA DE BAENA S.L. | Red ElÃ©ctrica de EspaÃ±a | http://www.ree.es/en/statistical-data-of-spanish-electrical-system/annual-report/preliminary-report-spanish-electricity-system-2015 | CARMA | [15 empty] | NO-ESTIMATION | NO-ESTIMATION | NO-ESTIMATION | NO-ESTIMATION | CAPACITY-FACTOR-V1
FIN | Finland | Salo |  | WRI1002526 | 13.5 | 60.3833 | 23.1333 | Biomass | Waste |  |  |  | Voimavasu Oy | Finnish Energy Authority | http://www.energiavirasto.fi/en/voimalaitosrekisteri | CARMA | [15 empty] | NO-ESTIMATION | NO-ESTIMATION | NO-ESTIMATION | NO-ESTIMATION | CAPACITY-FACTOR-V1
FIN | Finland | Tolkkinen Biolaitos |  | WRI1002627 | 11.3 | 60.3923 | 25.6651 | Biomass | Waste |  |  |  | Porvoon Energia Oy | Finnish Energy Authority | http://www.energiavirasto.fi/en/voimalaitosrekisteri | CARMA | [15 empty] | NO-ESTIMATION | NO-ESTIMATION | NO-ESTIMATION | NO-ESTIMATION | NO-ESTIMATION
FIN | Finland | Tolkkinen 1 |  | WRI1002562 | 7.8 | 60.3923 | 25.6651 | Biomass | Oil |  |  |  | Porvoon Energia Oy | Finnish Energy Authority | http://www.energiavirasto.fi/en/voimalaitosrekisteri | CARMA | 1016733 | [14 empty] | NO-ESTIMATION | NO-ESTIMATION | NO-ESTIMATION | NO-ESTIMATION | CAPACITY-FACTOR-V1
FIN | Finland | Kerava |  | WRI1002610 | 19.04 | 60.4034 | 25.1050 | Biomass |  |  |  |  | Keravan LÃ¤mpÃ¶voima Oy | Finnish Energy Authority | http://www.energiavirasto.fi/en/voimalaitosrekisteri | CARMA | 1079516 | [14 empty] | NO-ESTIMATION | NO-ESTIMATION | SOLAR-V1 | SOLAR-V1 | SOLAR-V1
FIN | Finland | Kotka |  | WRI1002412 | 72 | 60.4667 | 26.9167 | Biomass | Gas |  |  |  | Kotka Mills Oy | Finnish Energy Authority | http://www.energiavirasto.fi/en/voimalaitosrekisteri | CARMA | 1021269 | [14 empty] | NO-ESTIMATION | NO-ESTIMATION | NO-ESTIMATION | NO-ESTIMATION | CAPACITY-FACTOR-V1
FIN | Finland | Kuusankoski bv |  | WRI1002428 | 76 | 60.9000 | 26.6333 | Biomass | Gas |  |  |  | Kymin Voima Oy | Finnish Energy Authority | http://www.energiavirasto.fi/en/voimalaitosrekisteri | CARMA | 1050287 | [14 empty] | NO-ESTIMATION | NO-ESTIMATION | NO-ESTIMATION | NO-ESTIMATION | CAPACITY-FACTOR-V1
FIN | Finland | Sunila |  | WRI1002543 | 35.7 | 61.0000 | 28.3000 | Biomass | Waste |  |  |  | Stora Enso Oyj | Finnish Energy Authority | http://www.energiavirasto.fi/en/voimalaitosrekisteri | CARMA | 1030598 | [14 empty] | NO-ESTIMATION | NO-ESTIMATION | NO-ESTIMATION | NO-ESTIMATION | CAPACITY-FACTOR-V1
FIN | Finland | Lappeenranta Kaukaan tehdas |  | WRI1002615 | 119 | 61.0587 | 28.1887 | Biomass | Gas |  |  |  | Kaukaan Voima Oy | Finnish Energy Authority | http://www.energiavirasto.fi/en/voimalaitosrekisteri | CARMA | [15 empty] | NO-ESTIMATION | NO-ESTIMATION | NO-ESTIMATION | NO-ESTIMATION | CAPACITY-FACTOR-V1
FIN | Finland | Lappeenranta TG9 |  | WRI1002434 | 67.3 | 61.0587 | 28.1887 | Biomass | Oil |  |  |  | UPM-Kymmene Oyj | Finnish Energy Authority | http://www.energiavirasto.fi/en/voimalaitosrekisteri | CARMA | [15 empty] | NO-ESTIMATION | NO-ESTIMATION | NO-ESTIMATION | NO-ESTIMATION | CAPACITY-FACTOR-V1
FIN | Finland | Kauttua |  | WRI1002384 | 19 | 61.1000 | 22.1667 | Biomass |  |  |  |  | Adven Oy | Finnish Energy Authority | http://www.energiavirasto.fi/en/voimalaitosrekisteri | CARMA | 1009899 | [14 empty] | NO-ESTIMATION | NO-ESTIMATION | NO-ESTIMATION | NO-ESTIMATION | CAPACITY-FACTOR-V1
FIN | Finland | Joutseno |  | WRI1002358 | 85 | 61.1180 | 28.5076 | Biomass | Gas |  |  |  | MetsÃ¤ Fibre Oy | Finnish Energy Authority | http://www.energiavirasto.fi/en/voimalaitosrekisteri | CARMA | 1033628 | [14 empty] | NO-ESTIMATION | NO-ESTIMATION | SOLAR-V1 | SOLAR-V1 | SOLAR-V1
FIN | Finland | Rauma |  | WRI1002516 | 71.5 | 61.1272 | 21.5113 | Biomass |  |  |  |  | Rauman Biovoima Oy | Finnish Energy Authority | http://www.energiavirasto.fi/en/voimalaitosrekisteri | CARMA | 1033636 | [14 empty] | NO-ESTIMATION | NO-ESTIMATION | NO-ESTIMATION | NO-ESTIMATION | CAPACITY-FACTOR-V1
FIN | Finland | Rauma |  | WRI1002515 | 75 | 61.1272 | 21.5113 | Biomass | Oil |  |  |  | MetsÃ¤ Fibre Oy | Finnish Energy Authority | http://www.energiavirasto.fi/en/voimalaitosrekisteri | CARMA | 1033636 | [14 empty] | NO-ESTIMATION | NO-ESTIMATION | NO-ESTIMATION | NO-ESTIMATION | SOLAR-V1
FIN | Finland | Heinola |  | WRI1002332 | 3.5 | 61.2167 | 26.0333 | Biomass | Oil |  |  |  | Lahti Energia Oy | Finnish Energy Authority | http://www.energiavirasto.fi/en/voimalaitosrekisteri | CARMA | 1030613 | [14 empty] | NO-ESTIMATION | NO-ESTIMATION | NO-ESTIMATION | NO-ESTIMATION | SOLAR-V1
FIN | Finland | Heinola vp |  | WRI1002333 | 19 | 61.2167 | 26.0333 | Biomass | Waste |  |  |  | Stora Enso Oyj Heinolan Flutingtehdas | Finnish Energy Authority | http://www.energiavirasto.fi/en/voimalaitosrekisteri | CARMA | 1030613 | [14 empty] | NO-ESTIMATION | NO-ESTIMATION | NO-ESTIMATION | NO-ESTIMATION | CAPACITY-FACTOR-V1
FIN | Finland | Simpele |  | WRI1002535 | 34.5 | 61.4333 | 29.3667 | Biomass | Oil |  |  |  | MetsÃ¤ Board Oyj | Finnish Energy Authority | http://www.energiavirasto.fi/en/voimalaitosrekisteri | CARMA | 1033638 | [14 empty] | NO-ESTIMATION | NO-ESTIMATION | NO-ESTIMATION | NO-ESTIMATION | CAPACITY-FACTOR-V1
FIN | Finland | Pori |  | WRI1002496 | 81.4 | 61.4833 | 21.7833 | Biomass | Oil |  |  |  | Porin Prosessivoima Oy | Finnish Energy Authority | http://www.energiavirasto.fi/en/voimalaitosrekisteri | CARMA | [15 empty] | NO-ESTIMATION | NO-ESTIMATION | NO-ESTIMATION | NO-ESTIMATION | CAPACITY-FACTOR-V1
FIN | Finland | Pursiala 2 |  | WRI1002505 | 59.7 | 61.6886 | 27.2723 | Biomass | Waste |  |  |  | EtelÃ¤-Savon Energia Oy | Finnish Energy Authority | http://www.energiavirasto.fi/en/voimalaitosrekisteri | CARMA | 1022617 | [14 empty] | NO-ESTIMATION | NO-ESTIMATION | NO-ESTIMATION | NO-ESTIMATION | CAPACITY-FACTOR-V1
FIN | Finland | Kaipola |  | WRI1002371 | 25 | 61.8162 | 25.2353 | Biomass |  |  |  |  | UPM-Kymmene Oyj | Finnish Energy Authority | http://www.energiavirasto.fi/en/voimalaitosrekisteri | CARMA | 1033630 | [14 empty] | NO-ESTIMATION | NO-ESTIMATION | NO-ESTIMATION | NO-ESTIMATION | CAPACITY-FACTOR-V1
FIN | Finland | Rauhalahti |  | WRI1002514 | 80 | 62.2333 | 25.7333 | Biomass | Waste |  |  |  | JyvÃ¤skylÃ¤n Energiantuotanto Oy | Finnish Energy Authority | http://www.energiavirasto.fi/en/voimalaitosrekisteri | CARMA | 1019401 | [14 empty] | NO-ESTIMATION | NO-ESTIMATION | NO-ESTIMATION | NO-ESTIMATION | CAPACITY-FACTOR-V1
FIN | Finland | Kuopio Savon Sellu |  | WRI1002422 | 20.5 | 62.8799 | 27.6768 | Biomass |  |  |  |  | Savon Sellu OY | Finnish Energy Authority | http://www.energiavirasto.fi/en/voimalaitosrekisteri | CARMA | 1022546 | [14 empty] | NO-ESTIMATION | NO-ESTIMATION | NO-ESTIMATION | NO-ESTIMATION | CAPACITY-FACTOR-V1
FIN | Finland | Haapaniemi |  | WRI1002320 | 118.1 | 62.8924 | 27.6770 | Biomass | Oil |  |  |  | Kuopion Energia Oy | Finnish Energy Authority | http://www.energiavirasto.fi/en/voimalaitosrekisteri | CARMA | 1021439 | [14 empty] | NO-ESTIMATION | NO-ESTIMATION | NO-ESTIMATION | NO-ESTIMATION | CAPACITY-FACTOR-V1
FIN | Finland | Uimaharju 2 + 1 vp/lv |  | WRI1002566 | 105 | 62.9167 | 30.2500 | Biomass | Waste |  |  |  | Enocell Oy | Finnish Energy Authority | http://www.energiavirasto.fi/en/voimalaitosrekisteri | CARMA | [15 empty] | SOLAR-V1 | SOLAR-V1 | SOLAR-V1 | SOLAR-V1 | SOLAR-V1
FIN | Finland | Ristiina |  | WRI1002519 | 8.5 | 63.1000 | 28.1833 | Biomass | Oil |  |  |  | JÃ¤rvi-Suomen Voima Oy | Finnish Energy Authority | http://www.energiavirasto.fi/en/voimalaitosrekisteri | CARMA | [15 empty] | NO-ESTIMATION | NO-ESTIMATION | NO-ESTIMATION | NO-ESTIMATION | CAPACITY-FACTOR-V1
FIN | Finland | Pietarsaari (Wisapower Oy) |  | WRI1002492 | 116 | 63.7019 | 22.7097 | Biomass | Oil |  |  |  | UPM-Kymmene Oyj Wisaforest | Finnish Energy Authority | http://www.energiavirasto.fi/en/voimalaitosrekisteri | GEODB | 1054388 | [14 empty] | NO-ESTIMATION | NO-ESTIMATION | SOLAR-V1 | SOLAR-V1 | SOLAR-V1
FIN | Finland | Kokkola |  | WRI1002403 | 30 | 63.8333 | 23.0333 | Biomass | Oil |  |  |  | Kokkolan Energia Oy | Finnish Energy Authority | http://www.energiavirasto.fi/en/voimalaitosrekisteri | CARMA | 1054044 | [14 empty] | NO-ESTIMATION | NO-ESTIMATION | NO-ESTIMATION | NO-ESTIMATION | CAPACITY-FACTOR-V1
FIN | Finland | Kokkola |  | WRI1002404 | 19.5 | 63.8333 | 23.0333 | Biomass | Waste |  |  |  | Kokkolan Voima Oy | Finnish Energy Authority | http://www.energiavirasto.fi/en/voimalaitosrekisteri | CARMA | 1054044 | [14 empty] | NO-ESTIMATION | NO-ESTIMATION | NO-ESTIMATION | NO-ESTIMATION | CAPACITY-FACTOR-V1
FIN | Finland | Ylivieska |  | WRI1002598 | 6.2 | 64.0833 | 24.5500 | Biomass |  |  |  |  | Oy Perhonjoki AB | Finnish Energy Authority | http://www.energiavirasto.fi/en/voimalaitosrekisteri | CARMA | 1034969 | [14 empty] | NO-ESTIMATION | NO-ESTIMATION | NO-ESTIMATION | NO-ESTIMATION | CAPACITY-FACTOR-V1
FIN | Finland | Haapavesi |  | WRI1002321 | 154 | 64.1333 | 25.3667 | Biomass | Oil |  |  |  | Kanteleen Voima Oy | Finnish Energy Authority | http://www.energiavirasto.fi/en/voimalaitosrekisteri | CARMA | 1019379 |  |  |  | 50.058 | -0.076 | 0.163 |  |  | JRC-PPDB-OPEN | [5 empty] | NO-ESTIMATION | NO-ESTIMATION | NO-ESTIMATION | NO-ESTIMATION | CAPACITY-FACTOR-V1
FIN | Finland | Sotkamo |  | WRI1002541 | 1.3 | 64.1333 | 28.4167 | Biomass | Oil |  |  |  | Vapo Oy | Finnish Energy Authority | http://www.energiavirasto.fi/en/voimalaitosrekisteri | CARMA | 1020309 | [14 empty] | NO-ESTIMATION | NO-ESTIMATION | NO-ESTIMATION | NO-ESTIMATION | CAPACITY-FACTOR-V1
FIN | Finland | Kavo |  | WRI1002385 | 85 | 64.2273 | 27.7285 | Biomass | Waste |  |  |  | Kainuun Voima Oy | Finnish Energy Authority | http://www.energiavirasto.fi/en/voimalaitosrekisteri | CARMA | 1033631 | [14 empty] | NO-ESTIMATION | NO-ESTIMATION | NO-ESTIMATION | NO-ESTIMATION | CAPACITY-FACTOR-V1
FIN | Finland | Joensuu |  | WRI1002356 | 2.8 | 64.6667 | 27.1333 | Biomass |  |  |  |  | UPM-Kymmene Oyj | Finnish Energy Authority | http://www.energiavirasto.fi/en/voimalaitosrekisteri | CARMA | 1106150 | [14 empty] | NO-ESTIMATION | NO-ESTIMATION | NO-ESTIMATION | NO-ESTIMATION | CAPACITY-FACTOR-V1
FIN | Finland | Oulu |  | WRI1002477 | 105 | 65.0124 | 25.4682 | Biomass | Waste |  |  |  | Stora Enso Oyj Oulun tehdas | Finnish Energy Authority | http://www.energiavirasto.fi/en/voimalaitosrekisteri | CARMA | [15 empty] | NO-ESTIMATION | NO-ESTIMATION | NO-ESTIMATION | NO-ESTIMATION | CAPACITY-FACTOR-V1
FIN | Finland | Oulu T210 ja T213 |  | WRI1002478 | 28 | 65.0124 | 25.4682 | Biomass | Waste |  |  |  | Laanilan Voima Oy | Finnish Energy Authority | http://www.energiavirasto.fi/en/voimalaitosrekisteri | CARMA | [15 empty] | NO-ESTIMATION | NO-ESTIMATION | NO-ESTIMATION | NO-ESTIMATION | CAPACITY-FACTOR-V1
FIN | Finland | Toppila 1 ja 2 |  | WRI1002563 | 195 | 65.0124 | 25.4682 | Biomass | Waste |  |  |  | Oulun Energia | Finnish Energy Authority | http://www.energiavirasto.fi/en/voimalaitosrekisteri | CARMA | 1025082 | [14 empty] | HYDRO-V1 | HYDRO-V1 | HYDRO-V1 | HYDRO-V1 | HYDRO-V1
FIN | Finland | Kemi |  | WRI1002390 | 75 | 65.7364 | 24.5637 | Biomass | Waste |  |  |  | MetsÃ¤ Fibre Oy | Finnish Energy Authority | http://www.energiavirasto.fi/en/voimalaitosrekisteri | CARMA | [15 empty] | NO-ESTIMATION | NO-ESTIMATION | NO-ESTIMATION | NO-ESTIMATION | SOLAR-V1
FIN | Finland | Veitsiluoto |  | WRI1002583 | 90 | 65.7364 | 24.5637 | Biomass | Waste |  |  |  | Stora Enso Oyj | Finnish Energy Authority | http://www.energiavirasto.fi/en/voimalaitosrekisteri | CARMA | 1032890 | [14 empty] | NO-ESTIMATION | NO-ESTIMATION | NO-ESTIMATION | NO-ESTIMATION | CAPACITY-FACTOR-V1
FIN | Finland | Tornio |  | WRI1002564 | 39.3 | 65.8481 | 24.1466 | Biomass |  |  |  |  | Tornion Voima Oy | Finnish Energy Authority | http://www.energiavirasto.fi/en/voimalaitosrekisteri | CARMA | [15 empty] | NO-ESTIMATION | NO-ESTIMATION | NO-ESTIMATION | NO-ESTIMATION | SOLAR-V1
FIN | Finland | Kuusamo |  | WRI1002427 | 6 | 65.9667 | 29.1833 | Biomass |  |  |  |  | Adven Oy | Finnish Energy Authority | http://www.energiavirasto.fi/en/voimalaitosrekisteri | CARMA | 1034425 | [14 empty] | NO-ESTIMATION | NO-ESTIMATION | NO-ESTIMATION | NO-ESTIMATION | SOLAR-V1
FJI | Fiji | Labasa Sugar Mill |  | WRI1061474 | 10 | -16.4299 | 179.3887 | Biomass |  |  |  | 2015.0 | Fiji Sugar Corporation | Fiji Electricity Authority | http://www.energyandinfrastructure.com/sections/profiles1/408-fiji-electricity-authority | WRI | 1064791 | [14 empty] | WIND-V1 | WIND-V1 | WIND-V1 | WIND-V1 | WIND-V1
FJI | Fiji | Rarawai Mill |  | WRI1061478 | 5 | -17.5442 | 177.6820 | Biomass |  |  |  |  | Fiji Sugar Corporation | Fiji Electricity Authority | http://www.energyandinfrastructure.com/sections/profiles1/408-fiji-electricity-authority | WRI | [15 empty] | NO-ESTIMATION | NO-ESTIMATION | NO-ESTIMATION | NO-ESTIMATION | NO-ESTIMATION
FJI | Fiji | Tropik Woods IPP (Viti Levu) |  | WRI1061475 | 9.3 | -17.5893 | 177.5355 | Biomass |  |  |  |  | Tropik Woods | Fiji Electricity Authority | http://www.energyandinfrastructure.com/sections/profiles1/408-fiji-electricity-authority | WRI | [15 empty] | SOLAR-V1 | SOLAR-V1 | SOLAR-V1 | SOLAR-V1 | SOLAR-V1
FRA | France | Sainte-Suzanne |  | WRI1025316 | 1.898 | -20.9511 | 55.5908 | Biomass | [5 empty] | Open Power System Data | http://data.open-power-system-data.org/renewable_power_plants/2016-10-21/ | Open Power System Data | [15 empty] | NO-ESTIMATION | NO-ESTIMATION | NO-ESTIMATION | NO-ESTIMATION | CAPACITY-FACTOR-V1
FRA | France | Mda Mill |  | WRI1023121 | 11.2 | -21.3200 | 55.4700 | Biomass | [5 empty] | African Development Bank Group | http://powerafrica.opendataforafrica.org | Open Power System Data | [15 empty] | NO-ESTIMATION | NO-ESTIMATION | NO-ESTIMATION | NO-ESTIMATION | CAPACITY-FACTOR-V1
FRA | France | Saint-Pierre |  | WRI1025253 | 2.13 | -21.3250 | 55.4909 | Biomass | [5 empty] | Open Power System Data | http://data.open-power-system-data.org/renewable_power_plants/2016-10-21/ | Open Power System Data | [15 empty] | NO-ESTIMATION | NO-ESTIMATION | NO-ESTIMATION | NO-ESTIMATION | SOLAR-V1
FRA | France | Fort-de-France |  | WRI1024796 | 6.6 | 14.6409 | -61.0692 | Biomass | [5 empty] | Open Power System Data | http://data.open-power-system-data.org/renewable_power_plants/2016-10-21/ | Open Power System Data | [15 empty] | SOLAR-V1 | SOLAR-V1 | SOLAR-V1 | SOLAR-V1 | SOLAR-V1
FRA | France | Tallone |  | WRI1025380 | 1.688 | 42.1844 | 9.4658 | Biomass | [5 empty] | Open Power System Data | http://data.open-power-system-data.org/renewable_power_plants/2016-10-21/ | Open Power System Data | [15 empty] | NO-ESTIMATION | NO-ESTIMATION | NO-ESTIMATION | NO-ESTIMATION | CAPACITY-FACTOR-V1
FRA | France | Calce |  | WRI1024025 | 22.485 | 42.7480 | 2.7564 | Biomass | [5 empty] | Open Power System Data | http://data.open-power-system-data.org/renewable_power_plants/2016-10-21/ | Open Power System Data | 1061181 | [14 empty] | NO-ESTIMATION | NO-ESTIMATION | NO-ESTIMATION | NO-ESTIMATION | NO-ESTIMATION
FRA | France | Saint-Gaudens |  | WRI1025355 | 1.74 | 43.1196 | 0.7268 | Biomass | [5 empty] | Open Power System Data | http://data.open-power-system-data.org/renewable_power_plants/2016-10-21/ | Open Power System Data | [15 empty] | NO-ESTIMATION | NO-ESTIMATION | NO-ESTIMATION | NO-ESTIMATION | CAPACITY-FACTOR-V1
FRA | France | BÃ©nac |  | WRI1025386 | 1.67 | 43.1526 | 0.0292 | Biomass | [5 empty] | Open Power System Data | http://data.open-power-system-data.org/renewable_power_plants/2016-10-21/ | Open Power System Data | [15 empty] | NO-ESTIMATION | NO-ESTIMATION | NO-ESTIMATION | NO-ESTIMATION | CAPACITY-FACTOR-V1
FRA | France | Narbonne |  | WRI1025215 | 2.284 | 43.1651 | 3.0200 | Biomass | [5 empty] | Open Power System Data | http://data.open-power-system-data.org/renewable_power_plants/2016-10-21/ | Open Power System Data | [15 empty] | NO-ESTIMATION | NO-ESTIMATION | NO-ESTIMATION | NO-ESTIMATION | CAPACITY-FACTOR-V1
FRA | France | Lescar |  | WRI1024860 | 5.85 | 43.3404 | -0.4283 | Biomass | [5 empty] | Open Power System Data | http://data.open-power-system-data.org/renewable_power_plants/2016-10-21/ | Open Power System Data | [15 empty] | WIND-V1 | WIND-V1 | WIND-V1 | WIND-V1 | WIND-V1
FRA | France | Saint-PÃ©e-sur-Nivelle |  | WRI1025672 | 1.119 | 43.3561 | -1.5553 | Biomass | [5 empty] | Open Power System Data | http://data.open-power-system-data.org/renewable_power_plants/2016-10-21/ | Open Power System Data | [15 empty] | HYDRO-V1 | HYDRO-V1 | HYDRO-V1 | HYDRO-V1 | HYDRO-V1
FRA | France | SeptÃ¨mes-les-Vallons |  | WRI1025070 | 3.326 | 43.3933 | 5.3809 | Biomass | [5 empty] | Open Power System Data | http://data.open-power-system-data.org/renewable_power_plants/2016-10-21/ | Open Power System Data | [15 empty] | NO-ESTIMATION | NO-ESTIMATION | NO-ESTIMATION | NO-ESTIMATION | SOLAR-V1
FRA | France | Les Pennes-Mirabeau |  | WRI1025064 | 3.38 | 43.4032 | 5.3154 | Biomass | [5 empty] | Open Power System Data | http://data.open-power-system-data.org/renewable_power_plants/2016-10-21/ | Open Power System Data | [15 empty] | NO-ESTIMATION | SOLAR-V1 | SOLAR-V1 | SOLAR-V1 | SOLAR-V1
FRA | France | Fos-sur-Mer |  | WRI1023951 | 40.462 | 43.4534 | 4.8995 | Biomass | [5 empty] | Open Power System Data | http://data.open-power-system-data.org/renewable_power_plants/2016-10-21/ | Open Power System Data | [15 empty] | WIND-V1 | WIND-V1 | WIND-V1 | WIND-V1 | WIND-V1
FRA | France | Bayonne |  | WRI1025053 | 3.567 | 43.4923 | -1.4662 | Biomass | [5 empty] | Open Power System Data | http://data.open-power-system-data.org/renewable_power_plants/2016-10-21/ | Open Power System Data | [15 empty] | NO-ESTIMATION | NO-ESTIMATION | NO-ESTIMATION | NO-ESTIMATION | CAPACITY-FACTOR-V1
FRA | France | Aix-en-Provence |  | WRI1024988 | 4.245 | 43.5361 | 5.3984 | Biomass | [5 empty] | Open Power System Data | http://data.open-power-system-data.org/renewable_power_plants/2016-10-21/ | Open Power System Data | [15 empty] | NO-ESTIMATION | NO-ESTIMATION | NO-ESTIMATION | NO-ESTIMATION | CAPACITY-FACTOR-V1
FRA | France | La Fare-les-Oliviers |  | WRI1025703 | 1.091 | 43.5547 | 5.2024 | Biomass | [5 empty] | Open Power System Data | http://data.open-power-system-data.org/renewable_power_plants/2016-10-21/ | Open Power System Data | [15 empty] | NO-ESTIMATION | NO-ESTIMATION | NO-ESTIMATION | NO-ESTIMATION | CAPACITY-FACTOR-V1
FRA | France | Lattes |  | WRI1025299 | 1.954 | 43.5635 | 3.9025 | Biomass | [5 empty] | Open Power System Data | http://data.open-power-system-data.org/renewable_power_plants/2016-10-21/ | Open Power System Data | [15 empty] | NO-ESTIMATION | NO-ESTIMATION | NO-ESTIMATION | NO-ESTIMATION | CAPACITY-FACTOR-V1
FRA | France | Antibes |  | WRI1024408 | 11.44 | 43.5876 | 7.1054 | Biomass | [5 empty] | Open Power System Data | http://data.open-power-system-data.org/renewable_power_plants/2016-10-21/ | Open Power System Data | [15 empty] | NO-ESTIMATION | NO-ESTIMATION | NO-ESTIMATION | NO-ESTIMATION | CAPACITY-FACTOR-V1
FRA | France | Saint-Martin-de-Crau |  | WRI1024911 | 4.999 | 43.6121 | 4.8564 | Biomass | [5 empty] | Open Power System Data | http://data.open-power-system-data.org/renewable_power_plants/2016-10-21/ | Open Power System Data | [15 empty] | NO-ESTIMATION | NO-ESTIMATION | NO-ESTIMATION | NO-ESTIMATION | CAPACITY-FACTOR-V1
FRA | France | Montpellier |  | WRI1025039 | 3.666 | 43.6132 | 3.8694 | Biomass | [5 empty] | Open Power System Data | http://data.open-power-system-data.org/renewable_power_plants/2016-10-21/ | Open Power System Data | [15 empty] | NO-ESTIMATION | NO-ESTIMATION | NO-ESTIMATION | NO-ESTIMATION | CAPACITY-FACTOR-V1
FRA | France | Auch |  | WRI1025723 | 1.067 | 43.6533 | 0.5751 | Biomass | [5 empty] | Open Power System Data | http://data.open-power-system-data.org/renewable_power_plants/2016-10-21/ | Open Power System Data | [15 empty] | NO-ESTIMATION | NO-ESTIMATION | NO-ESTIMATION | NO-ESTIMATION | CAPACITY-FACTOR-V1
FRA | France | Lavaur |  | WRI1025767 | 1.021 | 43.6896 | 1.7946 | Biomass | [5 empty] | Open Power System Data | http://data.open-power-system-data.org/renewable_power_plants/2016-10-21/ | Open Power System Data | [15 empty] | NO-ESTIMATION | NO-ESTIMATION | NO-ESTIMATION | NO-ESTIMATION | CAPACITY-FACTOR-V1
FRA | France | Nice |  | WRI1024178 | 12.992 | 43.7123 | 7.2375 | Biomass | [5 empty] | Open Power System Data | http://data.open-power-system-data.org/renewable_power_plants/2016-10-21/ | Open Power System Data | [15 empty] | NO-ESTIMATION | NO-ESTIMATION | NO-ESTIMATION | NO-ESTIMATION | CAPACITY-FACTOR-V1
FRA | France | LabessiÃ¨re-Candeil |  | WRI1025036 | 3.675 | 43.8005 | 2.0196 | Biomass | [5 empty] | Open Power System Data | http://data.open-power-system-data.org/renewable_power_plants/2016-10-21/ | Open Power System Data | [15 empty] | NO-ESTIMATION | NO-ESTIMATION | NO-ESTIMATION | NO-ESTIMATION | CAPACITY-FACTOR-V1
FRA | France | NÃ®mes |  | WRI1024412 | 11.382 | 43.8445 | 4.3476 | Biomass | [5 empty] | Open Power System Data | http://data.open-power-system-data.org/renewable_power_plants/2016-10-21/ | Open Power System Data | [15 empty] | NO-ESTIMATION | NO-ESTIMATION | NO-ESTIMATION | NO-ESTIMATION | CAPACITY-FACTOR-V1
FRA | France | Montech |  | WRI1024751 | 7.6 | 43.9523 | 1.2374 | Biomass | [5 empty] | Open Power System Data | http://data.open-power-system-data.org/renewable_power_plants/2016-10-21/ | Open Power System Data | 1112110 | [14 empty] | NO-ESTIMATION | NO-ESTIMATION | NO-ESTIMATION | NO-ESTIMATION | CAPACITY-FACTOR-V1
FRA | France | VedÃ¨ne |  | WRI1024942 | 4.64 | 43.9710 | 4.9031 | Biomass | [5 empty] | Open Power System Data | http://data.open-power-system-data.org/renewable_power_plants/2016-10-21/ | Open Power System Data | [15 empty] | NO-ESTIMATION | NO-ESTIMATION | NO-ESTIMATION | NO-ESTIMATION | CAPACITY-FACTOR-V1
FRA | France | Entraigues-sur-la-Sorgue |  | WRI1025387 | 1.67 | 43.9956 | 4.9328 | Biomass | [5 empty] | Open Power System Data | http://data.open-power-system-data.org/renewable_power_plants/2016-10-21/ | Open Power System Data | [15 empty] | NO-ESTIMATION | NO-ESTIMATION | NO-ESTIMATION | NO-ESTIMATION | CAPACITY-FACTOR-V1
FRA | France | Morcenx |  | WRI1024266 | 12 | 44.0411 | -0.8884 | Biomass | [5 empty] | Open Power System Data | http://data.open-power-system-data.org/renewable_power_plants/2016-10-21/ | Open Power System Data | 1084675 | [14 empty] | NO-ESTIMATION | NO-ESTIMATION | NO-ESTIMATION | NO-ESTIMATION | CAPACITY-FACTOR-V1
FRA | France | Orange |  | WRI1025793 | 1 | 44.1290 | 4.8104 | Biomass | [5 empty] | Open Power System Data | http://data.open-power-system-data.org/renewable_power_plants/2016-10-21/ | Open Power System Data | [15 empty] | NO-ESTIMATION | NO-ESTIMATION | NO-ESTIMATION | NO-ESTIMATION | CAPACITY-FACTOR-V1
FRA | France | Pontenx-les-Forges |  | WRI1025166 | 2.5 | 44.2550 | -1.0878 | Biomass | [5 empty] | Open Power System Data | http://data.open-power-system-data.org/renewable_power_plants/2016-10-21/ | Open Power System Data | [15 empty] | HYDRO-V1 | HYDRO-V1 | HYDRO-V1 | HYDRO-V1 | HYDRO-V1
FRA | France | Pierrelatte |  | WRI1024259 | 12 | 44.3609 | 4.6872 | Biomass | [5 empty] | Open Power System Data | http://data.open-power-system-data.org/renewable_power_plants/2016-10-21/ | Open Power System Data | [15 empty] | NO-ESTIMATION | NO-ESTIMATION | NO-ESTIMATION | NO-ESTIMATION | CAPACITY-FACTOR-V1
FRA | France | DonzÃ¨re |  | WRI1025311 | 1.9 | 44.4318 | 4.7088 | Biomass | [5 empty] | Open Power System Data | http://data.open-power-system-data.org/renewable_power_plants/2016-10-21/ | Open Power System Data | [15 empty] | HYDRO-V1 | HYDRO-V1 | HYDRO-V1 | HYDRO-V1 | HYDRO-V1
FRA | France | Roussas |  | WRI1025357 | 1.737 | 44.4426 | 4.7873 | Biomass | [5 empty] | Open Power System Data | http://data.open-power-system-data.org/renewable_power_plants/2016-10-21/ | Open Power System Data | [15 empty] | NO-ESTIMATION | NO-ESTIMATION | NO-ESTIMATION | NO-ESTIMATION | CAPACITY-FACTOR-V1
FRA | France | Cenon |  | WRI1024983 | 4.268 | 44.8544 | -0.5215 | Biomass | [5 empty] | Open Power System Data | http://data.open-power-system-data.org/renewable_power_plants/2016-10-21/ | Open Power System Data | 1061154 | [14 empty] | NO-ESTIMATION | NO-ESTIMATION | NO-ESTIMATION | NO-ESTIMATION | CAPACITY-FACTOR-V1
FRA | France | Bordeaux |  | WRI1025564 | 1.253 | 44.8579 | -0.5736 | Biomass | [5 empty] | Open Power System Data | http://data.open-power-system-data.org/renewable_power_plants/2016-10-21/ | Open Power System Data | [15 empty] | NO-ESTIMATION | NO-ESTIMATION | NO-ESTIMATION | NO-ESTIMATION | CAPACITY-FACTOR-V1
FRA | France | Arpajon-sur-CÃ¨re |  | WRI1024971 | 4.41 | 44.8759 | 2.4647 | Biomass | [5 empty] | Open Power System Data | http://data.open-power-system-data.org/renewable_power_plants/2016-10-21/ | Open Power System Data | [15 empty] | WIND-V1 | WIND-V1 | WIND-V1 | WIND-V1 | WIND-V1
FRA | France | Chatuzange-le-Goubet |  | WRI1025022 | 3.915 | 45.0113 | 5.0967 | Biomass | [5 empty] | Open Power System Data | http://data.open-power-system-data.org/renewable_power_plants/2016-10-21/ | Open Power System Data | [15 empty] | NO-ESTIMATION | NO-ESTIMATION | NO-ESTIMATION | NO-ESTIMATION | CAPACITY-FACTOR-V1
FRA | France | Lapouyade |  | WRI1024639 | 8.74 | 45.1106 | -0.2861 | Biomass | [5 empty] | Open Power System Data | http://data.open-power-system-data.org/renewable_power_plants/2016-10-21/ | Open Power System Data | [15 empty] | HYDRO-V1 | HYDRO-V1 | HYDRO-V1 | HYDRO-V1 | HYDRO-V1
FRA | France | ClÃ©rac |  | WRI1025612 | 1.2 | 45.1710 | -0.2346 | Biomass | [5 empty] | Open Power System Data | http://data.open-power-system-data.org/renewable_power_plants/2016-10-21/ | Open Power System Data | [15 empty] | WIND-V1 | WIND-V1 | WIND-V1 | WIND-V1 | WIND-V1
FRA | France | La Tronche |  | WRI1024868 | 5.7 | 45.2097 | 5.7440 | Biomass | [5 empty] | Open Power System Data | http://data.open-power-system-data.org/renewable_power_plants/2016-10-21/ | Open Power System Data | [15 empty] | NO-ESTIMATION | NO-ESTIMATION | NO-ESTIMATION | NO-ESTIMATION | CAPACITY-FACTOR-V1
FRA | France | Saint-Quentin-sur-IsÃ¨re |  | WRI1025340 | 1.8 | 45.2776 | 5.5480 | Biomass | [5 empty] | Open Power System Data | http://data.open-power-system-data.org/renewable_power_plants/2016-10-21/ | Open Power System Data | [15 empty] | NO-ESTIMATION | NO-ESTIMATION | NO-ESTIMATION | NO-ESTIMATION | SOLAR-V1
FRA | France | Salaise-sur-Sanne |  | WRI1024137 | 14.6 | 45.3441 | 4.8089 | Biomass | [5 empty] | Open Power System Data | http://data.open-power-system-data.org/renewable_power_plants/2016-10-21/ | Open Power System Data | [15 empty] | NO-ESTIMATION | NO-ESTIMATION | NO-ESTIMATION | NO-ESTIMATION | SOLAR-V1
FRA | France | ChambÃ©ry |  | WRI1024455 | 10.336 | 45.5837 | 5.9088 | Biomass | [5 empty] | Open Power System Data | http://data.open-power-system-data.org/renewable_power_plants/2016-10-21/ | Open Power System Data | [15 empty] | NO-ESTIMATION | NO-ESTIMATION | SOLAR-V1 | SOLAR-V1 | SOLAR-V1
FRA | France | Bourgoin-Jallieu |  | WRI1024136 | 14.6 | 45.6027 | 5.2738 | Biomass | [5 empty] | Open Power System Data | http://data.open-power-system-data.org/renewable_power_plants/2016-10-21/ | Open Power System Data | 1061200 | [14 empty] | NO-ESTIMATION | NO-ESTIMATION | NO-ESTIMATION | NO-ESTIMATION | CAPACITY-FACTOR-V1
FRA | France | Satolas-et-Bonce |  | WRI1025730 | 1.064 | 45.6828 | 5.1256 | Biomass | [5 empty] | Open Power System Data | http://data.open-power-system-data.org/renewable_power_plants/2016-10-21/ | Open Power System Data | [15 empty] | WIND-V1 | WIND-V1 | WIND-V1 | WIND-V1 | WIND-V1
FRA | France | Saint-Laurent-de-Cognac |  | WRI1025788 | 1 | 45.6956 | -0.3948 | Biomass | [5 empty] | Open Power System Data | http://data.open-power-system-data.org/renewable_power_plants/2016-10-21/ | Open Power System Data | [15 empty] | NO-ESTIMATION | SOLAR-V1 | SOLAR-V1 | SOLAR-V1 | SOLAR-V1
FRA | France | Clermont-Ferrand |  | WRI1024070 | 18.62 | 45.7859 | 3.1156 | Biomass | [5 empty] | Open Power System Data | http://data.open-power-system-data.org/renewable_power_plants/2016-10-21/ | Open Power System Data | [15 empty] | NO-ESTIMATION | NO-ESTIMATION | NO-ESTIMATION | NO-ESTIMATION | SOLAR-V1
FRA | France | Limoges |  | WRI1025447 | 1.5 | 45.8544 | 1.2490 | Biomass | [5 empty] | Open Power System Data | http://data.open-power-system-data.org/renewable_power_plants/2016-10-21/ | Open Power System Data | [15 empty] | NO-ESTIMATION | NO-ESTIMATION | NO-ESTIMATION | NO-ESTIMATION | CAPACITY-FACTOR-V1
FRA | France | Felletin |  | WRI1025058 | 3.49 | 45.8905 | 2.1825 | Biomass | [5 empty] | Open Power System Data | http://data.open-power-system-data.org/renewable_power_plants/2016-10-21/ | Open Power System Data | 1065031 | [14 empty] | NO-ESTIMATION | NO-ESTIMATION | NO-ESTIMATION | NO-ESTIMATION | CAPACITY-FACTOR-V1
FRA | France | Villefranche-sur-SaÃ´ne |  | WRI1024741 | 7.823 | 45.9872 | 4.7309 | Biomass | [5 empty] | Open Power System Data | http://data.open-power-system-data.org/renewable_power_plants/2016-10-21/ | Open Power System Data | 1049880 | [14 empty] | WIND-V1 | WIND-V1 | WIND-V1 | WIND-V1 | WIND-V1
FRA | France | Cusset |  | WRI1025727 | 1.065 | 46.1372 | 3.4831 | Biomass | [5 empty] | Open Power System Data | http://data.open-power-system-data.org/renewable_power_plants/2016-10-21/ | Open Power System Data | [15 empty] | NO-ESTIMATION | NO-ESTIMATION | NO-ESTIMATION | NO-ESTIMATION | SOLAR-V1
FRA | France | Le Vigeant |  | WRI1025122 | 2.8 | 46.2205 | 0.6375 | Biomass | [5 empty] | Open Power System Data | http://data.open-power-system-data.org/renewable_power_plants/2016-10-21/ | Open Power System Data | 1112108 | [14 empty] | NO-ESTIMATION | NO-ESTIMATION | NO-ESTIMATION | NO-ESTIMATION | CAPACITY-FACTOR-V1
FRA | France | Viriat |  | WRI1025496 | 1.39 | 46.2508 | 5.2232 | Biomass | [5 empty] | Open Power System Data | http://data.open-power-system-data.org/renewable_power_plants/2016-10-21/ | Open Power System Data | [15 empty] | NO-ESTIMATION | NO-ESTIMATION | NO-ESTIMATION | NO-ESTIMATION | SOLAR-V1
FRA | France | Benet |  | WRI1025255 | 2.126 | 46.3692 | -0.6137 | Biomass | [5 empty] | Open Power System Data | http://data.open-power-system-data.org/renewable_power_plants/2016-10-21/ | Open Power System Data | [15 empty] | HYDRO-V1 | HYDRO-V1 | HYDRO-V1 | HYDRO-V1 | HYDRO-V1
FRA | France | ChÃ©zy |  | WRI1025606 | 1.2 | 46.6124 | 3.4590 | Biomass | [5 empty] | Open Power System Data | http://data.open-power-system-data.org/renewable_power_plants/2016-10-21/ | Open Power System Data | [15 empty] | HYDRO-V1 | HYDRO-V1 | HYDRO-V1 | HYDRO-V1 | HYDRO-V1
FRA | France | Lons-le-Saunier |  | WRI1025790 | 1 | 46.6749 | 5.5582 | Biomass | [5 empty] | Open Power System Data | http://data.open-power-system-data.org/renewable_power_plants/2016-10-21/ | Open Power System Data | [15 empty] | HYDRO-V1 | HYDRO-V1 | HYDRO-V1 | HYDRO-V1 | HYDRO-V1
FRA | France | Granges |  | WRI1025317 | 1.897 | 46.7370 | 4.7519 | Biomass | [5 empty] | Open Power System Data | http://data.open-power-system-data.org/renewable_power_plants/2016-10-21/ | Open Power System Data | [15 empty] | HYDRO-V1 | HYDRO-V1 | HYDRO-V1 | HYDRO-V1 | HYDRO-V1
FRA | France | Saint-Sauveur |  | WRI1025729 | 1.065 | 46.8024 | 0.6456 | Biomass | [5 empty] | Open Power System Data | http://data.open-power-system-data.org/renewable_power_plants/2016-10-21/ | Open Power System Data | [15 empty] | HYDRO-V1 | HYDRO-V1 | HYDRO-V1 | HYDRO-V1 | HYDRO-V1
FRA | France | Chagny |  | WRI1025635 | 1.165 | 46.8989 | 4.7747 | Biomass | [5 empty] | Open Power System Data | http://data.open-power-system-data.org/renewable_power_plants/2016-10-21/ | Open Power System Data | [15 empty] | NO-ESTIMATION | SOLAR-V1 | SOLAR-V1 | SOLAR-V1 | SOLAR-V1
FRA | France | Fourchambault |  | WRI1025078 | 3.26 | 47.0169 | 3.0902 | Biomass | [5 empty] | Open Power System Data | http://data.open-power-system-data.org/renewable_power_plants/2016-10-21/ | Open Power System Data | [15 empty] | NO-ESTIMATION | NO-ESTIMATION | SOLAR-V1 | SOLAR-V1 | SOLAR-V1
FRA | France | Louzy |  | WRI1025254 | 2.126 | 47.0175 | -0.1809 | Biomass | [5 empty] | Open Power System Data | http://data.open-power-system-data.org/renewable_power_plants/2016-10-21/ | Open Power System Data | [15 empty] | HYDRO-V1 | HYDRO-V1 | HYDRO-V1 | HYDRO-V1 | HYDRO-V1
FRA | France | Chanceaux-prÃ¨s-Loches |  | WRI1025765 | 1.021 | 47.1413 | 0.9398 | Biomass | [5 empty] | Open Power System Data | http://data.open-power-system-data.org/renewable_power_plants/2016-10-21/ | Open Power System Data | [15 empty] | NO-ESTIMATION | NO-ESTIMATION | NO-ESTIMATION | NO-ESTIMATION | CAPACITY-FACTOR-V1
FRA | France | Feux |  | WRI1025722 | 1.067 | 47.2295 | 2.8663 | Biomass | [5 empty] | Open Power System Data | http://data.open-power-system-data.org/renewable_power_plants/2016-10-21/ | Open Power System Data | [15 empty] | NO-ESTIMATION | NO-ESTIMATION | NO-ESTIMATION | NO-ESTIMATION | CAPACITY-FACTOR-V1
FRA | France | CouÃ«ron |  | WRI1024812 | 6.3 | 47.2305 | -1.7304 | Biomass | [5 empty] | Open Power System Data | http://data.open-power-system-data.org/renewable_power_plants/2016-10-21/ | Open Power System Data | [15 empty] | NO-ESTIMATION | NO-ESTIMATION | NO-ESTIMATION | NO-ESTIMATION | CAPACITY-FACTOR-V1
FRA | France | Dijon |  | WRI1024609 | 9.02 | 47.3231 | 5.0374 | Biomass | [5 empty] | Open Power System Data | http://data.open-power-system-data.org/renewable_power_plants/2016-10-21/ | Open Power System Data | [15 empty] | NO-ESTIMATION | NO-ESTIMATION | NO-ESTIMATION | NO-ESTIMATION | CAPACITY-FACTOR-V1
FRA | France | Drambon |  | WRI1025483 | 1.415 | 47.3344 | 5.3791 | Biomass | [5 empty] | Open Power System Data | http://data.open-power-system-data.org/renewable_power_plants/2016-10-21/ | Open Power System Data | [15 empty] | NO-ESTIMATION | NO-ESTIMATION | NO-ESTIMATION | NO-ESTIMATION | CAPACITY-FACTOR-V1
FRA | France | Saint-BarthÃ©lemy-d'Anjou |  | WRI1025112 | 2.97 | 47.4739 | -0.4858 | Biomass | [5 empty] | Open Power System Data | http://data.open-power-system-data.org/renewable_power_plants/2016-10-21/ | Open Power System Data | [15 empty] | NO-ESTIMATION | NO-ESTIMATION | NO-ESTIMATION | NO-ESTIMATION | CAPACITY-FACTOR-V1
FRA | France | Sonzay |  | WRI1025561 | 1.26 | 47.5131 | 0.4774 | Biomass | [5 empty] | Open Power System Data | http://data.open-power-system-data.org/renewable_power_plants/2016-10-21/ | Open Power System Data | [15 empty] | NO-ESTIMATION | NO-ESTIMATION | NO-ESTIMATION | NO-ESTIMATION | CAPACITY-FACTOR-V1
FRA | France | Lasse |  | WRI1024601 | 9.19 | 47.5441 | 0.0063 | Biomass | [5 empty] | Open Power System Data | http://data.open-power-system-data.org/renewable_power_plants/2016-10-21/ | Open Power System Data | [15 empty] | NO-ESTIMATION | NO-ESTIMATION | NO-ESTIMATION | NO-ESTIMATION | CAPACITY-FACTOR-V1
FRA | France | Bourogne |  | WRI1024628 | 8.862 | 47.5647 | 6.9062 | Biomass | [5 empty] | Open Power System Data | http://data.open-power-system-data.org/renewable_power_plants/2016-10-21/ | Open Power System Data | [15 empty] | NO-ESTIMATION | WIND-V1 | WIND-V1 | WIND-V1 | WIND-V1
FRA | France | Noidans-le-Ferroux |  | WRI1025127 | 2.75 | 47.5675 | 5.9482 | Biomass | [5 empty] | Open Power System Data | http://data.open-power-system-data.org/renewable_power_plants/2016-10-21/ | Open Power System Data | [15 empty] | NO-ESTIMATION | NO-ESTIMATION | NO-ESTIMATION | NO-ESTIMATION | CAPACITY-FACTOR-V1
FRA | France | IssÃ© |  | WRI1025249 | 2.134 | 47.6173 | -1.4560 | Biomass | [5 empty] | Open Power System Data | http://data.open-power-system-data.org/renewable_power_plants/2016-10-21/ | Open Power System Data | [15 empty] | NO-ESTIMATION | NO-ESTIMATION | NO-ESTIMATION | NO-ESTIMATION | SOLAR-V1
FRA | France | Retzwiller |  | WRI1025132 | 2.71 | 47.6292 | 7.0884 | Biomass | [5 empty] | Open Power System Data | http://data.open-power-system-data.org/renewable_power_plants/2016-10-21/ | Open Power System Data | [15 empty] | WIND-V1 | WIND-V1 | WIND-V1 | WIND-V1 | WIND-V1
FRA | France | ChampteussÃ©-sur-Baconne |  | WRI1025309 | 1.902 | 47.6700 | -0.6537 | Biomass | [5 empty] | Open Power System Data | http://data.open-power-system-data.org/renewable_power_plants/2016-10-21/ | Open Power System Data | [15 empty] | HYDRO-V1 | HYDRO-V1 | HYDRO-V1 | HYDRO-V1 | HYDRO-V1
FRA | France | La Vraie-Croix |  | WRI1025674 | 1.115 | 47.6899 | -2.5187 | Biomass | [5 empty] | Open Power System Data | http://data.open-power-system-data.org/renewable_power_plants/2016-10-21/ | Open Power System Data | [15 empty] | NO-ESTIMATION | NO-ESTIMATION | NO-ESTIMATION | NO-ESTIMATION | CAPACITY-FACTOR-V1
FRA | France | CombrÃ©e |  | WRI1025732 | 1.063 | 47.7068 | -1.0200 | Biomass | [5 empty] | Open Power System Data | http://data.open-power-system-data.org/renewable_power_plants/2016-10-21/ | Open Power System Data | [15 empty] | NO-ESTIMATION | NO-ESTIMATION | NO-ESTIMATION | NO-ESTIMATION | CAPACITY-FACTOR-V1
FRA | France | Sausheim |  | WRI1024374 | 11.7 | 47.7822 | 7.4003 | Biomass | [5 empty] | Open Power System Data | http://data.open-power-system-data.org/renewable_power_plants/2016-10-21/ | Open Power System Data | 1061202 | [14 empty] | HYDRO-V1 | HYDRO-V1 | HYDRO-V1 | HYDRO-V1 | HYDRO-V1
FRA | France | OrlÃ©ans |  | WRI1024274 | 12 | 47.8825 | 1.9166 | Biomass | [5 empty] | Open Power System Data | http://data.open-power-system-data.org/renewable_power_plants/2016-10-21/ | Open Power System Data | [15 empty] | NO-ESTIMATION | NO-ESTIMATION | NO-ESTIMATION | NO-ESTIMATION | CAPACITY-FACTOR-V1
FRA | France | Concarneau |  | WRI1025113 | 2.895 | 47.8962 | -3.9075 | Biomass | [5 empty] | Open Power System Data | http://data.open-power-system-data.org/renewable_power_plants/2016-10-21/ | Open Power System Data | 1069313 | [14 empty] | NO-ESTIMATION | NO-ESTIMATION | NO-ESTIMATION | NO-ESTIMATION | CAPACITY-FACTOR-V1
FRA | France | Le Mans |  | WRI1024141 | 14.375 | 47.9889 | 0.2000 | Biomass | [5 empty] | Open Power System Data | http://data.open-power-system-data.org/renewable_power_plants/2016-10-21/ | Open Power System Data | [15 empty] | HYDRO-V1 | HYDRO-V1 | HYDRO-V1 | HYDRO-V1 | HYDRO-V1
FRA | France | Gueltas |  | WRI1025728 | 1.065 | 48.0915 | -2.8110 | Biomass | [5 empty] | Open Power System Data | http://data.open-power-system-data.org/renewable_power_plants/2016-10-21/ | Open Power System Data | [15 empty] | HYDRO-V1 | HYDRO-V1 | HYDRO-V1 | HYDRO-V1 | HYDRO-V1
FRA | France | Chaumont |  | WRI1024993 | 4.2 | 48.0976 | 5.1399 | Biomass | [5 empty] | Open Power System Data | http://data.open-power-system-data.org/renewable_power_plants/2016-10-21/ | Open Power System Data | 1061206 | [14 empty] | NO-ESTIMATION | NO-ESTIMATION | NO-ESTIMATION | NO-ESTIMATION | CAPACITY-FACTOR-V1
FRA | France | ChangÃ© |  | WRI1024616 | 9 | 48.1077 | -0.7997 | Biomass | [5 empty] | Open Power System Data | http://data.open-power-system-data.org/renewable_power_plants/2016-10-21/ | Open Power System Data | [15 empty] | NO-ESTIMATION | NO-ESTIMATION | NO-ESTIMATION | NO-ESTIMATION | CAPACITY-FACTOR-V1
FRA | France | Pithiviers |  | WRI1024912 | 4.97 | 48.1802 | 2.2490 | Biomass | [5 empty] | Open Power System Data | http://data.open-power-system-data.org/renewable_power_plants/2016-10-21/ | Open Power System Data | [15 empty] | NO-ESTIMATION | NO-ESTIMATION | NO-ESTIMATION | NO-ESTIMATION | CAPACITY-FACTOR-V1
FRA | France | RibeauvillÃ© |  | WRI1025486 | 1.413 | 48.2063 | 7.2867 | Biomass | [5 empty] | Open Power System Data | http://data.open-power-system-data.org/renewable_power_plants/2016-10-21/ | Open Power System Data | [15 empty] | NO-ESTIMATION | NO-ESTIMATION | NO-ESTIMATION | NO-ESTIMATION | CAPACITY-FACTOR-V1
FRA | France | Montreuil-sur-Barse |  | WRI1025264 | 2.11 | 48.2167 | 4.2856 | Biomass | [5 empty] | Open Power System Data | http://data.open-power-system-data.org/renewable_power_plants/2016-10-21/ | Open Power System Data | [15 empty] | NO-ESTIMATION | NO-ESTIMATION | NO-ESTIMATION | NO-ESTIMATION | CAPACITY-FACTOR-V1
FRA | France | Bar-sur-Aube |  | WRI1025442 | 1.5 | 48.2340 | 4.7152 | Biomass | [5 empty] | Open Power System Data | http://data.open-power-system-data.org/renewable_power_plants/2016-10-21/ | Open Power System Data | [15 empty] | NO-ESTIMATION | NO-ESTIMATION | NO-ESTIMATION | NO-ESTIMATION | CAPACITY-FACTOR-V1
FRA | France | Saint-Gilles-du-MenÃ© |  | WRI1025405 | 1.6 | 48.2434 | -2.5508 | Biomass | [5 empty] | Open Power System Data | http://data.open-power-system-data.org/renewable_power_plants/2016-10-21/ | Open Power System Data | [15 empty] | NO-ESTIMATION | NO-ESTIMATION | NO-ESTIMATION | NO-ESTIMATION | CAPACITY-FACTOR-V1
FRA | France | Rambervillers |  | WRI1024823 | 6.176 | 48.3462 | 6.6317 | Biomass | [5 empty] | Open Power System Data | http://data.open-power-system-data.org/renewable_power_plants/2016-10-21/ | Open Power System Data | 1080599 | [14 empty] | HYDRO-V1 | HYDRO-V1 | HYDRO-V1 | HYDRO-V1 | HYDRO-V1
FRA | France | Saint-Fraimbault-de-PriÃ¨res |  | WRI1025484 | 1.415 | 48.3492 | -0.5744 | Biomass | [5 empty] | Open Power System Data | http://data.open-power-system-data.org/renewable_power_plants/2016-10-21/ | Open Power System Data | [15 empty] | WIND-V1 | WIND-V1 | WIND-V1 | WIND-V1 | WIND-V1
FRA | France | Montereau-Fault-Yonne |  | WRI1024813 | 6.3 | 48.3901 | 2.9618 | Biomass | [5 empty] | Open Power System Data | http://data.open-power-system-data.org/renewable_power_plants/2016-10-21/ | Open Power System Data | [15 empty] | NO-ESTIMATION | NO-ESTIMATION | NO-ESTIMATION | NO-ESTIMATION | CAPACITY-FACTOR-V1
FRA | France | Ã‰tampes |  | WRI1025256 | 2.126 | 48.4218 | 2.1378 | Biomass | [5 empty] | Open Power System Data | http://data.open-power-system-data.org/renewable_power_plants/2016-10-21/ | Open Power System Data | [15 empty] | NO-ESTIMATION | NO-ESTIMATION | NO-ESTIMATION | NO-ESTIMATION | CAPACITY-FACTOR-V1
FRA | France | Mainvilliers |  | WRI1024640 | 8.7 | 48.4623 | 1.4458 | Biomass | [5 empty] | Open Power System Data | http://data.open-power-system-data.org/renewable_power_plants/2016-10-21/ | Open Power System Data | [15 empty] | NO-ESTIMATION | NO-ESTIMATION | NO-ESTIMATION | NO-ESTIMATION | CAPACITY-FACTOR-V1
FRA | France | Saint-Aubin |  | WRI1025700 | 1.095 | 48.4831 | 3.5535 | Biomass | [5 empty] | Open Power System Data | http://data.open-power-system-data.org/renewable_power_plants/2016-10-21/ | Open Power System Data | [15 empty] | WIND-V1 | WIND-V1 | WIND-V1 | WIND-V1 | WIND-V1
FRA | France | Vaux-le-PÃ©nil |  | WRI1024143 | 14.302 | 48.5244 | 2.6979 | Biomass | [5 empty] | Open Power System Data | http://data.open-power-system-data.org/renewable_power_plants/2016-10-21/ | Open Power System Data | [15 empty] | NO-ESTIMATION | WIND-V1 | WIND-V1 | WIND-V1 | WIND-V1
FRA | France | Strasbourg |  | WRI1024067 | 19.446 | 48.5716 | 7.7678 | Biomass | [5 empty] | Open Power System Data | http://data.open-power-system-data.org/renewable_power_plants/2016-10-21/ | Open Power System Data | [15 empty] | HYDRO-V1 | HYDRO-V1 | HYDRO-V1 | HYDRO-V1 | HYDRO-V1
FRA | France | Vert-le-Grand |  | WRI1024037 | 21.166 | 48.5840 | 2.3673 | Biomass | [5 empty] | Open Power System Data | http://data.open-power-system-data.org/renewable_power_plants/2016-10-21/ | Open Power System Data | [15 empty] | NO-ESTIMATION | NO-ESTIMATION | NO-ESTIMATION | NO-ESTIMATION | CAPACITY-FACTOR-V1
FRA | France | Fouju |  | WRI1025384 | 1.672 | 48.5880 | 2.7654 | Biomass | [5 empty] | Open Power System Data | http://data.open-power-system-data.org/renewable_power_plants/2016-10-21/ | Open Power System Data | [15 empty] | NO-ESTIMATION | NO-ESTIMATION | NO-ESTIMATION | NO-ESTIMATION | CAPACITY-FACTOR-V1
FRA | France | Isigny-le-Buat |  | WRI1025597 | 1.215 | 48.6213 | -1.1828 | Biomass | [5 empty] | Open Power System Data | http://data.open-power-system-data.org/renewable_power_plants/2016-10-21/ | Open Power System Data | [15 empty] | WIND-V1 | WIND-V1 | WIND-V1 | WIND-V1 | WIND-V1
FRA | France | Soignolles-en-Brie |  | WRI1025485 | 1.415 | 48.6452 | 2.7080 | Biomass | [5 empty] | Open Power System Data | http://data.open-power-system-data.org/renewable_power_plants/2016-10-21/ | Open Power System Data | [15 empty] | NO-ESTIMATION | NO-ESTIMATION | NO-ESTIMATION | SOLAR-V1 | SOLAR-V1
FRA | France | Villejust |  | WRI1025044 | 3.605 | 48.6784 | 2.2233 | Biomass | [5 empty] | Open Power System Data | http://data.open-power-system-data.org/renewable_power_plants/2016-10-21/ | Open Power System Data | [15 empty] | NO-ESTIMATION | NO-ESTIMATION | NO-ESTIMATION | NO-ESTIMATION | CAPACITY-FACTOR-V1
FRA | France | Varennes-Jarcy |  | WRI1025136 | 2.7 | 48.6807 | 2.5625 | Biomass | [5 empty] | Open Power System Data | http://data.open-power-system-data.org/renewable_power_plants/2016-10-21/ | Open Power System Data | [15 empty] | NO-ESTIMATION | NO-ESTIMATION | NO-ESTIMATION | NO-ESTIMATION | CAPACITY-FACTOR-V1
FRA | France | Fel |  | WRI1025701 | 1.095 | 48.7931 | 0.1124 | Biomass | [5 empty] | Open Power System Data | http://data.open-power-system-data.org/renewable_power_plants/2016-10-21/ | Open Power System Data | [15 empty] | NO-ESTIMATION | NO-ESTIMATION | NO-ESTIMATION | NO-ESTIMATION | CAPACITY-FACTOR-V1
FRA | France | Schweighouse-sur-Moder |  | WRI1025192 | 2.4 | 48.8174 | 7.7393 | Biomass | [5 empty] | Open Power System Data | http://data.open-power-system-data.org/renewable_power_plants/2016-10-21/ | Open Power System Data | [15 empty] | NO-ESTIMATION | NO-ESTIMATION | NO-ESTIMATION | NO-ESTIMATION | CAPACITY-FACTOR-V1
FRA | France | Issy-les-Moulineaux |  | WRI1023945 | 55 | 48.8231 | 2.2645 | Biomass | [5 empty] | Open Power System Data | http://data.open-power-system-data.org/renewable_power_plants/2016-10-21/ | Open Power System Data | 1031384 | [14 empty] | NO-ESTIMATION | NO-ESTIMATION | NO-ESTIMATION | NO-ESTIMATION | CAPACITY-FACTOR-V1
FRA | France | Saint-Thibault-des-Vignes |  | WRI1024380 | 11.52 | 48.8642 | 2.6766 | Biomass | [5 empty] | Open Power System Data | http://data.open-power-system-data.org/renewable_power_plants/2016-10-21/ | Open Power System Data | 1061158 | [14 empty] | NO-ESTIMATION | NO-ESTIMATION | NO-ESTIMATION | NO-ESTIMATION | CAPACITY-FACTOR-V1
FRA | France | Saint-Ouen |  | WRI1024169 | 13.4 | 48.9097 | 2.3332 | Biomass | [5 empty] | Open Power System Data | http://data.open-power-system-data.org/renewable_power_plants/2016-10-21/ | Open Power System Data | [15 empty] | NO-ESTIMATION | NO-ESTIMATION | NO-ESTIMATION | NO-ESTIMATION | NO-ESTIMATION
FRA | France | LesmÃ©nils |  | WRI1025778 | 1.008 | 48.9314 | 6.1108 | Biomass | [5 empty] | Open Power System Data | http://data.open-power-system-data.org/renewable_power_plants/2016-10-21/ | Open Power System Data | [15 empty] | NO-ESTIMATION | NO-ESTIMATION | NO-ESTIMATION | NO-ESTIMATION | CAPACITY-FACTOR-V1
FRA | France | Argenteuil |  | WRI1024458 | 10.3 | 48.9518 | 2.2406 | Biomass | [5 empty] | Open Power System Data | http://data.open-power-system-data.org/renewable_power_plants/2016-10-21/ | Open Power System Data | [15 empty] | HYDRO-V1 | HYDRO-V1 | HYDRO-V1 | HYDRO-V1 | HYDRO-V1
FRA | France | Guichainville |  | WRI1024638 | 8.75 | 48.9802 | 1.1790 | Biomass | [5 empty] | Open Power System Data | http://data.open-power-system-data.org/renewable_power_plants/2016-10-21/ | Open Power System Data | [15 empty] | NO-ESTIMATION | NO-ESTIMATION | NO-ESTIMATION | NO-ESTIMATION | CAPACITY-FACTOR-V1
FRA | France | Sarcelles |  | WRI1024976 | 4.4 | 48.9903 | 2.3813 | Biomass | [5 empty] | Open Power System Data | http://data.open-power-system-data.org/renewable_power_plants/2016-10-21/ | Open Power System Data | 1034757 | [14 empty] | NO-ESTIMATION | NO-ESTIMATION | NO-ESTIMATION | NO-ESTIMATION | CAPACITY-FACTOR-V1
FRA | France | Isles-les-Meldeuses |  | WRI1025315 | 1.9 | 48.9980 | 3.0133 | Biomass | [5 empty] | Open Power System Data | http://data.open-power-system-data.org/renewable_power_plants/2016-10-21/ | Open Power System Data | [15 empty] | SOLAR-V1 | SOLAR-V1 | SOLAR-V1 | SOLAR-V1 | SOLAR-V1
FRA | France | Le Plessis-Gassot |  | WRI1024093 | 17.6 | 49.0361 | 2.4150 | Biomass | [5 empty] | Open Power System Data | http://data.open-power-system-data.org/renewable_power_plants/2016-10-21/ | Open Power System Data | [15 empty] | SOLAR-V1 | SOLAR-V1 | SOLAR-V1 | SOLAR-V1 | SOLAR-V1
FRA | France | La Veuve |  | WRI1024605 | 9.1 | 49.0371 | 4.3337 | Biomass | [5 empty] | Open Power System Data | http://data.open-power-system-data.org/renewable_power_plants/2016-10-21/ | Open Power System Data | 1115327 | [14 empty] | NO-ESTIMATION | NO-ESTIMATION | NO-ESTIMATION | NO-ESTIMATION | CAPACITY-FACTOR-V1
FRA | France | Teting-sur-Nied |  | WRI1025130 | 2.72 | 49.0533 | 6.6686 | Biomass | [5 empty] | Open Power System Data | http://data.open-power-system-data.org/renewable_power_plants/2016-10-21/ | Open Power System Data | [15 empty] | NO-ESTIMATION | NO-ESTIMATION | NO-ESTIMATION | NO-ESTIMATION | CAPACITY-FACTOR-V1
FRA | France | Amanvillers |  | WRI1025738 | 1.06 | 49.1599 | 6.0462 | Biomass | [5 empty] | Open Power System Data | http://data.open-power-system-data.org/renewable_power_plants/2016-10-21/ | Open Power System Data | [15 empty] | HYDRO-V1 | HYDRO-V1 | HYDRO-V1 | HYDRO-V1 | HYDRO-V1
FRA | France | Morsbach |  | WRI1025358 | 1.737 | 49.1679 | 6.8660 | Biomass | [5 empty] | Open Power System Data | http://data.open-power-system-data.org/renewable_power_plants/2016-10-21/ | Open Power System Data | [15 empty] | HYDRO-V1 | HYDRO-V1 | HYDRO-V1 | HYDRO-V1 | HYDRO-V1
FRA | France | Labry |  | WRI1025383 | 1.675 | 49.1832 | 5.8724 | Biomass | [5 empty] | Open Power System Data | http://data.open-power-system-data.org/renewable_power_plants/2016-10-21/ | Open Power System Data | [15 empty] | NO-ESTIMATION | NO-ESTIMATION | NO-ESTIMATION | NO-ESTIMATION | NO-ESTIMATION
FRA | France | CrÃ©py-en-Valois |  | WRI1025068 | 3.35 | 49.2361 | 2.8967 | Biomass | [5 empty] | Open Power System Data | http://data.open-power-system-data.org/renewable_power_plants/2016-10-21/ | Open Power System Data | [15 empty] | SOLAR-V1 | SOLAR-V1 | SOLAR-V1 | SOLAR-V1 | SOLAR-V1
FRA | France | Esquay-sur-Seulles |  | WRI1025478 | 1.432 | 49.2717 | -0.6229 | Biomass | [5 empty] | Open Power System Data | http://data.open-power-system-data.org/renewable_power_plants/2016-10-21/ | Open Power System Data | 1112111 | [14 empty] | NO-ESTIMATION | NO-ESTIMATION | NO-ESTIMATION | NO-ESTIMATION | CAPACITY-FACTOR-V1
FRA | France | Villers-Saint-Paul |  | WRI1024144 | 14.3 | 49.2885 | 2.4930 | Biomass | [5 empty] | Open Power System Data | http://data.open-power-system-data.org/renewable_power_plants/2016-10-21/ | Open Power System Data | [15 empty] | NO-ESTIMATION | NO-ESTIMATION | NO-ESTIMATION | NO-ESTIMATION | SOLAR-V1
FRA | France | Ã‰trÃ©ville |  | WRI1025731 | 1.063 | 49.3800 | 0.6558 | Biomass | [5 empty] | Open Power System Data | http://data.open-power-system-data.org/renewable_power_plants/2016-10-21/ | Open Power System Data | [15 empty] | NO-ESTIMATION | NO-ESTIMATION | NO-ESTIMATION | NO-ESTIMATION | CAPACITY-FACTOR-V1
FRA | France | Saint-Ã‰tienne-du-Rouvray |  | WRI1025685 | 1.105 | 49.3814 | 1.0900 | Biomass | [5 empty] | Open Power System Data | http://data.open-power-system-data.org/renewable_power_plants/2016-10-21/ | Open Power System Data | [15 empty] | NO-ESTIMATION | NO-ESTIMATION | NO-ESTIMATION | SOLAR-V1 | SOLAR-V1
FRA | France | Bailleul-sur-ThÃ©rain |  | WRI1025172 | 2.478 | 49.3852 | 2.2310 | Biomass | [5 empty] | Open Power System Data | http://data.open-power-system-data.org/renewable_power_plants/2016-10-21/ | Open Power System Data | [15 empty] | NO-ESTIMATION | NO-ESTIMATION | NO-ESTIMATION | NO-ESTIMATION | SOLAR-V1
FRA | France | Allemant |  | WRI1025560 | 1.26 | 49.4624 | 3.4535 | Biomass | [5 empty] | Open Power System Data | http://data.open-power-system-data.org/renewable_power_plants/2016-10-21/ | Open Power System Data | [15 empty] | NO-ESTIMATION | NO-ESTIMATION | NO-ESTIMATION | NO-ESTIMATION | SOLAR-V1
FRA | France | Gonfreville-l'Orcher |  | WRI1025733 | 1.063 | 49.4853 | 0.2219 | Biomass | [5 empty] | Open Power System Data | http://data.open-power-system-data.org/renewable_power_plants/2016-10-21/ | Open Power System Data |  |  |  |  | 1391.239 | 1349.078 | 1626.984 |  |  | JRC-PPDB-OPEN | [5 empty] | NO-ESTIMATION | SOLAR-V1 | SOLAR-V1 | SOLAR-V1 | SOLAR-V1
FRA | France | Fontenay-sur-Mer |  | WRI1025197 | 2.376 | 49.4937 | -1.3081 | Biomass | [5 empty] | Open Power System Data | http://data.open-power-system-data.org/renewable_power_plants/2016-10-21/ | Open Power System Data | [15 empty] | NO-ESTIMATION | NO-ESTIMATION | NO-ESTIMATION | NO-ESTIMATION | CAPACITY-FACTOR-V1
FRA | France | Saint-Jean-de-Folleville |  | WRI1024072 | 18.484 | 49.5056 | 0.4998 | Biomass | [5 empty] | Open Power System Data | http://data.open-power-system-data.org/renewable_power_plants/2016-10-21/ | Open Power System Data | [15 empty] | NO-ESTIMATION | NO-ESTIMATION | NO-ESTIMATION | NO-ESTIMATION | CAPACITY-FACTOR-V1
FRA | France | Boves |  | WRI1025308 | 1.903 | 49.8414 | 2.3826 | Biomass | [5 empty] | Open Power System Data | http://data.open-power-system-data.org/renewable_power_plants/2016-10-21/ | Open Power System Data | [15 empty] | NO-ESTIMATION | NO-ESTIMATION | NO-ESTIMATION | NO-ESTIMATION | CAPACITY-FACTOR-V1
FRA | France | Fresnoy-Folny |  | WRI1025278 | 2.001 | 49.8873 | 1.4359 | Biomass | [5 empty] | Open Power System Data | http://data.open-power-system-data.org/renewable_power_plants/2016-10-21/ | Open Power System Data | [15 empty] | NO-ESTIMATION | NO-ESTIMATION | NO-ESTIMATION | NO-ESTIMATION | CAPACITY-FACTOR-V1
FRA | France | Ã‰teigniÃ¨res |  | WRI1025460 | 1.48 | 49.8907 | 4.4031 | Biomass | [5 empty] | Open Power System Data | http://data.open-power-system-data.org/renewable_power_plants/2016-10-21/ | Open Power System Data | [15 empty] | WIND-V1 | WIND-V1 | WIND-V1 | WIND-V1 | WIND-V1
FRA | France | Amiens |  | WRI1025116 | 2.83 | 49.9003 | 2.2907 | Biomass | [5 empty] | Open Power System Data | http://data.open-power-system-data.org/renewable_power_plants/2016-10-21/ | Open Power System Data | [15 empty] | HYDRO-V1 | HYDRO-V1 | HYDRO-V1 | HYDRO-V1 | HYDRO-V1
FRA | France | Nurlu |  | WRI1025766 | 1.021 | 50.0040 | 3.0158 | Biomass | [5 empty] | Open Power System Data | http://data.open-power-system-data.org/renewable_power_plants/2016-10-21/ | Open Power System Data | [15 empty] | NO-ESTIMATION | NO-ESTIMATION | NO-ESTIMATION | NO-ESTIMATION | CAPACITY-FACTOR-V1
FRA | France | Graincourt-lÃ¨s-Havrincourt |  | WRI1025724 | 1.067 | 50.1424 | 3.0976 | Biomass | [5 empty] | Open Power System Data | http://data.open-power-system-data.org/renewable_power_plants/2016-10-21/ | Open Power System Data | [15 empty] | NO-ESTIMATION | NO-ESTIMATION | NO-ESTIMATION | NO-ESTIMATION | CAPACITY-FACTOR-V1
FRA | France | Douchy-les-Mines |  | WRI1024807 | 6.37 | 50.2994 | 3.3894 | Biomass | [5 empty] | Open Power System Data | http://data.open-power-system-data.org/renewable_power_plants/2016-10-21/ | Open Power System Data | 1061183 | [14 empty] | NO-ESTIMATION | NO-ESTIMATION | NO-ESTIMATION | NO-ESTIMATION | CAPACITY-FACTOR-V1
FRA | France | Lewarde |  | WRI1025067 | 3.35 | 50.3367 | 3.1689 | Biomass | [5 empty] | Open Power System Data | http://data.open-power-system-data.org/renewable_power_plants/2016-10-21/ | Open Power System Data | [15 empty] | NO-ESTIMATION | NO-ESTIMATION | NO-ESTIMATION | NO-ESTIMATION | CAPACITY-FACTOR-V1
FRA | France | Noyelles-sous-Lens |  | WRI1024668 | 8.325 | 50.4288 | 2.8754 | Biomass | [5 empty] | Open Power System Data | http://data.open-power-system-data.org/renewable_power_plants/2016-10-21/ | Open Power System Data | [15 empty] | NO-ESTIMATION | NO-ESTIMATION | NO-ESTIMATION | NO-ESTIMATION | NO-ESTIMATION
FRA | France | Hersin-Coupigny |  | WRI1025353 | 1.75 | 50.4451 | 2.6423 | Biomass | [5 empty] | Open Power System Data | http://data.open-power-system-data.org/renewable_power_plants/2016-10-21/ | Open Power System Data | [15 empty] | NO-ESTIMATION | NO-ESTIMATION | NO-ESTIMATION | SOLAR-V1 | SOLAR-V1
FRA | France | Bimont |  | WRI1025791 | 1 | 50.5409 | 1.9089 | Biomass | [5 empty] | Open Power System Data | http://data.open-power-system-data.org/renewable_power_plants/2016-10-21/ | Open Power System Data | [15 empty] | NO-ESTIMATION | NO-ESTIMATION | NO-ESTIMATION | NO-ESTIMATION | CAPACITY-FACTOR-V1
FRA | France | Dannes |  | WRI1025423 | 1.56 | 50.5928 | 1.6061 | Biomass | [5 empty] | Open Power System Data | http://data.open-power-system-data.org/renewable_power_plants/2016-10-21/ | Open Power System Data | [15 empty] | NO-ESTIMATION | NO-ESTIMATION | NO-ESTIMATION | NO-ESTIMATION | CAPACITY-FACTOR-V1
FRA | France | Marquette-lez-Lille |  | WRI1025567 | 1.25 | 50.6744 | 3.0604 | Biomass | [5 empty] | Open Power System Data | http://data.open-power-system-data.org/renewable_power_plants/2016-10-21/ | Open Power System Data | [15 empty] | HYDRO-V1 | HYDRO-V1 | HYDRO-V1 | HYDRO-V1 | HYDRO-V1
FRA | France | Blaringhem |  | WRI1025088 | 3.193 | 50.6900 | 2.4088 | Biomass | [5 empty] | Open Power System Data | http://data.open-power-system-data.org/renewable_power_plants/2016-10-21/ | Open Power System Data | [15 empty] | NO-ESTIMATION | SOLAR-V1 | SOLAR-V1 | SOLAR-V1 | SOLAR-V1
FRA | France | Arques |  | WRI1024626 | 8.9 | 50.7409 | 2.3196 | Biomass | [5 empty] | Open Power System Data | http://data.open-power-system-data.org/renewable_power_plants/2016-10-21/ | Open Power System Data | [15 empty] | HYDRO-V1 | HYDRO-V1 | HYDRO-V1 | HYDRO-V1 | HYDRO-V1
FRA | France | Sainte-Marie-Kerque |  | WRI1025446 | 1.5 | 50.8923 | 2.1517 | Biomass | [5 empty] | Open Power System Data | http://data.open-power-system-data.org/renewable_power_plants/2016-10-21/ | Open Power System Data | [15 empty] | NO-ESTIMATION | SOLAR-V1 | SOLAR-V1 | SOLAR-V1 | SOLAR-V1
FRA | France | Calais |  | WRI1025746 | 1.043 | 50.9501 | 1.8759 | Biomass | [5 empty] | Open Power System Data | http://data.open-power-system-data.org/renewable_power_plants/2016-10-21/ | Open Power System Data | [15 empty] | NO-ESTIMATION | NO-ESTIMATION | NO-ESTIMATION | NO-ESTIMATION | CAPACITY-FACTOR-V1
FRA | France | Dunkerque |  | WRI1024766 | 7.15 | 51.0306 | 2.3370 | Biomass | [5 empty] | Open Power System Data | http://data.open-power-system-data.org/renewable_power_plants/2016-10-21/ | Open Power System Data | [15 empty] | NO-ESTIMATION | NO-ESTIMATION | NO-ESTIMATION | NO-ESTIMATION | CAPACITY-FACTOR-V1
GBR | United Kingdom | Pengelly Barton Farm |  | GBR2001114 | 1 | 50.1422 | -5.3398 | Biomass |  |  |  |  | Pengelly Farms | UK Renewable Energy Planning Database | https://www.gov.uk/government/collections/renewable-energy-planning-data | UK Renewable Energy Planning Database | [15 empty] | NO-ESTIMATION | NO-ESTIMATION | NO-ESTIMATION | NO-ESTIMATION | CAPACITY-FACTOR-V1
GBR | United Kingdom | Derriford Hospital |  | GBR0000064 | 1.5 | 50.4167 | -4.1137 | Biomass |  |  |  |  | Plymouth Hospital NHS Trust | UK Renewable Energy Planning Database | https://www.gov.uk/government/collections/renewable-energy-planning-data | UK Renewable Energy Planning Database | [15 empty] | NO-ESTIMATION | NO-ESTIMATION | NO-ESTIMATION | NO-ESTIMATION | CAPACITY-FACTOR-V1
GBR | United Kingdom | Dartmoor Bio Power |  | GBR0006442 | 3.9 | 50.4514 | -4.1128 | Biomass |  |  |  |  | Dartmoor Bio Power 1 | UK Renewable Energy Planning Database | https://www.gov.uk/government/collections/renewable-energy-planning-data | UK Renewable Energy Planning Database | [15 empty] | NO-ESTIMATION | NO-ESTIMATION | NO-ESTIMATION | NO-ESTIMATION | CAPACITY-FACTOR-V1
GBR | United Kingdom | Gore Cross - AD |  | GBR0000327 | 2.2 | 50.6756 | -1.2524 | Biomass |  |  |  |  | Wight Farm Energy | UK Renewable Energy Planning Database | https://www.gov.uk/government/collections/renewable-energy-planning-data | UK Renewable Energy Planning Database | [15 empty] | NO-ESTIMATION | NO-ESTIMATION | NO-ESTIMATION | NO-ESTIMATION | CAPACITY-FACTOR-V1
GBR | United Kingdom | Hogsbrook Farm - Farm AD |  | GBR0000376 | 1 | 50.6928 | -3.3841 | Biomass |  |  |  |  | Greener for Life Energy | UK Renewable Energy Planning Database | https://www.gov.uk/government/collections/renewable-energy-planning-data | UK Renewable Energy Planning Database | 1113028 | [14 empty] | NO-ESTIMATION | NO-ESTIMATION | NO-ESTIMATION | NO-ESTIMATION | CAPACITY-FACTOR-V1
GBR | United Kingdom | Enfield Farm |  | GBR0006390 | 2 | 50.7077 | -3.4406 | Biomass |  |  |  |  | Greener For Life Energy | UK Renewable Energy Planning Database | https://www.gov.uk/government/collections/renewable-energy-planning-data | UK Renewable Energy Planning Database | [15 empty] | NO-ESTIMATION | NO-ESTIMATION | NO-ESTIMATION | NO-ESTIMATION | CAPACITY-FACTOR-V1
GBR | United Kingdom | Greenhill Anaerobic Digestion Plant |  | GBR2001131 | 1 | 50.7219 | -1.2896 | Biomass |  |  |  |  | Black Dog Biogas | UK Renewable Energy Planning Database | https://www.gov.uk/government/collections/renewable-energy-planning-data | UK Renewable Energy Planning Database | [15 empty] | NO-ESTIMATION | NO-ESTIMATION | NO-ESTIMATION | NO-ESTIMATION | CAPACITY-FACTOR-V1
GBR | United Kingdom | Double H Nurseries Biomass Plant |  | GBR0000022 | 1.5 | 50.7508 | -1.6781 | Biomass |  |  |  |  | Double H Nurseries | UK Renewable Energy Planning Database | https://www.gov.uk/government/collections/renewable-energy-planning-data | UK Renewable Energy Planning Database | [15 empty] | WIND-V1 | WIND-V1 | WIND-V1 | WIND-V1 | WIND-V1
GBR | United Kingdom | Bourne Park AD (AD) |  | GBR0000366 | 1.1 | 50.7771 | -2.3941 | Biomass |  |  |  |  | Eco Sustainable Solutions | UK Renewable Energy Planning Database | https://www.gov.uk/government/collections/renewable-energy-planning-data | UK Renewable Energy Planning Database | [15 empty] | NO-ESTIMATION | SOLAR-V1 | SOLAR-V1 | SOLAR-V1 | SOLAR-V1
GBR | United Kingdom | Eco Composting |  | GBR0000139 | 3.2 | 50.7860 | -1.8569 | Biomass |  |  |  |  | Eco Sustainable Solutions | UK Renewable Energy Planning Database | https://www.gov.uk/government/collections/renewable-energy-planning-data | UK Renewable Energy Planning Database | 1100003 | [14 empty] | NO-ESTIMATION | NO-ESTIMATION | NO-ESTIMATION | NO-ESTIMATION | CAPACITY-FACTOR-V1
GBR | United Kingdom | Sefter Farm AD Plant (Farm AD) |  | GBR0000227 | 1 | 50.7890 | -0.7373 | Biomass |  |  |  |  | Barfoots of Botley | UK Renewable Energy Planning Database | https://www.gov.uk/government/collections/renewable-energy-planning-data | UK Renewable Energy Planning Database | 1099975 | [14 empty] | NO-ESTIMATION | NO-ESTIMATION | SOLAR-V1 | SOLAR-V1 | SOLAR-V1
GBR | United Kingdom | North Tamar Environ Project - Holsworthy (Farm AD) |  | GBR0000209 | 1.4 | 50.8280 | -4.3520 | Biomass |  |  |  |  | Holsworthy Biogas Company ( North Tamar Business Network) | UK Renewable Energy Planning Database | https://www.gov.uk/government/collections/renewable-energy-planning-data | UK Renewable Energy Planning Database | 1048912 | [14 empty] | NO-ESTIMATION | NO-ESTIMATION | NO-ESTIMATION | NO-ESTIMATION | CAPACITY-FACTOR-V1
GBR | United Kingdom | Broadley Copse |  | GBR2001129 | 2.2 | 50.8736 | -0.8489 | Biomass |  |  |  |  | Broadley Energy | UK Renewable Energy Planning Database | https://www.gov.uk/government/collections/renewable-energy-planning-data | UK Renewable Energy Planning Database | [15 empty] | NO-ESTIMATION | NO-ESTIMATION | NO-ESTIMATION | WIND-V1 | WIND-V1
GBR | United Kingdom | Lowbrook Farm Anaerobic Digester (Farm AD) |  | GBR0000235 | 1.3 | 50.8832 | -2.3022 | Biomass | [5 empty] | UK Renewable Energy Planning Database | https://www.gov.uk/government/collections/renewable-energy-planning-data | UK Renewable Energy Planning Database | 1100024 | [14 empty] | NO-ESTIMATION | NO-ESTIMATION | NO-ESTIMATION | WIND-V1 | WIND-V1
GBR | United Kingdom | Willand AD |  | GBR2001101 | 2 | 50.8923 | -3.3801 | Biomass |  |  |  |  | Greener for Life Energy | UK Renewable Energy Planning Database | https://www.gov.uk/government/collections/renewable-energy-planning-data | UK Renewable Energy Planning Database | [15 empty] | WIND-V1 | WIND-V1 | WIND-V1 | WIND-V1 | WIND-V1
GBR | United Kingdom | Great Hele Farm AD farm waste |  | GBR0000345 | 1.3 | 51.0051 | -3.8238 | Biomass |  |  |  |  | Greener for Life Energy | UK Renewable Energy Planning Database | https://www.gov.uk/government/collections/renewable-energy-planning-data | UK Renewable Energy Planning Database | [15 empty] | WIND-V1 | WIND-V1 | WIND-V1 | WIND-V1 | WIND-V1
GBR | United Kingdom | BV Dairy (Farm AD) |  | GBR0000214 | 1.5 | 51.0112 | -2.1828 | Biomass |  |  |  |  | BV Dairy | UK Renewable Energy Planning Database | https://www.gov.uk/government/collections/renewable-energy-planning-data | UK Renewable Energy Planning Database | 1100009 | [14 empty] | WIND-V1 | WIND-V1 | WIND-V1 | WIND-V1 | WIND-V1
GBR | United Kingdom | Dimmer Anaerobic Digestor (Waste AD) |  | GBR0000294 | 3 | 51.0801 | -2.5561 | Biomass |  |  |  |  | Viridor / Wyvern Waste Services | UK Renewable Energy Planning Database | https://www.gov.uk/government/collections/renewable-energy-planning-data | UK Renewable Energy Planning Database | [15 empty] | NO-ESTIMATION | NO-ESTIMATION | NO-ESTIMATION | NO-ESTIMATION | CAPACITY-FACTOR-V1
GBR | United Kingdom | Brookhurst Wood (Waste AD) |  | GBR0000312 | 4.5 | 51.1028 | -0.3263 | Biomass |  |  |  |  | Biffa/West Sussex County Council | UK Renewable Energy Planning Database | https://www.gov.uk/government/collections/renewable-energy-planning-data | UK Renewable Energy Planning Database | [15 empty] | WIND-V1 | WIND-V1 | WIND-V1 | WIND-V1 | WIND-V1
GBR | United Kingdom | Wyke Farms Biogas (Farm AD) |  | GBR0000288 | 1 | 51.1117 | -2.4819 | Biomass |  |  |  |  | Wyke Farms | UK Renewable Energy Planning Database | https://www.gov.uk/government/collections/renewable-energy-planning-data | UK Renewable Energy Planning Database | 1094825 | [14 empty] | SOLAR-V1-NO-AGE | SOLAR-V1-NO-AGE | SOLAR-V1-NO-AGE | SOLAR-V1-NO-AGE | SOLAR-V1-NO-AGE
GBR | United Kingdom | Cannington Cold Stores |  | GBR0000277 | 3.3 | 51.1444 | -3.0969 | Biomass |  |  |  |  | Cannington Cold Stores Ltd / Cannington Bioenergy | UK Renewable Energy Planning Database | https://www.gov.uk/government/collections/renewable-energy-planning-data | UK Renewable Energy Planning Database | [15 empty] | NO-ESTIMATION | NO-ESTIMATION | NO-ESTIMATION | NO-ESTIMATION | CAPACITY-FACTOR-V1
GBR | United Kingdom | Codford Biogas (Waste AD) |  | GBR0000336 | 1.5 | 51.1725 | -2.0152 | Biomass |  |  |  |  | J M Stratton & Co | UK Renewable Energy Planning Database | https://www.gov.uk/government/collections/renewable-energy-planning-data | UK Renewable Energy Planning Database | [15 empty] | WIND-V1 | WIND-V1 | WIND-V1 | WIND-V1 | WIND-V1
GBR | United Kingdom | Walpole Landfill AD (Waste AD) |  | GBR0000317 | 1.6 | 51.1839 | -2.9829 | Biomass |  |  |  |  | Viridor | UK Renewable Energy Planning Database | https://www.gov.uk/government/collections/renewable-energy-planning-data | UK Renewable Energy Planning Database | [15 empty] | NO-ESTIMATION | NO-ESTIMATION | NO-ESTIMATION | SOLAR-V1 | SOLAR-V1
GBR | United Kingdom | Green Waste Composting Facility (Waste AD) |  | GBR0000259 | 1.2 | 51.2168 | -1.0653 | Biomass |  |  |  |  | Barfoot Energy Projects Ltd | UK Renewable Energy Planning Database | https://www.gov.uk/government/collections/renewable-energy-planning-data | UK Renewable Energy Planning Database | [15 empty] | NO-ESTIMATION | NO-ESTIMATION | NO-ESTIMATION | SOLAR-V1 | SOLAR-V1
GBR | United Kingdom | Carousel Dairy AD Plant (Farm AD) |  | GBR0000275 | 1.5 | 51.2184 | -1.1299 | Biomass |  |  |  |  | Tamar Energy | UK Renewable Energy Planning Database | https://www.gov.uk/government/collections/renewable-energy-planning-data | UK Renewable Energy Planning Database | [15 empty] | WIND-V1 | WIND-V1 | WIND-V1 | WIND-V1 | WIND-V1
GBR | United Kingdom | Discovery Park |  | GBR2001005 | 16 | 51.2839 | 1.3457 | Biomass |  |  |  |  | Burmeister & Wain Scandinavian Contractor (BWSC) | UK Renewable Energy Planning Database | https://www.gov.uk/government/collections/renewable-energy-planning-data | UK Renewable Energy Planning Database | [15 empty] | NO-ESTIMATION | NO-ESTIMATION | WIND-V1 | WIND-V1 | WIND-V1
GBR | United Kingdom | Basingstoke Sewage Treatment Works |  | GBR0006054 | 1.2 | 51.2917 | -1.0343 | Biomass |  |  |  |  | Thames Water Utilities | UK Renewable Energy Planning Database | https://www.gov.uk/government/collections/renewable-energy-planning-data | UK Renewable Energy Planning Database | [15 empty] | WIND-V1 | WIND-V1 | WIND-V1 | WIND-V1 | WIND-V1
GBR | United Kingdom | St Nicholas Court Farm (AD) - resubmission |  | GBR0000325 | 1.2 | 51.3561 | 1.2440 | Biomass |  |  |  |  | St Nicholas Court Farms Ltd | UK Renewable Energy Planning Database | https://www.gov.uk/government/collections/renewable-energy-planning-data | UK Renewable Energy Planning Database | [15 empty] | WIND-V1 | WIND-V1 | WIND-V1 | WIND-V1 | WIND-V1
GBR | United Kingdom | Trumps Farm (AD) |  | GBR0000308 | 2.4 | 51.3820 | -0.5722 | Biomass |  |  |  |  | Agrivert | UK Renewable Energy Planning Database | https://www.gov.uk/government/collections/renewable-energy-planning-data | UK Renewable Energy Planning Database | [15 empty] | NO-ESTIMATION | NO-ESTIMATION | NO-ESTIMATION | NO-ESTIMATION | CAPACITY-FACTOR-V1
GBR | United Kingdom | Ridham CHP Plant |  | GBR0000106 | 25 | 51.3823 | 0.7588 | Biomass |  |  |  |  | MVV Energie Ridham Dock | UK Renewable Energy Planning Database | https://www.gov.uk/government/collections/renewable-energy-planning-data | UK Renewable Energy Planning Database | 1088002 | [14 empty] | HYDRO-V1 | HYDRO-V1 | HYDRO-V1 | HYDRO-V1 | HYDRO-V1
GBR | United Kingdom | Aberthaw Power Station Biomass |  | GBR0000001 | 35 | 51.3875 | -3.4066 | Biomass |  |  |  |  | RWE npower | UK Renewable Energy Planning Database | https://www.gov.uk/government/collections/renewable-energy-planning-data | UK Renewable Energy Planning Database | [15 empty] | NO-ESTIMATION | NO-ESTIMATION | NO-ESTIMATION | NO-ESTIMATION | CAPACITY-FACTOR-V1
GBR | United Kingdom | Bromham House Farm |  | GBR2001098 | 1.5 | 51.3917 | -2.0373 | Biomass |  |  |  |  | A J Butler & Sons Ltd | UK Renewable Energy Planning Database | https://www.gov.uk/government/collections/renewable-energy-planning-data | UK Renewable Energy Planning Database | [15 empty] | WIND-V1 | WIND-V1 | WIND-V1 | WIND-V1 | WIND-V1
GBR | United Kingdom | Charlton Lane Eco Park (Waste AD) |  | GBR2001010 | 1.7 | 51.4045 | -0.4407 | Biomass |  |  |  |  | Surrey County Council | UK Renewable Energy Planning Database | https://www.gov.uk/government/collections/renewable-energy-planning-data | UK Renewable Energy Planning Database | [15 empty] | NO-ESTIMATION | NO-ESTIMATION | NO-ESTIMATION | NO-ESTIMATION | CAPACITY-FACTOR-V1
GBR | United Kingdom | Heathrow Airport Biomass CHP |  | GBR0000129 | 1.8 | 51.4592 | -0.4595 | Biomass |  |  |  |  | Heathrow Airport | UK Renewable Energy Planning Database | https://www.gov.uk/government/collections/renewable-energy-planning-data | UK Renewable Energy Planning Database | 1070254 | [14 empty] | WIND-V1 | WIND-V1 | WIND-V1 | WIND-V1 | WIND-V1
GBR | United Kingdom | Tilbury Green Power |  | GBR2001002 | 43 | 51.4604 | 0.3497 | Biomass |  |  |  |  | Tilbury Green Power | UK Renewable Energy Planning Database | https://www.gov.uk/government/collections/renewable-energy-planning-data | UK Renewable Energy Planning Database | [15 empty] | NO-ESTIMATION | NO-ESTIMATION | NO-ESTIMATION | NO-ESTIMATION | CAPACITY-FACTOR-V1
GBR | United Kingdom | Cardiff Organic Waste Treatment Project (resubmission) |  | GBR0005081 | 2 | 51.4772 | -3.1365 | Biomass |  |  |  |  | Kelda Organic Energy | UK Renewable Energy Planning Database | https://www.gov.uk/government/collections/renewable-energy-planning-data | UK Renewable Energy Planning Database | [15 empty] | NO-ESTIMATION | NO-ESTIMATION | NO-ESTIMATION | NO-ESTIMATION | CAPACITY-FACTOR-V1
GBR | United Kingdom | Stormy Down (Waste AD) |  | GBR0004786 | 3 | 51.5072 | -3.6713 | Biomass |  |  |  |  | Agrivert | UK Renewable Energy Planning Database | https://www.gov.uk/government/collections/renewable-energy-planning-data | UK Renewable Energy Planning Database | [15 empty] | WIND-V1 | WIND-V1 | WIND-V1 | WIND-V1 | WIND-V1
GBR | United Kingdom | Avonmouth |  | GBR0000915 | 6.5 | 51.5097 | -2.6908 | Biomass |  |  |  |  | Avonmouth Biopower | UK Renewable Energy Planning Database | https://www.gov.uk/government/collections/renewable-energy-planning-data | UK Renewable Energy Planning Database | 1050139 | [14 empty] | NO-ESTIMATION | NO-ESTIMATION | NO-ESTIMATION | NO-ESTIMATION | CAPACITY-FACTOR-V1
GBR | United Kingdom | Avonmouth Low Carbon Energy Facility - Phase 2 |  | GBR0001014 | 6.5 | 51.5097 | -2.6908 | Biomass |  |  |  |  | Avonmouth Biopower | UK Renewable Energy Planning Database | https://www.gov.uk/government/collections/renewable-energy-planning-data | UK Renewable Energy Planning Database | [15 empty] | WIND-V1 | WIND-V1 | WIND-V1 | WIND-V1 | WIND-V1
GBR | United Kingdom | Bristol STW (Waste AD) |  | GBR0000232 | 10 | 51.5128 | -2.6700 | Biomass |  |  |  |  | GENeco | UK Renewable Energy Planning Database | https://www.gov.uk/government/collections/renewable-energy-planning-data | UK Renewable Energy Planning Database | [15 empty] | NO-ESTIMATION | NO-ESTIMATION | NO-ESTIMATION | NO-ESTIMATION | CAPACITY-FACTOR-V1
GBR | United Kingdom | Beckton STW Biodiesel Power Plant |  | GBR0000024 | 8 | 51.5178 | 0.0935 | Biomass |  |  |  |  | Balfor Beaty | UK Renewable Energy Planning Database | https://www.gov.uk/government/collections/renewable-energy-planning-data | UK Renewable Energy Planning Database | [15 empty] | HYDRO-V1 | HYDRO-V1 | HYDRO-V1 | HYDRO-V1 | HYDRO-V1
GBR | United Kingdom | Beckton Gas Pressure Reduction Station |  | GBR0000143 | 19 | 51.5182 | 0.0885 | Biomass |  |  |  |  | Icon EEA Holdings & 2OC consortium | UK Renewable Energy Planning Database | https://www.gov.uk/government/collections/renewable-energy-planning-data | UK Renewable Energy Planning Database | [15 empty] | NO-ESTIMATION | NO-ESTIMATION | NO-ESTIMATION | NO-ESTIMATION | SOLAR-V1
GBR | United Kingdom | East Dagenham Docks AD (AD) |  | GBR0000281 | 1.4 | 51.5212 | 0.1375 | Biomass |  |  |  |  | Lynton Development Ltd & Teg Environmental Ltd | UK Renewable Energy Planning Database | https://www.gov.uk/government/collections/renewable-energy-planning-data | UK Renewable Energy Planning Database | [15 empty] | NO-ESTIMATION | NO-ESTIMATION | NO-ESTIMATION | NO-ESTIMATION | CAPACITY-FACTOR-V1
GBR | United Kingdom | ReFood - Dagenham Docks Biogas (Waste AD) |  | GBR0000328 | 1.4 | 51.5241 | 0.1364 | Biomass |  |  |  |  | ReFood UK Ltd | UK Renewable Energy Planning Database | https://www.gov.uk/government/collections/renewable-energy-planning-data | UK Renewable Energy Planning Database | [15 empty] | WIND-V1 | WIND-V1 | WIND-V1 | WIND-V1 | WIND-V1
GBR | United Kingdom | King's Yard |  | GBR0000087 | 3 | 51.5359 | -0.0056 | Biomass |  |  |  |  | Suez Energy Services | UK Renewable Energy Planning Database | https://www.gov.uk/government/collections/renewable-energy-planning-data | UK Renewable Energy Planning Database | [15 empty] | HYDRO-V1 | HYDRO-V1 | HYDRO-V1 | HYDRO-V1 | HYDRO-V1
GBR | United Kingdom | Uskmouth Power Station |  | GBR0006089 | 18 | 51.5485 | -2.9492 | Biomass |  |  |  |  | SIMEC Group | UK Renewable Energy Planning Database | https://www.gov.uk/government/collections/renewable-energy-planning-data | UK Renewable Energy Planning Database | [15 empty] | NO-ESTIMATION | NO-ESTIMATION | NO-ESTIMATION | NO-ESTIMATION | CAPACITY-FACTOR-V1
GBR | United Kingdom | Liberty Steel Power Station |  | GBR0006184 | 9 | 51.5611 | -2.9625 | Biomass |  |  |  |  | SIMEC/ Liberty House | UK Renewable Energy Planning Database | https://www.gov.uk/government/collections/renewable-energy-planning-data | UK Renewable Energy Planning Database | [15 empty] | NO-ESTIMATION | NO-ESTIMATION | NO-ESTIMATION | NO-ESTIMATION | NO-ESTIMATION
GBR | United Kingdom | Margam Green Energy Plant |  | GBR0000113 | 40 | 51.5633 | -3.7479 | Biomass |  |  |  |  | Glennmont Partners | UK Renewable Energy Planning Database | https://www.gov.uk/government/collections/renewable-energy-planning-data | UK Renewable Energy Planning Database | [15 empty] | HYDRO-V1 | HYDRO-V1 | HYDRO-V1 | HYDRO-V1 | HYDRO-V1
GBR | United Kingdom | Western Wood Energy Plant |  | GBR0000057 | 14 | 51.5675 | -3.7626 | Biomass |  |  |  |  | Western Bioenergy affiliate of Western Log | UK Renewable Energy Planning Database | https://www.gov.uk/government/collections/renewable-energy-planning-data | UK Renewable Energy Planning Database | 1059315 | [14 empty] | HYDRO-V1 | HYDRO-V1 | HYDRO-V1 | HYDRO-V1 | HYDRO-V1
GBR | United Kingdom | Swindon Sewerage Treatment Works |  | GBR0006489 | 1.2 | 51.5679 | -1.8085 | Biomass |  |  |  |  | Thames Water Utilities | UK Renewable Energy Planning Database | https://www.gov.uk/government/collections/renewable-energy-planning-data | UK Renewable Energy Planning Database | [15 empty] | NO-ESTIMATION | NO-ESTIMATION | NO-ESTIMATION | NO-ESTIMATION | CAPACITY-FACTOR-V1
GBR | United Kingdom | Crowmarsh Battle Farm (Farm AD) |  | GBR0000386 | 2.3 | 51.6110 | -1.1033 | Biomass |  |  |  |  | Agrivert | UK Renewable Energy Planning Database | https://www.gov.uk/government/collections/renewable-energy-planning-data | UK Renewable Energy Planning Database | 1098614 | [14 empty] | NO-ESTIMATION | NO-ESTIMATION | NO-ESTIMATION | NO-ESTIMATION | CAPACITY-FACTOR-V1
GBR | United Kingdom | Wallingford (Waste AD) |  | GBR0000297 | 2.4 | 51.6140 | -1.1122 | Biomass |  |  |  |  | Agrivert | UK Renewable Energy Planning Database | https://www.gov.uk/government/collections/renewable-energy-planning-data | UK Renewable Energy Planning Database | [15 empty] | HYDRO-V1 | HYDRO-V1 | HYDRO-V1 | HYDRO-V1 | HYDRO-V1
GBR | United Kingdom | Deephams Sewerage Treatment Works |  | GBR0006491 | 3 | 51.6265 | -0.0415 | Biomass |  |  |  |  | Thames Water Utilities | UK Renewable Energy Planning Database | https://www.gov.uk/government/collections/renewable-energy-planning-data | UK Renewable Energy Planning Database | [15 empty] | NO-ESTIMATION | NO-ESTIMATION | NO-ESTIMATION | NO-ESTIMATION | CAPACITY-FACTOR-V1
GBR | United Kingdom | Gelliargwellt Uchaf Farm AD |  | GBR0006450 | 1.4 | 51.6645 | -3.2693 | Biomass |  |  |  |  | Bryn Group | UK Renewable Energy Planning Database | https://www.gov.uk/government/collections/renewable-energy-planning-data | UK Renewable Energy Planning Database | [15 empty] | HYDRO-V1 | HYDRO-V1 | HYDRO-V1 | HYDRO-V1 | HYDRO-V1
GBR | United Kingdom | Plusterwine House - Anaerobic Digestion Plant (Retrospective) |  | GBR2001203 | 1.5 | 51.6908 | -2.5877 | Biomass |  |  |  |  | Plusterwine Biogas Limited | UK Renewable Energy Planning Database | https://www.gov.uk/government/collections/renewable-energy-planning-data | UK Renewable Energy Planning Database | [15 empty] | NO-ESTIMATION | NO-ESTIMATION | NO-ESTIMATION | NO-ESTIMATION | CAPACITY-FACTOR-V1
GBR | United Kingdom | Cattlegate Farm Biogas (Farm AD) |  | GBR0000342 | 1.5 | 51.6960 | -0.1116 | Biomass |  |  |  |  | Willen Biogas & Xergi | UK Renewable Energy Planning Database | https://www.gov.uk/government/collections/renewable-energy-planning-data | UK Renewable Energy Planning Database | [15 empty] | NO-ESTIMATION | NO-ESTIMATION | NO-ESTIMATION | NO-ESTIMATION | CAPACITY-FACTOR-V1
GBR | United Kingdom | Coursers Farm AD Plant (Waste AD) |  | GBR0000370 | 3 | 51.7267 | -0.2575 | Biomass |  |  |  |  | Agrivert | UK Renewable Energy Planning Database | https://www.gov.uk/government/collections/renewable-energy-planning-data | UK Renewable Energy Planning Database | 1109379 | [14 empty] | NO-ESTIMATION | NO-ESTIMATION | NO-ESTIMATION | NO-ESTIMATION | CAPACITY-FACTOR-V1
GBR | United Kingdom | Bryn Pica AD / Tomorrow's Valley (Waste AD) - resubmission |  | GBR0000261 | 1 | 51.7383 | -3.4360 | Biomass |  |  |  |  | Ancala Bioenergy (formerly Biogen) | UK Renewable Energy Planning Database | https://www.gov.uk/government/collections/renewable-energy-planning-data | UK Renewable Energy Planning Database | [15 empty] | NO-ESTIMATION | NO-ESTIMATION | NO-ESTIMATION | NO-ESTIMATION | CAPACITY-FACTOR-V1
GBR | United Kingdom | Ratty's Lane Sustainable Enery Facility (Waste AD) |  | GBR0000311 | 3 | 51.7671 | 0.0003 | Biomass |  |  |  |  | Tamar Energy | UK Renewable Energy Planning Database | https://www.gov.uk/government/collections/renewable-energy-planning-data | UK Renewable Energy Planning Database | [15 empty] | NO-ESTIMATION | NO-ESTIMATION | NO-ESTIMATION | NO-ESTIMATION | CAPACITY-FACTOR-V1
GBR | United Kingdom | Rye Meads Sewerage Treatment Works |  | GBR0006490 | 2.3 | 51.7749 | 0.0171 | Biomass |  |  |  |  | Thames Water Utilities | UK Renewable Energy Planning Database | https://www.gov.uk/government/collections/renewable-energy-planning-data | UK Renewable Energy Planning Database | [15 empty] | WIND-V1 | WIND-V1 | WIND-V1 | WIND-V1 | WIND-V1
GBR | United Kingdom | Cassington AD (Waste AD) |  | GBR0000229 | 2.1 | 51.7996 | -1.3303 | Biomass |  |  |  |  | Agrivert | UK Renewable Energy Planning Database | https://www.gov.uk/government/collections/renewable-energy-planning-data | UK Renewable Energy Planning Database | 1098615 | [14 empty] | NO-ESTIMATION | NO-ESTIMATION | NO-ESTIMATION | NO-ESTIMATION | CAPACITY-FACTOR-V1
GBR | United Kingdom | Markley Group (Premiere Kitckens) Biomass |  | GBR0000127 | 2.1 | 51.8101 | -2.2820 | Biomass |  |  |  |  | Markley Group | UK Renewable Energy Planning Database | https://www.gov.uk/government/collections/renewable-energy-planning-data | UK Renewable Energy Planning Database | [15 empty] | WIND-V1 | WIND-V1 | WIND-V1 | WIND-V1 | WIND-V1
GBR | United Kingdom | Arla Dairy Site |  | GBR0004906 | 5 | 51.8206 | -0.7382 | Biomass |  |  |  |  | Olleco and Arla Foods | UK Renewable Energy Planning Database | https://www.gov.uk/government/collections/renewable-energy-planning-data | UK Renewable Energy Planning Database | [15 empty] | NO-ESTIMATION | NO-ESTIMATION | NO-ESTIMATION | NO-ESTIMATION | CAPACITY-FACTOR-V1
GBR | United Kingdom | The Nurseries Green Tye |  | GBR0006167 | 1.2 | 51.8459 | 0.0918 | Biomass |  |  |  |  | Guy & Wright | UK Renewable Energy Planning Database | https://www.gov.uk/government/collections/renewable-energy-planning-data | UK Renewable Energy Planning Database | 1100420 | [14 empty] | NO-ESTIMATION | NO-ESTIMATION | NO-ESTIMATION | NO-ESTIMATION | CAPACITY-FACTOR-V1
GBR | United Kingdom | Westcott Venture Park |  | GBR0000283 | 2 | 51.8499 | -0.9785 | Biomass |  |  |  |  | Shanks Group | UK Renewable Energy Planning Database | https://www.gov.uk/government/collections/renewable-energy-planning-data | UK Renewable Energy Planning Database | 1099965 | [14 empty] | WIND-V1 | WIND-V1 | WIND-V1 | WIND-V1 | WIND-V1
GBR | United Kingdom | Safran Landing Systems Service |  | GBR2001119 | 3.6 | 51.8978 | -2.1717 | Biomass |  |  |  |  | Safran Landing Systems UK/Technical Plant Services | UK Renewable Energy Planning Database | https://www.gov.uk/government/collections/renewable-energy-planning-data | UK Renewable Energy Planning Database | [15 empty] | WIND-V1 | WIND-V1 | WIND-V1 | WIND-V1 | WIND-V1
GBR | United Kingdom | Trinity Hall Farm |  | GBR0000240 | 1.1 | 51.9188 | -0.5656 | Biomass |  |  |  |  | Hallwick Energy | UK Renewable Energy Planning Database | https://www.gov.uk/government/collections/renewable-energy-planning-data | UK Renewable Energy Planning Database | 1100007 | [14 empty] | NO-ESTIMATION | NO-ESTIMATION | NO-ESTIMATION | NO-ESTIMATION | CAPACITY-FACTOR-V1
GBR | United Kingdom | Halstead Renewable Power Project (Waste AD) |  | GBR0000313 | 2 | 51.9421 | 0.6578 | Biomass |  |  |  |  | Tamar Energy | UK Renewable Energy Planning Database | https://www.gov.uk/government/collections/renewable-energy-planning-data | UK Renewable Energy Planning Database | 1098625 | [14 empty] | NO-ESTIMATION | NO-ESTIMATION | NO-ESTIMATION | NO-ESTIMATION | CAPACITY-FACTOR-V1
GBR | United Kingdom | Wingmoor Farm (Waste AD) |  | GBR0000356 | 1.6 | 51.9461 | -2.0833 | Biomass |  |  |  |  | Grundon | UK Renewable Energy Planning Database | https://www.gov.uk/government/collections/renewable-energy-planning-data | UK Renewable Energy Planning Database | [15 empty] | NO-ESTIMATION | NO-ESTIMATION | NO-ESTIMATION | NO-ESTIMATION | CAPACITY-FACTOR-V1
GBR | United Kingdom | Buttermilk Farm |  | GBR0000238 | 1.1 | 51.9469 | -0.0487 | Biomass |  |  |  |  | Hallwick Energy | UK Renewable Energy Planning Database | https://www.gov.uk/government/collections/renewable-energy-planning-data | UK Renewable Energy Planning Database | 1100005 | [14 empty] | NO-ESTIMATION | NO-ESTIMATION | NO-ESTIMATION | NO-ESTIMATION | CAPACITY-FACTOR-V1
GBR | United Kingdom | Station Works AD |  | GBR0006538 | 1 | 51.9485 | 0.3275 | Biomass |  |  |  |  | Privilege Finance/ BioWatt | UK Renewable Energy Planning Database | https://www.gov.uk/government/collections/renewable-energy-planning-data | UK Renewable Energy Planning Database | 1100511 | [14 empty] | NO-ESTIMATION | NO-ESTIMATION | NO-ESTIMATION | NO-ESTIMATION | CAPACITY-FACTOR-V1
GBR | United Kingdom | Bygrave Lodge Farm Anaerobic Digestion Facility (Farm AD) |  | GBR0000271 | 2.3 | 52.0025 | -0.1428 | Biomass |  |  |  |  | Ancala Bioenergy (formerly Biogen) | UK Renewable Energy Planning Database | https://www.gov.uk/government/collections/renewable-energy-planning-data | UK Renewable Energy Planning Database | [15 empty] | NO-ESTIMATION | NO-ESTIMATION | NO-ESTIMATION | NO-ESTIMATION | CAPACITY-FACTOR-V1
GBR | United Kingdom | Goosey Lodge Industrial Estate |  | GBR0000049 | 16 | 52.0207 | -0.5994 | Biomass |  |  |  |  | Ancillary Components | UK Renewable Energy Planning Database | https://www.gov.uk/government/collections/renewable-energy-planning-data | UK Renewable Energy Planning Database | 1049009 | [14 empty] | NO-ESTIMATION | NO-ESTIMATION | NO-ESTIMATION | NO-ESTIMATION | CAPACITY-FACTOR-V1
GBR | United Kingdom | Ipswich Hospital Energy Centre |  | GBR0006507 | 2.6 | 52.0568 | 1.1979 | Biomass |  |  |  |  | Naturegen Energy Centre | UK Renewable Energy Planning Database | https://www.gov.uk/government/collections/renewable-energy-planning-data | UK Renewable Energy Planning Database | [15 empty] | NO-ESTIMATION | NO-ESTIMATION | NO-ESTIMATION | NO-ESTIMATION | CAPACITY-FACTOR-V1
GBR | United Kingdom | Milton Keynes Waste Recovery Park |  | GBR2001018 | 7 | 52.0672 | -0.8149 | Biomass |  |  |  |  | AmeyCespa | UK Renewable Energy Planning Database | https://www.gov.uk/government/collections/renewable-energy-planning-data | UK Renewable Energy Planning Database | [15 empty] | NO-ESTIMATION | NO-ESTIMATION | NO-ESTIMATION | NO-ESTIMATION | SOLAR-V1
GBR | United Kingdom | Bentwaters Park (extension) |  | GBR0004970 | 1.8 | 52.1253 | 1.4428 | Biomass |  |  |  |  | Agri-Gen/Downing | UK Renewable Energy Planning Database | https://www.gov.uk/government/collections/renewable-energy-planning-data | UK Renewable Energy Planning Database | 1099966 | [14 empty] | NO-ESTIMATION | NO-ESTIMATION | NO-ESTIMATION | NO-ESTIMATION | CAPACITY-FACTOR-V1
GBR | United Kingdom | Bentwaters CHP |  | GBR0000130 | 4.6 | 52.1299 | 1.4303 | Biomass |  |  |  |  | REG Bio-Power | UK Renewable Energy Planning Database | https://www.gov.uk/government/collections/renewable-energy-planning-data | UK Renewable Energy Planning Database | [15 empty] | NO-ESTIMATION | NO-ESTIMATION | NO-ESTIMATION | NO-ESTIMATION | NO-ESTIMATION
GBR | United Kingdom | Bentwaters Park |  | GBR0005755 | 2 | 52.1300 | 1.4303 | Biomass |  |  |  |  | Agri-Gen | UK Renewable Energy Planning Database | https://www.gov.uk/government/collections/renewable-energy-planning-data | UK Renewable Energy Planning Database | 1099966 | [14 empty] | NO-ESTIMATION | NO-ESTIMATION | NO-ESTIMATION | NO-ESTIMATION | CAPACITY-FACTOR-V1
GBR | United Kingdom | Alscot |  | GBR0006492 | 1.6 | 52.1750 | -1.6790 | Biomass |  |  |  |  | RCMA Stratford | UK Renewable Energy Planning Database | https://www.gov.uk/government/collections/renewable-energy-planning-data | UK Renewable Energy Planning Database | [15 empty] | NO-ESTIMATION | NO-ESTIMATION | NO-ESTIMATION | NO-ESTIMATION | SOLAR-V1
GBR | United Kingdom | Felinfach |  | GBR0006016 | 3.2 | 52.1972 | -4.1689 | Biomass |  |  |  |  | Volac | UK Renewable Energy Planning Database | https://www.gov.uk/government/collections/renewable-energy-planning-data | UK Renewable Energy Planning Database | [15 empty] | NO-ESTIMATION | NO-ESTIMATION | NO-ESTIMATION | NO-ESTIMATION | CAPACITY-FACTOR-V1
GBR | United Kingdom | Northampton General Hospital |  | GBR0000182 | 1.9 | 52.2365 | -0.8819 | Biomass |  |  |  |  | Northampton General Hospital | UK Renewable Energy Planning Database | https://www.gov.uk/government/collections/renewable-energy-planning-data | UK Renewable Energy Planning Database | 1045713 | [14 empty] | HYDRO-V1 | HYDRO-V1 | HYDRO-V1 | HYDRO-V1 | HYDRO-V1
GBR | United Kingdom | British Sugar - Bury |  | GBR0004877 | 5 | 52.2543 | 0.7270 | Biomass |  |  |  |  | British Sugar | UK Renewable Energy Planning Database | https://www.gov.uk/government/collections/renewable-energy-planning-data | UK Renewable Energy Planning Database | [15 empty] | NO-ESTIMATION | NO-ESTIMATION | NO-ESTIMATION | NO-ESTIMATION | CAPACITY-FACTOR-V1
GBR | United Kingdom | Daventry |  | GBR2001097 | 1 | 52.2563 | -1.1870 | Biomass |  |  |  |  | Earthworm Energy | UK Renewable Energy Planning Database | https://www.gov.uk/government/collections/renewable-energy-planning-data | UK Renewable Energy Planning Database | [15 empty] | NO-ESTIMATION | NO-ESTIMATION | NO-ESTIMATION | NO-ESTIMATION | CAPACITY-FACTOR-V1
GBR | United Kingdom | Symonds Farm Power Ltd (Farm AD) |  | GBR0000237 | 1.4 | 52.2572 | 0.6371 | Biomass |  |  |  |  | Geo E Gittus and Son | UK Renewable Energy Planning Database | https://www.gov.uk/government/collections/renewable-energy-planning-data | UK Renewable Energy Planning Database | 1100517 | [14 empty] | NO-ESTIMATION | NO-ESTIMATION | NO-ESTIMATION | NO-ESTIMATION | SOLAR-V1
GBR | United Kingdom | Westwood AD Plant (Farm AD) |  | GBR0000272 | 2 | 52.2622 | -0.5634 | Biomass |  |  |  |  | Ancala Bioenergy (formerly Biogen) | UK Renewable Energy Planning Database | https://www.gov.uk/government/collections/renewable-energy-planning-data | UK Renewable Energy Planning Database | [15 empty] | NO-ESTIMATION | NO-ESTIMATION | NO-ESTIMATION | NO-ESTIMATION | CAPACITY-FACTOR-V1
GBR | United Kingdom | Eye Suffolk |  | GBR0000082 | 14.3 | 52.3334 | 1.1278 | Biomass |  |  |  |  | South Western Power (NOVERA) | UK Renewable Energy Planning Database | https://www.gov.uk/government/collections/renewable-energy-planning-data | UK Renewable Energy Planning Database | [15 empty] | NO-ESTIMATION | NO-ESTIMATION | NO-ESTIMATION | NO-ESTIMATION | CAPACITY-FACTOR-V1
GBR | United Kingdom | Wigley Farm |  | GBR0005750 | 1.1 | 52.3867 | -2.6987 | Biomass |  |  |  |  | R Gough & Son | UK Renewable Energy Planning Database | https://www.gov.uk/government/collections/renewable-energy-planning-data | UK Renewable Energy Planning Database | 1099986 | [14 empty] | NO-ESTIMATION | NO-ESTIMATION | NO-ESTIMATION | NO-ESTIMATION | CAPACITY-FACTOR-V1
GBR | United Kingdom | Elean |  | GBR0000078 | 38 | 52.3979 | 0.1297 | Biomass |  |  |  |  | European Development Corporation | UK Renewable Energy Planning Database | https://www.gov.uk/government/collections/renewable-energy-planning-data | UK Renewable Energy Planning Database | [15 empty] | NO-ESTIMATION | NO-ESTIMATION | NO-ESTIMATION | NO-ESTIMATION | CAPACITY-FACTOR-V1
GBR | United Kingdom | Fernbrook AD Plant (Waste AD) |  | GBR0000226 | 1.5 | 52.4119 | -0.7662 | Biomass |  |  |  |  | Fernbrook Bio Limited | UK Renewable Energy Planning Database | https://www.gov.uk/government/collections/renewable-energy-planning-data | UK Renewable Energy Planning Database | [15 empty] | NO-ESTIMATION | NO-ESTIMATION | NO-ESTIMATION | NO-ESTIMATION | CAPACITY-FACTOR-V1
GBR | United Kingdom | Mepal CHP |  | GBR2001126 | 14.4 | 52.4284 | 0.0878 | Biomass |  |  |  |  | Pretoria Energy Company | UK Renewable Energy Planning Database | https://www.gov.uk/government/collections/renewable-energy-planning-data | UK Renewable Energy Planning Database | [15 empty] | WIND-V1 | WIND-V1 | WIND-V1 | WIND-V1 | WIND-V1
GBR | United Kingdom | Thetford |  | GBR0000004 | 41.5 | 52.4486 | 0.7253 | Biomass |  |  |  |  | Energy Power Resources | UK Renewable Energy Planning Database | https://www.gov.uk/government/collections/renewable-energy-planning-data | UK Renewable Energy Planning Database | [15 empty] | NO-ESTIMATION | NO-ESTIMATION | NO-ESTIMATION | NO-ESTIMATION | CAPACITY-FACTOR-V1
GBR | United Kingdom | May Farm Anaerobic Digester (Farm AD) |  | GBR0000273 | 2.4 | 52.4546 | 0.3521 | Biomass |  |  |  |  | Barway Farms Limited/Shropshire Energy | UK Renewable Energy Planning Database | https://www.gov.uk/government/collections/renewable-energy-planning-data | UK Renewable Energy Planning Database | 1097682 | [14 empty] | WIND-V1 | WIND-V1 | WIND-V1 | WIND-V1 | WIND-V1
GBR | United Kingdom | Pebble Hall Farm - resubmission - Food Waste AD |  | GBR0000324 | 4 | 52.4550 | -1.0283 | Biomass |  |  |  |  | Welland Waste Management Ltd | UK Renewable Energy Planning Database | https://www.gov.uk/government/collections/renewable-energy-planning-data | UK Renewable Energy Planning Database | [15 empty] | WIND-V1 | WIND-V1 | WIND-V1 | WIND-V1 | WIND-V1
GBR | United Kingdom | Birmingham Bio-Power Plant |  | GBR0001010 | 10.3 | 52.4624 | -1.8417 | Biomass |  |  |  |  | Birmingham Bio-Power | UK Renewable Energy Planning Database | https://www.gov.uk/government/collections/renewable-energy-planning-data | UK Renewable Energy Planning Database | [15 empty] | HYDRO-V1 | HYDRO-V1 | HYDRO-V1 | HYDRO-V1 | HYDRO-V1
GBR | United Kingdom | Cradley Heath |  | GBR0004975 | 1.1 | 52.4686 | -2.0820 | Biomass |  |  |  |  | Intervate Renewable Energy | UK Renewable Energy Planning Database | https://www.gov.uk/government/collections/renewable-energy-planning-data | UK Renewable Energy Planning Database | [15 empty] | NO-ESTIMATION | NO-ESTIMATION | NO-ESTIMATION | NO-ESTIMATION | NO-ESTIMATION
GBR | United Kingdom | Snetterton Biomass Plant |  | GBR0000185 | 44.2 | 52.4791 | 0.9544 | Biomass |  |  |  |  | Burmeister & Wain Scandinavian Contractor A/S (BWSC) | UK Renewable Energy Planning Database | https://www.gov.uk/government/collections/renewable-energy-planning-data | UK Renewable Energy Planning Database | [15 empty] | NO-ESTIMATION | NO-ESTIMATION | NO-ESTIMATION | NO-ESTIMATION | CAPACITY-FACTOR-V1
GBR | United Kingdom | Oldbury |  | GBR0000950 | 40 | 52.5169 | -2.0288 | Biomass |  |  |  |  | IES (Chinook Energy) | UK Renewable Energy Planning Database | https://www.gov.uk/government/collections/renewable-energy-planning-data | UK Renewable Energy Planning Database | [15 empty] | NO-ESTIMATION | NO-ESTIMATION | NO-ESTIMATION | NO-ESTIMATION | CAPACITY-FACTOR-V1
GBR | United Kingdom | Coleshill STW (Waste AD) |  | GBR0000256 | 2.4 | 52.5190 | -1.7116 | Biomass |  |  |  |  | Severn Trent Water | UK Renewable Energy Planning Database | https://www.gov.uk/government/collections/renewable-energy-planning-data | UK Renewable Energy Planning Database | [15 empty] | NO-ESTIMATION | NO-ESTIMATION | NO-ESTIMATION | NO-ESTIMATION | CAPACITY-FACTOR-V1
GBR | United Kingdom | Swancote Farm |  | GBR0005323 | 1.2 | 52.5427 | -2.3814 | Biomass |  |  |  |  | Swancote Energy | UK Renewable Energy Planning Database | https://www.gov.uk/government/collections/renewable-energy-planning-data | UK Renewable Energy Planning Database | 1099964 | [14 empty] | NO-ESTIMATION | NO-ESTIMATION | NO-ESTIMATION | NO-ESTIMATION | CAPACITY-FACTOR-V1
GBR | United Kingdom | Swancote Farm AD (Farm AD) |  | GBR0000285 | 2.2 | 52.5428 | -2.3818 | Biomass |  |  |  |  | Mr Simon Davies/Berries | UK Renewable Energy Planning Database | https://www.gov.uk/government/collections/renewable-energy-planning-data | UK Renewable Energy Planning Database | 1099964 | [14 empty] | NO-ESTIMATION | NO-ESTIMATION | NO-ESTIMATION | NO-ESTIMATION | SOLAR-V1
GBR | United Kingdom | McCain Foods AD Plant (AD) |  | GBR0000278 | 1 | 52.5594 | -0.1752 | Biomass |  |  |  |  | McCain Foods (GB) Ltd | UK Renewable Energy Planning Database | https://www.gov.uk/government/collections/renewable-energy-planning-data | UK Renewable Energy Planning Database | [15 empty] | NO-ESTIMATION | NO-ESTIMATION | NO-ESTIMATION | NO-ESTIMATION | CAPACITY-FACTOR-V1
GBR | United Kingdom | Fenmarc Fenland AD Plant (Waste AD) |  | GBR0000220 | 1.5 | 52.5680 | 0.0621 | Biomass |  |  |  |  | Local Generation Ltd | UK Renewable Energy Planning Database | https://www.gov.uk/government/collections/renewable-energy-planning-data | UK Renewable Energy Planning Database | [15 empty] | NO-ESTIMATION | NO-ESTIMATION | NO-ESTIMATION | NO-ESTIMATION | CAPACITY-FACTOR-V1
GBR | United Kingdom | Merevale & Blyth Estate (Waste AD) |  | GBR0000270 | 2 | 52.5711 | -1.5867 | Biomass |  |  |  |  | Ancala Bioenergy (formerly Biogen) | UK Renewable Energy Planning Database | https://www.gov.uk/government/collections/renewable-energy-planning-data | UK Renewable Energy Planning Database | [15 empty] | HYDRO-V1 | HYDRO-V1 | HYDRO-V1 | HYDRO-V1 | HYDRO-V1
GBR | United Kingdom | A C Shropshire (Farm AD) |  | GBR0000233 | 2.5 | 52.5860 | -1.2375 | Biomass |  |  |  |  | PROjEN | UK Renewable Energy Planning Database | https://www.gov.uk/government/collections/renewable-energy-planning-data | UK Renewable Energy Planning Database | [15 empty] | NO-ESTIMATION | NO-ESTIMATION | NO-ESTIMATION | NO-ESTIMATION | CAPACITY-FACTOR-V1
GBR | United Kingdom | Austrey House Farm |  | GBR0005668 | 1.5 | 52.6438 | -1.5580 | Biomass |  |  |  |  | William Corbett Farms | UK Renewable Energy Planning Database | https://www.gov.uk/government/collections/renewable-energy-planning-data | UK Renewable Energy Planning Database | [15 empty] | NO-ESTIMATION | NO-ESTIMATION | NO-ESTIMATION | NO-ESTIMATION | CAPACITY-FACTOR-V1
GBR | United Kingdom | Poplars Anaerobic Digestion Facility (Waste AD) |  | GBR0000249 | 6 | 52.6841 | -2.0100 | Biomass |  |  |  |  | Biffa | UK Renewable Energy Planning Database | https://www.gov.uk/government/collections/renewable-energy-planning-data | UK Renewable Energy Planning Database | [15 empty] | NO-ESTIMATION | NO-ESTIMATION | NO-ESTIMATION | NO-ESTIMATION | CAPACITY-FACTOR-V1
GBR | United Kingdom | Decoy Farm (Farm AD) |  | GBR0000367 | 1.8 | 52.6969 | -0.1371 | Biomass |  |  |  |  | Organic Recycling | UK Renewable Energy Planning Database | https://www.gov.uk/government/collections/renewable-energy-planning-data | UK Renewable Energy Planning Database | [15 empty] | NO-ESTIMATION | NO-ESTIMATION | NO-ESTIMATION | NO-ESTIMATION | CAPACITY-FACTOR-V1
GBR | United Kingdom | Reepham Road (Waste AD) |  | GBR0000251 | 1.5 | 52.7008 | 1.2028 | Biomass |  |  |  |  | Future Biogas Ltd | UK Renewable Energy Planning Database | https://www.gov.uk/government/collections/renewable-energy-planning-data | UK Renewable Energy Planning Database | 1099969 | [14 empty] | NO-ESTIMATION | NO-ESTIMATION | NO-ESTIMATION | NO-ESTIMATION | CAPACITY-FACTOR-V1
GBR | United Kingdom | Spring Farm (biomass) |  | GBR0000239 | 1 | 52.7013 | 1.1950 | Biomass |  |  |  |  | Mr Phillip Lukas | UK Renewable Energy Planning Database | https://www.gov.uk/government/collections/renewable-energy-planning-data | UK Renewable Energy Planning Database | 1100476 | [14 empty] | HYDRO-V1 | HYDRO-V1 | HYDRO-V1 | HYDRO-V1 | HYDRO-V1
GBR | United Kingdom | Green's Lodge Farm |  | GBR0000046 | 2 | 52.7240 | -1.3125 | Biomass |  |  |  |  | A C Shropshire | UK Renewable Energy Planning Database | https://www.gov.uk/government/collections/renewable-energy-planning-data | UK Renewable Energy Planning Database | 1099971 | [14 empty] | NO-ESTIMATION | NO-ESTIMATION | NO-ESTIMATION | NO-ESTIMATION | CAPACITY-FACTOR-V1
GBR | United Kingdom | Oak Grove Biomass Facility |  | GBR0000068 | 2 | 52.7686 | 1.3564 | Biomass |  |  |  |  | Oak Grove Renewables | UK Renewable Energy Planning Database | https://www.gov.uk/government/collections/renewable-energy-planning-data | UK Renewable Energy Planning Database | [15 empty] | SOLAR-V1 | SOLAR-V1 | SOLAR-V1 | SOLAR-V1 | SOLAR-V1
GBR | United Kingdom | Brookfield Farm AD Plant (Farm AD) |  | GBR0000228 | 1.3 | 52.7752 | -2.2312 | Biomass |  |  |  |  | Mr. I. Critchley | UK Renewable Energy Planning Database | https://www.gov.uk/government/collections/renewable-energy-planning-data | UK Renewable Energy Planning Database | [15 empty] | NO-ESTIMATION | NO-ESTIMATION | NO-ESTIMATION | NO-ESTIMATION | CAPACITY-FACTOR-V1
GBR | United Kingdom | Manor Farm (Farm AD) |  | GBR0000282 | 1.5 | 52.8353 | 0.0816 | Biomass |  |  |  |  | Tamar Energy | UK Renewable Energy Planning Database | https://www.gov.uk/government/collections/renewable-energy-planning-data | UK Renewable Energy Planning Database | [15 empty] | NO-ESTIMATION | NO-ESTIMATION | NO-ESTIMATION | NO-ESTIMATION | CAPACITY-FACTOR-V1
GBR | United Kingdom | Abbots moor Farm Anaerobic Digester (Farm AD) |  | GBR0000247 | 1 | 52.8390 | -2.9300 | Biomass |  |  |  |  | Ms Catherine Suckley | UK Renewable Energy Planning Database | https://www.gov.uk/government/collections/renewable-energy-planning-data | UK Renewable Energy Planning Database | [15 empty] | NO-ESTIMATION | NO-ESTIMATION | NO-ESTIMATION | NO-ESTIMATION | SOLAR-V1
GBR | United Kingdom | The Sawmill |  | GBR0005752 | 6.8 | 52.8404 | -1.0338 | Biomass |  |  |  |  | Veolia Energy Services | UK Renewable Energy Planning Database | https://www.gov.uk/government/collections/renewable-energy-planning-data | UK Renewable Energy Planning Database | [15 empty] | NO-ESTIMATION | NO-ESTIMATION | NO-ESTIMATION | NO-ESTIMATION | CAPACITY-FACTOR-V1
GBR | United Kingdom | ABP Ellesmere Abbatoir |  | GBR0006488 | 1.1 | 52.8543 | -2.8986 | Biomass |  |  |  |  | ABP Ellesmere | UK Renewable Energy Planning Database | https://www.gov.uk/government/collections/renewable-energy-planning-data | UK Renewable Energy Planning Database | [15 empty] | NO-ESTIMATION | NO-ESTIMATION | NO-ESTIMATION | NO-ESTIMATION | CAPACITY-FACTOR-V1
GBR | United Kingdom | Eccleshall Biomass |  | GBR0000058 | 2.6 | 52.8746 | -2.2467 | Biomass |  |  |  |  | Eccleshal Biomass | UK Renewable Energy Planning Database | https://www.gov.uk/government/collections/renewable-energy-planning-data | UK Renewable Energy Planning Database | 1057290 | [14 empty] | NO-ESTIMATION | NO-ESTIMATION | NO-ESTIMATION | NO-ESTIMATION | CAPACITY-FACTOR-V1
GBR | United Kingdom | Sinfin Lane |  | GBR2001019 | 7.5 | 52.8930 | -1.4795 | Biomass |  |  |  |  | Shanks/ Resource Recovery Solutions (Derbyshire) Ltd | UK Renewable Energy Planning Database | https://www.gov.uk/government/collections/renewable-energy-planning-data | UK Renewable Energy Planning Database | [15 empty] | HYDRO-V1 | HYDRO-V1 | HYDRO-V1 | HYDRO-V1 | HYDRO-V1
GBR | United Kingdom | Colwick Industrial Estate (Farm and Food waste) |  | GBR0000257 | 2 | 52.9523 | -1.0578 | Biomass |  |  |  |  | Bio Dynamic | UK Renewable Energy Planning Database | https://www.gov.uk/government/collections/renewable-energy-planning-data | UK Renewable Energy Planning Database | [15 empty] | HYDRO-V1 | HYDRO-V1 | HYDRO-V1 | HYDRO-V1 | HYDRO-V1
GBR | United Kingdom | Riverside Industrial Estate Gasification Plant |  | GBR2001000 | 10.5 | 52.9572 | -0.0129 | Biomass |  |  |  |  | Alternative Use Group plc & Alchemy Farms | UK Renewable Energy Planning Database | https://www.gov.uk/government/collections/renewable-energy-planning-data | UK Renewable Energy Planning Database | [15 empty] | HYDRO-V1 | HYDRO-V1 | HYDRO-V1 | HYDRO-V1 | HYDRO-V1
GBR | United Kingdom | Broughall Fields Farm |  | GBR2001009 | 2.4 | 52.9625 | -2.6624 | Biomass |  |  |  |  | Grocontinental/ Whitchurch Biogas | UK Renewable Energy Planning Database | https://www.gov.uk/government/collections/renewable-energy-planning-data | UK Renewable Energy Planning Database | [15 empty] | NO-ESTIMATION | NO-ESTIMATION | NO-ESTIMATION | NO-ESTIMATION | CAPACITY-FACTOR-V1
GBR | United Kingdom | Stoke Bardolph energy crop (Farm AD) |  | GBR0000213 | 2 | 52.9759 | -1.0396 | Biomass |  |  |  |  | Severn Trent Water | UK Renewable Energy Planning Database | https://www.gov.uk/government/collections/renewable-energy-planning-data | UK Renewable Energy Planning Database | [15 empty] | NO-ESTIMATION | NO-ESTIMATION | NO-ESTIMATION | NO-ESTIMATION | CAPACITY-FACTOR-V1
GBR | United Kingdom | Sleaford Renewable Energy Plant |  | GBR0000206 | 40 | 52.9990 | -0.3827 | Biomass |  |  |  |  | Glenmont | UK Renewable Energy Planning Database | https://www.gov.uk/government/collections/renewable-energy-planning-data | UK Renewable Energy Planning Database | 1099771 | [14 empty] | NO-ESTIMATION | NO-ESTIMATION | NO-ESTIMATION | SOLAR-V1 | SOLAR-V1
GBR | United Kingdom | Marsh Farm (Farm AD) |  | GBR0000222 | 1.4 | 53.0336 | 0.1569 | Biomass |  |  |  |  | Staples | UK Renewable Energy Planning Database | https://www.gov.uk/government/collections/renewable-energy-planning-data | UK Renewable Energy Planning Database | [15 empty] | NO-ESTIMATION | NO-ESTIMATION | NO-ESTIMATION | NO-ESTIMATION | CAPACITY-FACTOR-V1
GBR | United Kingdom | Staples Anaerobic Digestion CHP Plant (Waste AD) |  | GBR0000291 | 1.4 | 53.0346 | 0.0312 | Biomass |  |  |  |  | Staples Brothers Ltd | UK Renewable Energy Planning Database | https://www.gov.uk/government/collections/renewable-energy-planning-data | UK Renewable Energy Planning Database | [15 empty] | NO-ESTIMATION | NO-ESTIMATION | NO-ESTIMATION | NO-ESTIMATION | CAPACITY-FACTOR-V1
GBR | United Kingdom | Balderton |  | GBR0006166 | 20.3 | 53.0480 | -0.8107 | Biomass |  |  |  |  | SPEP | UK Renewable Energy Planning Database | https://www.gov.uk/government/collections/renewable-energy-planning-data | UK Renewable Energy Planning Database | [15 empty] | NO-ESTIMATION | NO-ESTIMATION | NO-ESTIMATION | NO-ESTIMATION | CAPACITY-FACTOR-V1
GBR | United Kingdom | Carrington Farm AD |  | GBR0000357 | 3 | 53.0709 | -0.0531 | Biomass |  |  |  |  | Beeswax Farming (Rainbow) | UK Renewable Energy Planning Database | https://www.gov.uk/government/collections/renewable-energy-planning-data | UK Renewable Energy Planning Database | [15 empty] | NO-ESTIMATION | NO-ESTIMATION | NO-ESTIMATION | NO-ESTIMATION | CAPACITY-FACTOR-V1
GBR | United Kingdom | Blazer Fuels |  | GBR2001116 | 3 | 53.1213 | -3.3230 | Biomass |  |  |  |  | Newbridge Energy | UK Renewable Energy Planning Database | https://www.gov.uk/government/collections/renewable-energy-planning-data | UK Renewable Energy Planning Database | [15 empty] | NO-ESTIMATION | NO-ESTIMATION | NO-ESTIMATION | NO-ESTIMATION | CAPACITY-FACTOR-V1
GBR | United Kingdom | Metheringham Heath (Farm AD) |  | GBR0000331 | 6.5 | 53.1334 | -0.4721 | Biomass |  |  |  |  | Future Biogas (Blankney Estate) | UK Renewable Energy Planning Database | https://www.gov.uk/government/collections/renewable-energy-planning-data | UK Renewable Energy Planning Database | [15 empty] | NO-ESTIMATION | NO-ESTIMATION | NO-ESTIMATION | NO-ESTIMATION | CAPACITY-FACTOR-V1
GBR | United Kingdom | Stud Farm Rufford (Farm AD) |  | GBR0000265 | 2.2 | 53.1583 | -1.0285 | Biomass |  |  |  |  | Future Biogas | UK Renewable Energy Planning Database | https://www.gov.uk/government/collections/renewable-energy-planning-data | UK Renewable Energy Planning Database | [15 empty] | NO-ESTIMATION | NO-ESTIMATION | NO-ESTIMATION | SOLAR-V1 | SOLAR-V1
GBR | United Kingdom | JG Pears' animal rendering facility |  | GBR2001115 | 12 | 53.2138 | -0.7981 | Biomass |  |  |  |  | JG Pears Power | UK Renewable Energy Planning Database | https://www.gov.uk/government/collections/renewable-energy-planning-data | UK Renewable Energy Planning Database | [15 empty] | NO-ESTIMATION | NO-ESTIMATION | NO-ESTIMATION | NO-ESTIMATION | SOLAR-V1
GBR | United Kingdom | Waen Biogas (Waste AD) |  | GBR0000318 | 1 | 53.2632 | -3.4263 | Biomass |  |  |  |  | Ancala Bioenergy (formerly Biogen) | UK Renewable Energy Planning Database | https://www.gov.uk/government/collections/renewable-energy-planning-data | UK Renewable Energy Planning Database | 1101811 | [14 empty] | WIND-V1 | WIND-V1 | WIND-V1 | WIND-V1 | WIND-V1
GBR | United Kingdom | Land at Lostock Works (Northwich Facility) |  | GBR0005816 | 5 | 53.2638 | -2.4824 | Biomass |  |  |  |  | Orsted (formerly Dong Energy) | UK Renewable Energy Planning Database | https://www.gov.uk/government/collections/renewable-energy-planning-data | UK Renewable Energy Planning Database | [15 empty] | NO-ESTIMATION | NO-ESTIMATION | NO-ESTIMATION | NO-ESTIMATION | CAPACITY-FACTOR-V1
GBR | United Kingdom | Ince Bio Power |  | GBR2001001 | 21.5 | 53.2827 | -2.8189 | Biomass |  |  |  |  | Cogen | UK Renewable Energy Planning Database | https://www.gov.uk/government/collections/renewable-energy-planning-data | UK Renewable Energy Planning Database | [15 empty] | NO-ESTIMATION | NO-ESTIMATION | NO-ESTIMATION | NO-ESTIMATION | CAPACITY-FACTOR-V1
GBR | United Kingdom | Rampton Hospital Energy Centre |  | GBR0000066 | 1.2 | 53.2904 | -0.8382 | Biomass |  |  |  |  | Cofely | UK Renewable Energy Planning Database | https://www.gov.uk/government/collections/renewable-energy-planning-data | UK Renewable Energy Planning Database | [15 empty] | HYDRO-V1 | HYDRO-V1 | HYDRO-V1 | HYDRO-V1 | HYDRO-V1
GBR | United Kingdom | Holbrook Community Renewable Energy Centre |  | GBR0000117 | 6.5 | 53.3308 | -1.3323 | Biomass |  |  |  |  | UYE (UK) / Veolia | UK Renewable Energy Planning Database | https://www.gov.uk/government/collections/renewable-energy-planning-data | UK Renewable Energy Planning Database | [15 empty] | HYDRO-V1 | HYDRO-V1 | HYDRO-V1 | HYDRO-V1 | HYDRO-V1
GBR | United Kingdom | Land at Grange Farm |  | GBR0000072 | 1.1 | 53.3361 | -0.5363 | Biomass |  |  |  |  | Lockwood Estates | UK Renewable Energy Planning Database | https://www.gov.uk/government/collections/renewable-energy-planning-data | UK Renewable Energy Planning Database | [15 empty] | SOLAR-V1 | SOLAR-V1 | SOLAR-V1 | SOLAR-V1 | SOLAR-V1
GBR | United Kingdom | Granox Biogas Plant |  | GBR0000306 | 5 | 53.3525 | -2.7467 | Biomass |  |  |  |  | ReFood UK | UK Renewable Energy Planning Database | https://www.gov.uk/government/collections/renewable-energy-planning-data | UK Renewable Energy Planning Database | [15 empty] | NO-ESTIMATION | NO-ESTIMATION | SOLAR-V1 | SOLAR-V1 | SOLAR-V1
GBR | United Kingdom | Widnes 3MG Biomass/Mersey Bioenergy (CHP) Plant |  | GBR0000190 | 20 | 53.3546 | -2.7513 | Biomass |  |  |  |  | Burmeister & Wain Scandinavian (BWSC)/ Bioenergy Infrastructure Group | UK Renewable Energy Planning Database | https://www.gov.uk/government/collections/renewable-energy-planning-data | UK Renewable Energy Planning Database | 1066954 | [14 empty] | NO-ESTIMATION | NO-ESTIMATION | NO-ESTIMATION | SOLAR-V1 | SOLAR-V1
GBR | United Kingdom | Sutton Grange AD Plant |  | GBR0000353 | 3 | 53.3631 | -0.9601 | Biomass |  |  |  |  | Fred Walter & Sons Ltd | UK Renewable Energy Planning Database | https://www.gov.uk/government/collections/renewable-energy-planning-data | UK Renewable Energy Planning Database | [15 empty] | NO-ESTIMATION | NO-ESTIMATION | NO-ESTIMATION | NO-ESTIMATION | SOLAR-V1
GBR | United Kingdom | South Manchester Resource Recovery Centre (AD) |  | GBR0000217 | 2 | 53.3944 | -2.2461 | Biomass |  |  |  |  | Viridor | UK Renewable Energy Planning Database | https://www.gov.uk/government/collections/renewable-energy-planning-data | UK Renewable Energy Planning Database | [15 empty] | NO-ESTIMATION | NO-ESTIMATION | NO-ESTIMATION | NO-ESTIMATION | CAPACITY-FACTOR-V1
GBR | United Kingdom | Blackburn Meadows |  | GBR0000166 | 33 | 53.4201 | -1.3985 | Biomass |  |  |  |  | E.On | UK Renewable Energy Planning Database | https://www.gov.uk/government/collections/renewable-energy-planning-data | UK Renewable Energy Planning Database | 1069702 | [14 empty] | NO-ESTIMATION | NO-ESTIMATION | NO-ESTIMATION | NO-ESTIMATION | CAPACITY-FACTOR-V1
GBR | United Kingdom | Templeborough Biomass Power Plant- Rotherham |  | GBR2001003 | 42 | 53.4226 | -1.3734 | Biomass |  |  |  |  | Greencoat Capital | UK Renewable Energy Planning Database | https://www.gov.uk/government/collections/renewable-energy-planning-data | UK Renewable Energy Planning Database | [15 empty] | HYDRO-V1 | HYDRO-V1 | HYDRO-V1 | HYDRO-V1 | HYDRO-V1
GBR | United Kingdom | SAICA Paper Mill |  | GBR0000132 | 41.6 | 53.4251 | -2.4195 | Biomass |  |  |  |  | GDF SUEZ ENERGY UK | UK Renewable Energy Planning Database | https://www.gov.uk/government/collections/renewable-energy-planning-data | UK Renewable Energy Planning Database | [15 empty] | SOLAR-V1 | SOLAR-V1 | SOLAR-V1 | SOLAR-V1 | SOLAR-V1
GBR | United Kingdom | Bredbury Park Way - AD Stockport (Waste AD) |  | GBR0000263 | 2 | 53.4274 | -2.1143 | Biomass |  |  |  |  | Greater Manchester Waste Ltd | UK Renewable Energy Planning Database | https://www.gov.uk/government/collections/renewable-energy-planning-data | UK Renewable Energy Planning Database | [15 empty] | NO-ESTIMATION | NO-ESTIMATION | NO-ESTIMATION | NO-ESTIMATION | CAPACITY-FACTOR-V1
GBR | United Kingdom | Loicher Lane |  | GBR0006274 | 8 | 53.4443 | -1.4523 | Biomass |  |  |  |  | Rocpower | UK Renewable Energy Planning Database | https://www.gov.uk/government/collections/renewable-energy-planning-data | UK Renewable Energy Planning Database | [15 empty] | HYDRO-V1 | HYDRO-V1 | HYDRO-V1 | HYDRO-V1 | HYDRO-V1
GBR | United Kingdom | Salford Refuse Treatment Plant (AD) |  | GBR0000912 | 2 | 53.4953 | -2.2873 | Biomass |  |  |  |  | Viridor | UK Renewable Energy Planning Database | https://www.gov.uk/government/collections/renewable-energy-planning-data | UK Renewable Energy Planning Database | [15 empty] | NO-ESTIMATION | NO-ESTIMATION | NO-ESTIMATION | NO-ESTIMATION | CAPACITY-FACTOR-V1
GBR | United Kingdom | Reliance Street Mechanical Biological Treatment Facility (MBT) |  | GBR0000218 | 2 | 53.5041 | -2.1807 | Biomass |  |  |  |  | Viridor | UK Renewable Energy Planning Database | https://www.gov.uk/government/collections/renewable-energy-planning-data | UK Renewable Energy Planning Database | 1086819 | [14 empty] | HYDRO-V1 | HYDRO-V1 | HYDRO-V1 | HYDRO-V1 | HYDRO-V1
GBR | United Kingdom | Bolton Road Waste Treatment and Renewable Energy Facility (Waste AD) |  | GBR0000339 | 4 | 53.5080 | -1.3157 | Biomass |  |  |  |  | Shanks Group | UK Renewable Energy Planning Database | https://www.gov.uk/government/collections/renewable-energy-planning-data | UK Renewable Energy Planning Database | [15 empty] | HYDRO-V1 | HYDRO-V1 | HYDRO-V1 | HYDRO-V1 | HYDRO-V1
GBR | United Kingdom | Prosper Demulder Limited Anaerobic Digestion Plant (Waste AD) |  | GBR0000242 | 2 | 53.5369 | -1.1374 | Biomass |  |  |  |  | Prosper Demulder Limited / ReFood | UK Renewable Energy Planning Database | https://www.gov.uk/government/collections/renewable-energy-planning-data | UK Renewable Energy Planning Database | [15 empty] | NO-ESTIMATION | NO-ESTIMATION | NO-ESTIMATION | NO-ESTIMATION | CAPACITY-FACTOR-V1
GBR | United Kingdom | Prosper Demulder Limited Anaerobic Digestion Plant (Waste AD) - extension |  | GBR0000307 | 3 | 53.5369 | -1.1374 | Biomass |  |  |  |  | Prosper Demulder Limited / ReFood | UK Renewable Energy Planning Database | https://www.gov.uk/government/collections/renewable-energy-planning-data | UK Renewable Energy Planning Database | [15 empty] | NO-ESTIMATION | NO-ESTIMATION | NO-ESTIMATION | NO-ESTIMATION | CAPACITY-FACTOR-V1
GBR | United Kingdom | Glanford |  | GBR1000156 | 14 | 53.5411 | -0.5056 | Biomass |  |  |  |  | EPR Glanford Ltd | Department for Business Energy & Industrial Strategy | https://www.gov.uk/government/collections/digest-of-uk-energy-statistics-dukes | GEODB | 1016992 | [14 empty] | NO-ESTIMATION | NO-ESTIMATION | NO-ESTIMATION | NO-ESTIMATION | CAPACITY-FACTOR-V1
GBR | United Kingdom | Brigg Renewable Energy Plant (Re-submission) |  | GBR0000150 | 40 | 53.5423 | -0.5096 | Biomass |  |  |  |  | Eco2 | UK Renewable Energy Planning Database | https://www.gov.uk/government/collections/renewable-energy-planning-data | UK Renewable Energy Planning Database | [15 empty] | NO-ESTIMATION | NO-ESTIMATION | NO-ESTIMATION | NO-ESTIMATION | NO-ESTIMATION
GBR | United Kingdom | Barnsley 1.5 |  | GBR0006164 | 9 | 53.5680 | -1.5146 | Biomass |  |  |  |  | SPEP | UK Renewable Energy Planning Database | https://www.gov.uk/government/collections/renewable-energy-planning-data | UK Renewable Energy Planning Database | [15 empty] | HYDRO-V1 | HYDRO-V1 | HYDRO-V1 | HYDRO-V1 | HYDRO-V1
GBR | United Kingdom | North Moor Farm AD Plant (Farm AD) |  | GBR0000350 | 4 | 53.5745 | -0.7941 | Biomass |  |  |  |  | Rockscape Energy Ltd | UK Renewable Energy Planning Database | https://www.gov.uk/government/collections/renewable-energy-planning-data | UK Renewable Energy Planning Database | [15 empty] | HYDRO-V1 | HYDRO-V1 | HYDRO-V1 | HYDRO-V1 | HYDRO-V1
GBR | United Kingdom | Singleton Birch (Farm AD) |  | GBR0000260 | 1.5 | 53.5909 | -0.3571 | Biomass |  |  |  |  | Singleton Birch | UK Renewable Energy Planning Database | https://www.gov.uk/government/collections/renewable-energy-planning-data | UK Renewable Energy Planning Database | [15 empty] | NO-ESTIMATION | NO-ESTIMATION | NO-ESTIMATION | NO-ESTIMATION | NO-ESTIMATION
GBR | United Kingdom | South Kirkby Business Park (Waste AD) |  | GBR2001007 | 6 | 53.6027 | -1.3407 | Biomass |  |  |  |  | Shanks Group | UK Renewable Energy Planning Database | https://www.gov.uk/government/collections/renewable-energy-planning-data | UK Renewable Energy Planning Database | [15 empty] | NO-ESTIMATION | NO-ESTIMATION | NO-ESTIMATION | NO-ESTIMATION | CAPACITY-FACTOR-V1
GBR | United Kingdom | Farington Waste Recovery Park (Waste AD) |  | GBR0000224 | 1.9 | 53.7030 | -2.7373 | Biomass |  |  |  |  | Global Renewables Lancashire Ltd | UK Renewable Energy Planning Database | https://www.gov.uk/government/collections/renewable-energy-planning-data | UK Renewable Energy Planning Database | 1100380 | [14 empty] | SOLAR-V1 | SOLAR-V1 | SOLAR-V1 | SOLAR-V1 | SOLAR-V1
GBR | United Kingdom | Ferrybridge Multi-fuel |  | GBR0000116 | 79 | 53.7164 | -1.2819 | Biomass |  |  |  |  | Scottish and Southern Energy (SSE) | UK Renewable Energy Planning Database | https://www.gov.uk/government/collections/renewable-energy-planning-data | UK Renewable Energy Planning Database | 1076625 | [14 empty] | HYDRO-V1 | HYDRO-V1 | HYDRO-V1 | HYDRO-V1 | HYDRO-V1
GBR | United Kingdom | King George Dock |  | GBR2001006 | 9 | 53.7424 | -0.2835 | Biomass |  |  |  |  | Sunrise Renewables | UK Renewable Energy Planning Database | https://www.gov.uk/government/collections/renewable-energy-planning-data | UK Renewable Energy Planning Database | [15 empty] | HYDRO-V1 | HYDRO-V1 | HYDRO-V1 | HYDRO-V1 | HYDRO-V1
GBR | United Kingdom | Carr Farm (Farm AD) |  | GBR0000212 | 1 | 53.7485 | -2.9288 | Biomass |  |  |  |  | Farmgen | UK Renewable Energy Planning Database | https://www.gov.uk/government/collections/renewable-energy-planning-data | UK Renewable Energy Planning Database | 1085718 | [14 empty] | NO-ESTIMATION | NO-ESTIMATION | NO-ESTIMATION | NO-ESTIMATION | CAPACITY-FACTOR-V1
GBR | United Kingdom | Energy Works (Hull) |  | GBR2001014 | 25 | 53.7585 | -0.3304 | Biomass |  |  |  |  | Energy Works / The Spencer Group | UK Renewable Energy Planning Database | https://www.gov.uk/government/collections/renewable-energy-planning-data | UK Renewable Energy Planning Database | [15 empty] | NO-ESTIMATION | NO-ESTIMATION | NO-ESTIMATION | NO-ESTIMATION | CAPACITY-FACTOR-V1
GBR | United Kingdom | Energy Works Hull - AD (Waste AD) |  | GBR2001008 | 3 | 53.7585 | -0.3304 | Biomass |  |  |  |  | Energy Works / The Spencer Group | UK Renewable Energy Planning Database | https://www.gov.uk/government/collections/renewable-energy-planning-data | UK Renewable Energy Planning Database | [15 empty] | NO-ESTIMATION | NO-ESTIMATION | NO-ESTIMATION | NO-ESTIMATION | CAPACITY-FACTOR-V1
GBR | United Kingdom | Brocklesby - Crosslands Lane |  | GBR0005722 | 3.5 | 53.7782 | -0.6639 | Biomass |  |  |  |  | BioConstruct | UK Renewable Energy Planning Database | https://www.gov.uk/government/collections/renewable-energy-planning-data | UK Renewable Energy Planning Database | [15 empty] | HYDRO-V1 | HYDRO-V1 | HYDRO-V1 | HYDRO-V1 | HYDRO-V1
GBR | United Kingdom | Knostrop Sewage Treatment Works |  | GBR2001113 | 4 | 53.7815 | -1.4912 | Biomass |  |  |  |  | Yorkshire Water | UK Renewable Energy Planning Database | https://www.gov.uk/government/collections/renewable-energy-planning-data | UK Renewable Energy Planning Database | [15 empty] | NO-ESTIMATION | NO-ESTIMATION | NO-ESTIMATION | SOLAR-V1 | SOLAR-V1
GBR | United Kingdom | Buslingthorpe Power Station (Leeds North) |  | GBR0000026 | 2 | 53.8143 | -1.5426 | Biomass |  |  |  |  | Living Power (REG Bio-Power) | UK Renewable Energy Planning Database | https://www.gov.uk/government/collections/renewable-energy-planning-data | UK Renewable Energy Planning Database | 1085888 | [14 empty] | NO-ESTIMATION | NO-ESTIMATION | NO-ESTIMATION | NO-ESTIMATION | CAPACITY-FACTOR-V1
GBR | United Kingdom | Whitemoor |  | GBR0005003 | 18 | 53.8146 | -0.9922 | Biomass |  |  |  |  | REG Bio-Power | UK Renewable Energy Planning Database | https://www.gov.uk/government/collections/renewable-energy-planning-data | UK Renewable Energy Planning Database | 1101041 | [14 empty] | HYDRO-V1 | HYDRO-V1 | HYDRO-V1 | HYDRO-V1 | HYDRO-V1
GBR | United Kingdom | Hull Biomass Plant (Tansterne power station) |  | GBR2001111 | 22 | 53.8190 | -0.1465 | Biomass |  |  |  |  | Solar 21 | UK Renewable Energy Planning Database | https://www.gov.uk/government/collections/renewable-energy-planning-data | UK Renewable Energy Planning Database | [15 empty] | HYDRO-V1 | HYDRO-V1 | HYDRO-V1 | HYDRO-V1 | HYDRO-V1
GBR | United Kingdom | Wothersome Grange Farm House AD - crops |  | GBR0000381 | 1 | 53.8770 | -1.3939 | Biomass |  |  |  |  | Nick Lane-Fox | UK Renewable Energy Planning Database | https://www.gov.uk/government/collections/renewable-energy-planning-data | UK Renewable Energy Planning Database | [15 empty] | NO-ESTIMATION | NO-ESTIMATION | NO-ESTIMATION | NO-ESTIMATION | CAPACITY-FACTOR-V1
GBR | United Kingdom | Thornton Power Station |  | GBR0000044 | 9 | 53.8819 | -2.9975 | Biomass |  |  |  |  | TPS (UK) | UK Renewable Energy Planning Database | https://www.gov.uk/government/collections/renewable-energy-planning-data | UK Renewable Energy Planning Database | [15 empty] | NO-ESTIMATION | NO-ESTIMATION | NO-ESTIMATION | NO-ESTIMATION | CAPACITY-FACTOR-V1
GBR | United Kingdom | Thornton Waste Recovery Park (Waste AD) |  | GBR0000223 | 1.9 | 53.8948 | -3.0151 | Biomass |  |  |  |  | Global Renewables Lancashire Ltd | UK Renewable Energy Planning Database | https://www.gov.uk/government/collections/renewable-energy-planning-data | UK Renewable Energy Planning Database | 1099955 | [14 empty] | NO-ESTIMATION | NO-ESTIMATION | NO-ESTIMATION | NO-ESTIMATION | CAPACITY-FACTOR-V1
GBR | United Kingdom | Sandhill Anaerobic Digestion Plant (Waste AD) |  | GBR0000245 | 2 | 53.9920 | -0.4985 | Biomass |  |  |  |  | GWE Biogas | UK Renewable Energy Planning Database | https://www.gov.uk/government/collections/renewable-energy-planning-data | UK Renewable Energy Planning Database | [15 empty] | NO-ESTIMATION | NO-ESTIMATION | NO-ESTIMATION | NO-ESTIMATION | CAPACITY-FACTOR-V1
GBR | United Kingdom | Gravel Pit Farm (Resubmission) |  | GBR0004919 | 1 | 54.0200 | -0.9579 | Biomass |  |  |  |  | JFS Gravel Pit Farm Biogas | UK Renewable Energy Planning Database | https://www.gov.uk/government/collections/renewable-energy-planning-data | UK Renewable Energy Planning Database | [15 empty] | WIND-V1 | WIND-V1 | WIND-V1 | WIND-V1 | WIND-V1
GBR | United Kingdom | Allerton Waste Recovery Park (Waste AD) |  | GBR2001011 | 1.1 | 54.0326 | -1.3805 | Biomass |  |  |  |  | AmeyCespa | UK Renewable Energy Planning Database | https://www.gov.uk/government/collections/renewable-energy-planning-data | UK Renewable Energy Planning Database | [15 empty] | NO-ESTIMATION | NO-ESTIMATION | NO-ESTIMATION | NO-ESTIMATION | SOLAR-V1
GBR | United Kingdom | Newry Biomass Phase 1 (Gasification) |  | GBR0000023 | 2 | 54.2175 | -6.3367 | Biomass |  |  |  |  | REACT Energy (Kedco) | UK Renewable Energy Planning Database | https://www.gov.uk/government/collections/renewable-energy-planning-data | UK Renewable Energy Planning Database | 1084419 | [14 empty] | NO-ESTIMATION | NO-ESTIMATION | NO-ESTIMATION | NO-ESTIMATION | CAPACITY-FACTOR-V1
GBR | United Kingdom | Gortahurk Road |  | GBR2001118 | 1.5 | 54.2195 | -7.5402 | Biomass |  |  |  |  | Connective Energy Holdings | UK Renewable Energy Planning Database | https://www.gov.uk/government/collections/renewable-energy-planning-data | UK Renewable Energy Planning Database | [15 empty] | NO-ESTIMATION | NO-ESTIMATION | NO-ESTIMATION | NO-ESTIMATION | SOLAR-V1
GBR | United Kingdom | South View Farm |  | GBR0000037 | 2 | 54.2703 | -0.7586 | Biomass |  |  |  |  | Bioflame | UK Renewable Energy Planning Database | https://www.gov.uk/government/collections/renewable-energy-planning-data | UK Renewable Energy Planning Database | [15 empty] | NO-ESTIMATION | NO-ESTIMATION | NO-ESTIMATION | NO-ESTIMATION | CAPACITY-FACTOR-V1
GBR | United Kingdom | Leeming Bar (Waste AD) |  | GBR0000330 | 1.5 | 54.2912 | -1.5425 | Biomass |  |  |  |  | JFS Clapham Lodge Biogas Ltd | UK Renewable Energy Planning Database | https://www.gov.uk/government/collections/renewable-energy-planning-data | UK Renewable Energy Planning Database | [15 empty] | NO-ESTIMATION | NO-ESTIMATION | NO-ESTIMATION | NO-ESTIMATION | NO-ESTIMATION
GBR | United Kingdom | Balcas Timber Biomass CHP Plant |  | GBR0000033 | 2.5 | 54.3073 | -7.6639 | Biomass |  |  |  |  | Balcas Timber | UK Renewable Energy Planning Database | https://www.gov.uk/government/collections/renewable-energy-planning-data | UK Renewable Energy Planning Database | [15 empty] | NO-ESTIMATION | NO-ESTIMATION | NO-ESTIMATION | NO-ESTIMATION | CAPACITY-FACTOR-V1
GBR | United Kingdom | Reservoir Road (Farm AD) |  | GBR0000329 | 1.1 | 54.3203 | -6.2893 | Biomass |  |  |  |  | B and D Property Services Ltd/James Cromie | UK Renewable Energy Planning Database | https://www.gov.uk/government/collections/renewable-energy-planning-data | UK Renewable Energy Planning Database | [15 empty] | NO-ESTIMATION | NO-ESTIMATION | NO-ESTIMATION | NO-ESTIMATION | WIND-V1
GBR | United Kingdom | Granville Ecopark |  | GBR0000301 | 3 | 54.4910 | -6.8121 | Biomass |  |  |  |  | Granville Ecopark | UK Renewable Energy Planning Database | https://www.gov.uk/government/collections/renewable-energy-planning-data | UK Renewable Energy Planning Database | [15 empty] | NO-ESTIMATION | NO-ESTIMATION | NO-ESTIMATION | NO-ESTIMATION | NO-ESTIMATION
GBR | United Kingdom | Wilton 10 |  | GBR0000035 | 38 | 54.5674 | -1.0967 | Biomass |  |  |  |  | UK Wood Recycling | UK Renewable Energy Planning Database | https://www.gov.uk/government/collections/renewable-energy-planning-data | UK Renewable Energy Planning Database | [15 empty] | NO-ESTIMATION | NO-ESTIMATION | NO-ESTIMATION | NO-ESTIMATION | CAPACITY-FACTOR-V1
GBR | United Kingdom | Teeside Green Energy Plant (Waste AD) |  | GBR0000385 | 4.8 | 54.5815 | -1.2469 | Biomass |  |  |  |  | B F BIO GAS LTD | UK Renewable Energy Planning Database | https://www.gov.uk/government/collections/renewable-energy-planning-data | UK Renewable Energy Planning Database | [15 empty] | NO-ESTIMATION | NO-ESTIMATION | NO-ESTIMATION | NO-ESTIMATION | CAPACITY-FACTOR-V1
GBR | United Kingdom | Imperial Park |  | GBR0000348 | 5.1 | 54.5822 | -1.1850 | Biomass |  |  |  |  | BioConstruct | UK Renewable Energy Planning Database | https://www.gov.uk/government/collections/renewable-energy-planning-data | UK Renewable Energy Planning Database | [15 empty] | NO-ESTIMATION | NO-ESTIMATION | NO-ESTIMATION | NO-ESTIMATION | CAPACITY-FACTOR-V1
GBR | United Kingdom | Preston Road AD Plant (Waste AD) |  | GBR0000280 | 2.8 | 54.6058 | -1.5803 | Biomass |  |  |  |  | Emerald Biogas | UK Renewable Energy Planning Database | https://www.gov.uk/government/collections/renewable-energy-planning-data | UK Renewable Energy Planning Database | [15 empty] | NO-ESTIMATION | NO-ESTIMATION | NO-ESTIMATION | NO-ESTIMATION | CAPACITY-FACTOR-V1
GBR | United Kingdom | BH Energy - Biogas (AD) |  | GBR0000230 | 2.1 | 54.6193 | -5.7889 | Biomass |  |  |  |  | Blakiston Houston Estate Company | UK Renewable Energy Planning Database | https://www.gov.uk/government/collections/renewable-energy-planning-data | UK Renewable Energy Planning Database | [15 empty] | WIND-V1 | WIND-V1 | WIND-V1 | WIND-V1 | WIND-V1
GBR | United Kingdom | 14 Tullywiggan Road |  | GBR0005673 | 1 | 54.6221 | -6.7398 | Biomass |  |  |  |  | PAR Renewables | UK Renewable Energy Planning Database | https://www.gov.uk/government/collections/renewable-energy-planning-data | UK Renewable Energy Planning Database | [15 empty] | NO-ESTIMATION | NO-ESTIMATION | NO-ESTIMATION | NO-ESTIMATION | CAPACITY-FACTOR-V1
GBR | United Kingdom | Airport Road West |  | GBR2001107 | 1.2 | 54.6260 | -5.8729 | Biomass |  |  |  |  | Belfast Harbour Commissioners | UK Renewable Energy Planning Database | https://www.gov.uk/government/collections/renewable-energy-planning-data | UK Renewable Energy Planning Database | [15 empty] | NO-ESTIMATION | NO-ESTIMATION | NO-ESTIMATION | NO-ESTIMATION | CAPACITY-FACTOR-V1
GBR | United Kingdom | Dean Group Business Park - Hartlepool |  | GBR0006000 | 5.1 | 54.6477 | -1.2058 | Biomass |  |  |  |  | BioConstruct | UK Renewable Energy Planning Database | https://www.gov.uk/government/collections/renewable-energy-planning-data | UK Renewable Energy Planning Database | [15 empty] | SOLAR-V1-NO-AGE | SOLAR-V1-NO-AGE | SOLAR-V1-NO-AGE | SOLAR-V1-NO-AGE | SOLAR-V1-NO-AGE
GBR | United Kingdom | Iggesund Paperboard CHP Plant |  | GBR0000047 | 49 | 54.6640 | -3.5473 | Biomass |  |  |  |  | Iggesund Paperboard (Workington) | UK Renewable Energy Planning Database | https://www.gov.uk/government/collections/renewable-energy-planning-data | UK Renewable Energy Planning Database | [15 empty] | NO-ESTIMATION | NO-ESTIMATION | NO-ESTIMATION | NO-ESTIMATION | NO-ESTIMATION
GBR | United Kingdom | Chilton Energy Plant |  | GBR0000014 | 18 | 54.6680 | -1.5666 | Biomass |  |  |  |  | Dalkia | UK Renewable Energy Planning Database | https://www.gov.uk/government/collections/renewable-energy-planning-data | UK Renewable Energy Planning Database | [15 empty] | SOLAR-V1-NO-AGE | SOLAR-V1-NO-AGE | SOLAR-V1-NO-AGE | SOLAR-V1-NO-AGE | SOLAR-V1-NO-AGE
GBR | United Kingdom | Aspatria Creamery |  | GBR0005516 | 5 | 54.7581 | -3.3309 | Biomass |  |  |  |  | First Milk Cheese Company | UK Renewable Energy Planning Database | https://www.gov.uk/government/collections/renewable-energy-planning-data | UK Renewable Energy Planning Database | [15 empty] | NO-ESTIMATION | NO-ESTIMATION | NO-ESTIMATION | NO-ESTIMATION | NO-ESTIMATION
GBR | United Kingdom | Tully Quarry |  | GBR0006134 | 3 | 54.8371 | -6.1986 | Biomass |  |  |  |  | Stream Bioenergy | UK Renewable Energy Planning Database | https://www.gov.uk/government/collections/renewable-energy-planning-data | UK Renewable Energy Planning Database | [15 empty] | NO-ESTIMATION | NO-ESTIMATION | NO-ESTIMATION | NO-ESTIMATION | CAPACITY-FACTOR-V1
GBR | United Kingdom | Tyrone Energy 1 |  | GBR0000122 | 2.1 | 54.8521 | -7.4065 | Biomass |  |  |  |  | Mr Tim Traill | UK Renewable Energy Planning Database | https://www.gov.uk/government/collections/renewable-energy-planning-data | UK Renewable Energy Planning Database | [15 empty] | NO-ESTIMATION | NO-ESTIMATION | NO-ESTIMATION | NO-ESTIMATION | CAPACITY-FACTOR-V1
GBR | United Kingdom | Land Adjacent to Thomas Swan and Co Ltd. |  | GBR0000349 | 1 | 54.8548 | -1.8143 | Biomass |  |  |  |  | Hallwick Energy | UK Renewable Energy Planning Database | https://www.gov.uk/government/collections/renewable-energy-planning-data | UK Renewable Energy Planning Database | [15 empty] | SOLAR-V1-NO-AGE | SOLAR-V1-NO-AGE | SOLAR-V1-NO-AGE | SOLAR-V1-NO-AGE | SOLAR-V1-NO-AGE
GBR | United Kingdom | Dryholme Farm (Farm AD) |  | GBR0000267 | 1 | 54.8563 | -3.3586 | Biomass |  |  |  |  | Kirk Environmental | UK Renewable Energy Planning Database | https://www.gov.uk/government/collections/renewable-energy-planning-data | UK Renewable Energy Planning Database | 1085719 | [14 empty] | NO-ESTIMATION | NO-ESTIMATION | NO-ESTIMATION | NO-ESTIMATION | CAPACITY-FACTOR-V1
GBR | United Kingdom | Land South East Of Water Treatment Works Bridge End |  | GBR0000384 | 1.5 | 54.9733 | -2.0818 | Biomass |  |  |  |  | DJ AND SJ RECYCLING | UK Renewable Energy Planning Database | https://www.gov.uk/government/collections/renewable-energy-planning-data | UK Renewable Energy Planning Database | [15 empty] | HYDRO-V1 | HYDRO-V1 | HYDRO-V1 | HYDRO-V1 | HYDRO-V1
GBR | United Kingdom | Evermore Renewable Energy (CHP) / Lisahally Power Station |  | GBR0000124 | 15 | 55.0346 | -7.2512 | Biomass |  |  |  |  | ERE Developments | UK Renewable Energy Planning Database | https://www.gov.uk/government/collections/renewable-energy-planning-data | UK Renewable Energy Planning Database | 1098659 | [14 empty] | NO-ESTIMATION | NO-ESTIMATION | NO-ESTIMATION | NO-ESTIMATION | NO-ESTIMATION
GBR | United Kingdom | West Roucan Farm |  | GBR0000359 | 1.2 | 55.0951 | -3.5336 | Biomass |  |  |  |  | John Cunningham-Jardine | UK Renewable Energy Planning Database | https://www.gov.uk/government/collections/renewable-energy-planning-data | UK Renewable Energy Planning Database | [15 empty] | NO-ESTIMATION | NO-ESTIMATION | NO-ESTIMATION | NO-ESTIMATION | CAPACITY-FACTOR-V1
GBR | United Kingdom | Harbour Road |  | GBR0006138 | 2.6 | 55.5471 | -4.6814 | Biomass |  |  |  |  | Glennon Brothers Troon | UK Renewable Energy Planning Database | https://www.gov.uk/government/collections/renewable-energy-planning-data | UK Renewable Energy Planning Database | [15 empty] | SOLAR-V1-NO-AGE | SOLAR-V1-NO-AGE | SOLAR-V1-NO-AGE | SOLAR-V1-NO-AGE | SOLAR-V1-NO-AGE
GBR | United Kingdom | Charlesfield Biomass CHP Plant |  | GBR2001004 | 10 | 55.5605 | -2.6533 | Biomass |  |  |  |  | Charlesfield First LLP & Biogas Power | UK Renewable Energy Planning Database | https://www.gov.uk/government/collections/renewable-energy-planning-data | UK Renewable Energy Planning Database | [15 empty] | SOLAR-V1-NO-AGE | SOLAR-V1-NO-AGE | SOLAR-V1-NO-AGE | SOLAR-V1-NO-AGE | SOLAR-V1-NO-AGE
GBR | United Kingdom | Caledonian Papermill |  | GBR0000034 | 26 | 55.5796 | -4.6395 | Biomass |  |  |  |  | Caledonian Paper | UK Renewable Energy Planning Database | https://www.gov.uk/government/collections/renewable-energy-planning-data | UK Renewable Energy Planning Database | [15 empty] | HYDRO-V1 | HYDRO-V1 | HYDRO-V1 | HYDRO-V1 | HYDRO-V1
GBR | United Kingdom | GlaxoSmithKline (Waste AD) |  | GBR0000343 | 1 | 55.5945 | -4.6302 | Biomass |  |  |  |  | GlaxoSmithKline | UK Renewable Energy Planning Database | https://www.gov.uk/government/collections/renewable-energy-planning-data | UK Renewable Energy Planning Database | [15 empty] | SOLAR-V1-NO-AGE | SOLAR-V1-NO-AGE | SOLAR-V1-NO-AGE | SOLAR-V1-NO-AGE | SOLAR-V1-NO-AGE
GBR | United Kingdom | Barkip Anaerobic Digestor (Waste AD) |  | GBR0000266 | 2.2 | 55.7181 | -4.7186 | Biomass |  |  |  |  | Scottish and Southern Energy (SSE) / William Tracey | UK Renewable Energy Planning Database | https://www.gov.uk/government/collections/renewable-energy-planning-data | UK Renewable Energy Planning Database | 1082204 | [14 empty] | NO-ESTIMATION | NO-ESTIMATION | NO-ESTIMATION | NO-ESTIMATION | CAPACITY-FACTOR-V1
GBR | United Kingdom | Levenseat EfW |  | GBR2001085 | 12.5 | 55.7790 | -3.6780 | Biomass |  |  |  |  | Levenseat | UK Renewable Energy Planning Database | https://www.gov.uk/government/collections/renewable-energy-planning-data | UK Renewable Energy Planning Database | [15 empty] | SOLAR-V1-NO-AGE | SOLAR-V1-NO-AGE | SOLAR-V1-NO-AGE | SOLAR-V1-NO-AGE | SOLAR-V1-NO-AGE
GBR | United Kingdom | Liberty Steel Dalzell |  | GBR2001133 | 17 | 55.7884 | -3.9822 | Biomass |  |  |  |  | SIMEC/ Liberty House | UK Renewable Energy Planning Database | https://www.gov.uk/government/collections/renewable-energy-planning-data | UK Renewable Energy Planning Database | [15 empty] | NO-ESTIMATION | NO-ESTIMATION | NO-ESTIMATION | NO-ESTIMATION | NO-ESTIMATION
GBR | United Kingdom | Glasgow Renewable Energy and Recycling Centre (Waste AD) |  | GBR0000286 | 5 | 55.8340 | -4.2447 | Biomass |  |  |  |  | Viridor | UK Renewable Energy Planning Database | https://www.gov.uk/government/collections/renewable-energy-planning-data | UK Renewable Energy Planning Database | [15 empty] | NO-ESTIMATION | NO-ESTIMATION | NO-ESTIMATION | NO-ESTIMATION | NO-ESTIMATION
GBR | United Kingdom | Millerhill AD (Waste AD) |  | GBR0000371 | 1.5 | 55.9255 | -3.0834 | Biomass |  |  |  |  | Ancala Bioenergy (formerly Biogen/Aluana Renewable Energy) | UK Renewable Energy Planning Database | https://www.gov.uk/government/collections/renewable-energy-planning-data | UK Renewable Energy Planning Database | [15 empty] | NO-ESTIMATION | NO-ESTIMATION | NO-ESTIMATION | NO-ESTIMATION | CAPACITY-FACTOR-V1
GBR | United Kingdom | Pure Malt Products AD |  | GBR0000333 | 1.5 | 55.9566 | -2.7707 | Biomass |  |  |  |  | Pure Malt Products Limited | UK Renewable Energy Planning Database | https://www.gov.uk/government/collections/renewable-energy-planning-data | UK Renewable Energy Planning Database | [15 empty] | SOLAR-V1-NO-AGE | SOLAR-V1-NO-AGE | SOLAR-V1-NO-AGE | SOLAR-V1-NO-AGE | SOLAR-V1-NO-AGE
GBR | United Kingdom | Energen biogas cumbernauld |  | GBR0000231 | 2.4 | 55.9697 | -3.9580 | Biomass |  |  |  |  | Energen Biogas Ltd | UK Renewable Energy Planning Database | https://www.gov.uk/government/collections/renewable-energy-planning-data | UK Renewable Energy Planning Database | 1079051 | [14 empty] | NO-ESTIMATION | NO-ESTIMATION | NO-ESTIMATION | NO-ESTIMATION | NO-ESTIMATION
GBR | United Kingdom | Cumbernauld BioPlant (Waste AD) |  | GBR0000211 | 2.4 | 55.9704 | -3.9575 | Biomass |  |  |  |  | Shanks Group | UK Renewable Energy Planning Database | https://www.gov.uk/government/collections/renewable-energy-planning-data | UK Renewable Energy Planning Database | [15 empty] | NO-ESTIMATION | NO-ESTIMATION | NO-ESTIMATION | NO-ESTIMATION | NO-ESTIMATION
GBR | United Kingdom | Deerdykes Composting and Organics Recycling Facility (Waste AD) |  | GBR0000210 | 1 | 55.9704 | -3.9575 | Biomass |  |  |  |  | Scottish Water Solutions | UK Renewable Energy Planning Database | https://www.gov.uk/government/collections/renewable-energy-planning-data | UK Renewable Energy Planning Database | 1076169 | [14 empty] | NO-ESTIMATION | NO-ESTIMATION | NO-ESTIMATION | NO-ESTIMATION | CAPACITY-FACTOR-V1
GBR | United Kingdom | Avondale Quarry (Pilot) |  | GBR2001112 | 2 | 55.9903 | -3.6789 | Biomass |  |  |  |  | Grangemouth Generation Ltd | UK Renewable Energy Planning Database | https://www.gov.uk/government/collections/renewable-energy-planning-data | UK Renewable Energy Planning Database | [15 empty] | NO-ESTIMATION | NO-ESTIMATION | NO-ESTIMATION | NO-ESTIMATION | CAPACITY-FACTOR-V1
GBR | United Kingdom | Cowie Biomass Facility |  | GBR0000041 | 15 | 56.0769 | -3.8639 | Biomass |  |  |  |  | Norbord | UK Renewable Energy Planning Database | https://www.gov.uk/government/collections/renewable-energy-planning-data | UK Renewable Energy Planning Database | [15 empty] | NO-ESTIMATION | NO-ESTIMATION | NO-ESTIMATION | NO-ESTIMATION | CAPACITY-FACTOR-V1
GBR | United Kingdom | Lochhead Landfill CHP |  | GBR0000269 | 1.7 | 56.0969 | -3.4694 | Biomass |  |  |  |  | Fife Council | UK Renewable Energy Planning Database | https://www.gov.uk/government/collections/renewable-energy-planning-data | UK Renewable Energy Planning Database | 1098622 | [14 empty] | NO-ESTIMATION | NO-ESTIMATION | NO-ESTIMATION | NO-ESTIMATION | CAPACITY-FACTOR-V1
GBR | United Kingdom | Westfield Biomass Power Station |  | GBR0000062 | 12.5 | 56.1417 | -3.3051 | Biomass |  |  |  |  | EPR Scotland | UK Renewable Energy Planning Database | https://www.gov.uk/government/collections/renewable-energy-planning-data | UK Renewable Energy Planning Database | 1050403 | [14 empty] | NO-ESTIMATION | NO-ESTIMATION | NO-ESTIMATION | NO-ESTIMATION | CAPACITY-FACTOR-V1
GBR | United Kingdom | Inchdairnie |  | GBR2001104 | 2 | 56.1782 | -3.2115 | Biomass |  |  |  |  | RM Brown & Son Ltd | UK Renewable Energy Planning Database | https://www.gov.uk/government/collections/renewable-energy-planning-data | UK Renewable Energy Planning Database | [15 empty] | SOLAR-V1-NO-AGE | SOLAR-V1-NO-AGE | SOLAR-V1-NO-AGE | SOLAR-V1-NO-AGE | SOLAR-V1-NO-AGE
GBR | United Kingdom | Diageo Biomass Energy Project |  | GBR0000172 | 5.5 | 56.1897 | -3.0559 | Biomass |  |  |  |  | Diageo | UK Renewable Energy Planning Database | https://www.gov.uk/government/collections/renewable-energy-planning-data | UK Renewable Energy Planning Database | [15 empty] | NO-ESTIMATION | NO-ESTIMATION | NO-ESTIMATION | NO-ESTIMATION | CAPACITY-FACTOR-V1
GBR | United Kingdom | Acharn Forest Killin Biomass Plant |  | GBR2001109 | 5.6 | 56.4529 | -4.3342 | Biomass |  |  |  |  | Northern Energy Developments | UK Renewable Energy Planning Database | https://www.gov.uk/government/collections/renewable-energy-planning-data | UK Renewable Energy Planning Database | [15 empty] | NO-ESTIMATION | NO-ESTIMATION | NO-ESTIMATION | NO-ESTIMATION | NO-ESTIMATION
GBR | United Kingdom | Macphie of Glenbervie |  | GBR0000205 | 1.2 | 56.9152 | -2.3876 | Biomass | [5 empty] | UK Renewable Energy Planning Database | https://www.gov.uk/government/collections/renewable-energy-planning-data | UK Renewable Energy Planning Database | [15 empty] | NO-ESTIMATION | NO-ESTIMATION | NO-ESTIMATION | NO-ESTIMATION | CAPACITY-FACTOR-V1
GBR | United Kingdom | Glenfiddich Distillery |  | GBR2001197 | 1.5 | 57.4549 | -3.1230 | Biomass |  |  |  |  | William Grant and Sons Distillers | UK Renewable Energy Planning Database | https://www.gov.uk/government/collections/renewable-energy-planning-data | UK Renewable Energy Planning Database | [15 empty] | SOLAR-V1-NO-AGE | SOLAR-V1-NO-AGE | SOLAR-V1-NO-AGE | SOLAR-V1-NO-AGE | SOLAR-V1-NO-AGE
GBR | United Kingdom | Speyside Biomass CHP Plant |  | GBR0000186 | 12.5 | 57.4947 | -3.2089 | Biomass |  |  |  |  | Speyside Renewable Energy Partnership Ltd | UK Renewable Energy Planning Database | https://www.gov.uk/government/collections/renewable-energy-planning-data | UK Renewable Energy Planning Database | [15 empty] | NO-ESTIMATION | NO-ESTIMATION | NO-ESTIMATION | NO-ESTIMATION | CAPACITY-FACTOR-V1
GBR | United Kingdom | Morayhill AD |  | GBR2001100 | 2 | 57.5182 | -4.0889 | Biomass |  |  |  |  | Morayhill | UK Renewable Energy Planning Database | https://www.gov.uk/government/collections/renewable-energy-planning-data | UK Renewable Energy Planning Database | [15 empty] | NO-ESTIMATION | NO-ESTIMATION | NO-ESTIMATION | NO-ESTIMATION | CAPACITY-FACTOR-V1
GBR | United Kingdom | Rothes Bio-Plant |  | GBR0000140 | 8.3 | 57.5264 | -3.2078 | Biomass |  |  |  |  | Scottish Bio-Power | UK Renewable Energy Planning Database | https://www.gov.uk/government/collections/renewable-energy-planning-data | UK Renewable Energy Planning Database | [15 empty] | NO-ESTIMATION | NO-ESTIMATION | NO-ESTIMATION | NO-ESTIMATION | CAPACITY-FACTOR-V1
GBR | United Kingdom | Invergordon Pellet Mill |  | GBR0000028 | 5 | 57.7054 | -4.1599 | Biomass |  |  |  |  | Balcas | UK Renewable Energy Planning Database | https://www.gov.uk/government/collections/renewable-energy-planning-data | UK Renewable Energy Planning Database | 1067858 | [14 empty] | NO-ESTIMATION | NO-ESTIMATION | NO-ESTIMATION | NO-ESTIMATION | CAPACITY-FACTOR-V1
GBR | United Kingdom | Pulteney Distillery |  | GBR0006091 | 3.5 | 58.4347 | -3.0855 | Biomass |  |  |  |  | GIB and Equitix | UK Renewable Energy Planning Database | https://www.gov.uk/government/collections/renewable-energy-planning-data | UK Renewable Energy Planning Database | [15 empty] | NO-ESTIMATION | NO-ESTIMATION | NO-ESTIMATION | NO-ESTIMATION | CAPACITY-FACTOR-V1
GTM | Guatemala | Biomass |  | WRI1061438 | 119 | 14.1200 | -90.9300 | Biomass |  |  |  | 2014.0 |  | Guatemala Energy Data Visualization Center at Universidad Rafael Landivar | http://incyt.org/indicadores/#1495159742418-0490dafa-25d5 | Guatemala Energy Data Visualization Center at Universidad Rafael Landivar | [5 empty] | 0.0 |  |  |  | Guatemala Energy Data Visualization Center at Universidad Rafael Landivar | [5 empty] | NO-ESTIMATION | NO-ESTIMATION | NO-ESTIMATION | NO-ESTIMATION | CAPACITY-FACTOR-V1
GTM | Guatemala | Magdalena |  | WRI1061443 | 145 | 14.1200 | -90.9320 | Biomass |  |  |  | 1994.0 |  | Guatemala Energy Data Visualization Center at Universidad Rafael Landivar | http://incyt.org/indicadores/#1495159742418-0490dafa-25d5 | Guatemala Energy Data Visualization Center at Universidad Rafael Landivar | 1051778 |  |  |  |  | 999.9 |  |  |  | Guatemala Energy Data Visualization Center at Universidad Rafael Landivar | [5 empty] | NO-ESTIMATION | NO-ESTIMATION | NO-ESTIMATION | NO-ESTIMATION | CAPACITY-FACTOR-V1
GTM | Guatemala | Trinidad |  | WRI1061449 | 86.8 | 14.1500 | -90.8410 | Biomass |  |  |  | 2011.0 |  | Guatemala Energy Data Visualization Center at Universidad Rafael Landivar | http://incyt.org/indicadores/#1495159742418-0490dafa-25d5 | Guatemala Energy Data Visualization Center at Universidad Rafael Landivar | [5 empty] | 167.4 |  |  |  | Guatemala Energy Data Visualization Center at Universidad Rafael Landivar | [5 empty] | NO-ESTIMATION | NO-ESTIMATION | NO-ESTIMATION | NO-ESTIMATION | CAPACITY-FACTOR-V1
GTM | Guatemala | Santa Ana |  | WRI1061447 | 104.5 | 14.2400 | -90.8420 | Biomass |  |  |  | 1995.0 |  | Guatemala Energy Data Visualization Center at Universidad Rafael Landivar | http://incyt.org/indicadores/#1495159742418-0490dafa-25d5 | Guatemala Energy Data Visualization Center at Universidad Rafael Landivar | 1051772 |  |  |  |  | 372.7 |  |  |  | Guatemala Energy Data Visualization Center at Universidad Rafael Landivar | [5 empty] | NO-ESTIMATION | NO-ESTIMATION | NO-ESTIMATION | NO-ESTIMATION | CAPACITY-FACTOR-V1
GTM | Guatemala | La Union |  | WRI1061441 | 78 | 14.2700 | -91.0960 | Biomass |  |  |  | 1995.0 |  | Guatemala Energy Data Visualization Center at Universidad Rafael Landivar | http://incyt.org/indicadores/#1495159742418-0490dafa-25d5 | Guatemala Energy Data Visualization Center at Universidad Rafael Landivar | 1051776 |  |  |  |  | 254.2 |  |  |  | Guatemala Energy Data Visualization Center at Universidad Rafael Landivar | [5 empty] | NO-ESTIMATION | NO-ESTIMATION | NO-ESTIMATION | NO-ESTIMATION | CAPACITY-FACTOR-V1
GTM | Guatemala | Concepcion |  | WRI1061439 | 27.5 | 14.3300 | -90.7870 | Biomass |  |  |  | 1994.0 |  | Guatemala Energy Data Visualization Center at Universidad Rafael Landivar | http://incyt.org/indicadores/#1495159742418-0490dafa-25d5 | Guatemala Energy Data Visualization Center at Universidad Rafael Landivar | 1044192 |  |  |  |  | 105.8 |  |  |  | Guatemala Energy Data Visualization Center at Universidad Rafael Landivar | [5 empty] | NO-ESTIMATION | NO-ESTIMATION | NO-ESTIMATION | NO-ESTIMATION | CAPACITY-FACTOR-V1
GTM | Guatemala | Pantaleon |  | WRI1061445 | 82 | 14.3300 | -90.9930 | Biomass |  |  |  | 1991.0 |  | Guatemala Energy Data Visualization Center at Universidad Rafael Landivar | http://incyt.org/indicadores/#1495159742418-0490dafa-25d5 | Guatemala Energy Data Visualization Center at Universidad Rafael Landivar | 1051774 |  |  |  |  | 386.9 |  |  |  | Guatemala Energy Data Visualization Center at Universidad Rafael Landivar | [5 empty] | NO-ESTIMATION | NO-ESTIMATION | NO-ESTIMATION | NO-ESTIMATION | CAPACITY-FACTOR-V1
GTM | Guatemala | Santa Lucia |  | WRI1061448 | 44 | 14.3500 | -91.0640 | Biomass |  |  |  | 2014.0 |  | Guatemala Energy Data Visualization Center at Universidad Rafael Landivar | http://incyt.org/indicadores/#1495159742418-0490dafa-25d5 | Guatemala Energy Data Visualization Center at Universidad Rafael Landivar | [5 empty] | 0.0 |  |  |  | Guatemala Energy Data Visualization Center at Universidad Rafael Landivar | [5 empty] | NO-ESTIMATION | NO-ESTIMATION | NO-ESTIMATION | NO-ESTIMATION | CAPACITY-FACTOR-V1
GTM | Guatemala | Madre Tierra |  | WRI1061442 | 28 | 14.3500 | -91.0650 | Biomass |  |  |  | 1996.0 |  | Guatemala Energy Data Visualization Center at Universidad Rafael Landivar | http://incyt.org/indicadores/#1495159742418-0490dafa-25d5 | Guatemala Energy Data Visualization Center at Universidad Rafael Landivar | 1051769 |  |  |  |  | 144.2 |  |  |  | Guatemala Energy Data Visualization Center at Universidad Rafael Landivar | [5 empty] | NO-ESTIMATION | NO-ESTIMATION | NO-ESTIMATION | NO-ESTIMATION | CAPACITY-FACTOR-V1
GTM | Guatemala | San Diego |  | WRI1061446 | 5 | 14.3700 | -90.8060 | Biomass |  |  |  | 2004.0 |  | Guatemala Energy Data Visualization Center at Universidad Rafael Landivar | http://incyt.org/indicadores/#1495159742418-0490dafa-25d5 | Guatemala Energy Data Visualization Center at Universidad Rafael Landivar | 1084609 |  |  |  |  | 0.0 |  |  |  | Guatemala Energy Data Visualization Center at Universidad Rafael Landivar | [5 empty] | NO-ESTIMATION | NO-ESTIMATION | NO-ESTIMATION | NO-ESTIMATION | CAPACITY-FACTOR-V1
GTM | Guatemala | Palo Gordo |  | WRI1061444 | 76.9 | 14.4900 | -91.3980 | Biomass |  |  |  | 2014.0 |  | Guatemala Energy Data Visualization Center at Universidad Rafael Landivar | http://incyt.org/indicadores/#1495159742418-0490dafa-25d5 | Guatemala Energy Data Visualization Center at Universidad Rafael Landivar | [5 empty] | 173.5 |  |  |  | Guatemala Energy Data Visualization Center at Universidad Rafael Landivar | [5 empty] | NO-ESTIMATION | NO-ESTIMATION | NO-ESTIMATION | NO-ESTIMATION | CAPACITY-FACTOR-V1
GTM | Guatemala | Tulula |  | WRI1061450 | 50 | 14.5100 | -91.5860 | Biomass |  |  |  | 2001.0 |  | Guatemala Energy Data Visualization Center at Universidad Rafael Landivar | http://incyt.org/indicadores/#1495159742418-0490dafa-25d5 | Guatemala Energy Data Visualization Center at Universidad Rafael Landivar | 1066056 |  |  |  |  | 93.6 |  |  |  | Guatemala Energy Data Visualization Center at Universidad Rafael Landivar | [5 empty] | NO-ESTIMATION | NO-ESTIMATION | NO-ESTIMATION | NO-ESTIMATION | CAPACITY-FACTOR-V1
GTM | Guatemala | El Pilar |  | WRI1061440 | 33.4 | 14.5400 | -91.5880 | Biomass |  |  |  | 2012.0 |  | Guatemala Energy Data Visualization Center at Universidad Rafael Landivar | http://incyt.org/indicadores/#1495159742418-0490dafa-25d5 | Guatemala Energy Data Visualization Center at Universidad Rafael Landivar | [5 empty] | 0.0 |  |  |  | Guatemala Energy Data Visualization Center at Universidad Rafael Landivar | [5 empty] | NO-ESTIMATION | NO-ESTIMATION | NO-ESTIMATION | NO-ESTIMATION | CAPACITY-FACTOR-V1
GUF | French Guiana | Kourou |  | WRI1023511 | 2 | 5.1636 | -52.6702 | Biomass |  |  |  |  | Ã‰lectricitÃ© de France | EDF Guiana | https://www.edf.gf/edf-en-guyane/les-engagements-edf-en-guyane/sites-de-production-et-reseau | WRI | 1077428 | [14 empty] | NO-ESTIMATION | NO-ESTIMATION | NO-ESTIMATION | NO-ESTIMATION | CAPACITY-FACTOR-V1
GUY | Guyana | Skeldon |  | WRI1023000 | 30 | 5.8803 | -57.1497 | Biomass |  |  |  | 2008.0 | Guyana Power & Light | Guyana Power and Light | http://www.gplinc.net/sites/default/files/Uploaded%20Files/D&E%20Programme%202013%20-%202017%20-%20F.pdf | WRI | 1084373 | [14 empty] | NO-ESTIMATION | NO-ESTIMATION | NO-ESTIMATION | NO-ESTIMATION | CAPACITY-FACTOR-V1
HND | Honduras | La Grecia |  | WRI1029340 | 12 | 13.2432 | -87.3529 | Biomass |  |  |  |  | Empresa Nacional De Energia Electrica | Empresa Nacional De Energia Electrica | http://www.enee.hn/index.php/centrales-hidroelectricas/85-descripcion-ch | WRI | 1071468 | [14 empty] | NO-ESTIMATION | NO-ESTIMATION | NO-ESTIMATION | NO-ESTIMATION | CAPACITY-FACTOR-V1
HND | Honduras | Tres Valles |  | WRI1029343 | 8 | 14.2480 | -86.9936 | Biomass |  |  |  |  | Empresa Nacional De Energia Electrica | Empresa Nacional De Energia Electrica | http://www.enee.hn/index.php/centrales-hidroelectricas/85-descripcion-ch | WRI | 1071467 | [14 empty] | NO-ESTIMATION | NO-ESTIMATION | NO-ESTIMATION | NO-ESTIMATION | CAPACITY-FACTOR-V1
HND | Honduras | Azulosa |  | WRI1029344 | 4 | 15.2834 | -87.8882 | Biomass |  |  |  |  | Empresa Nacional De Energia Electrica | Empresa Nacional De Energia Electrica | http://www.enee.hn/index.php/centrales-hidroelectricas/85-descripcion-ch | WRI | [15 empty] | NO-ESTIMATION | NO-ESTIMATION | NO-ESTIMATION | NO-ESTIMATION | CAPACITY-FACTOR-V1
HND | Honduras | Compania Azucarera Hondurena |  | WRI1029341 | 26 | 15.4065 | -88.0008 | Biomass |  |  |  |  | Empresa Nacional De Energia Electrica | Empresa Nacional De Energia Electrica | http://www.enee.hn/index.php/centrales-hidroelectricas/85-descripcion-ch | WRI | [15 empty] | SOLAR-V1-NO-AGE | SOLAR-V1-NO-AGE | SOLAR-V1-NO-AGE | SOLAR-V1-NO-AGE | SOLAR-V1-NO-AGE
IND | India | KOLLEGAL SUGAR |  | WRI1019922 | 16 | 12.1056 | 76.7606 | Biomass |  |  |  |  | Bannari Sugars ltd | Bannari Sugars ltd | http://www.bannari.com/sugar.html | WRI | 1050888 | [14 empty] | NO-ESTIMATION | NO-ESTIMATION | NO-ESTIMATION | NO-ESTIMATION | NO-ESTIMATION
IND | India | KM DODDI SUGAR |  | WRI1019921 | 26 | 12.4806 | 77.0411 | Biomass |  |  |  |  | Sri Sugars ltd | Sri Sugars ltd | http://www.chamundeswarisugars.in/ | WRI | 1095723 | [14 empty] | NO-ESTIMATION | NO-ESTIMATION | NO-ESTIMATION | NO-ESTIMATION | NO-ESTIMATION
IND | India | KOPPA SUGAR |  | WRI1019923 | 26 | 12.7020 | 76.9787 | Biomass |  |  |  |  | Nsl Sugars ltd | Nsl Sugars ltd | http://www.nslsugars.com/ | WRI | 1076191 | [14 empty] | NO-ESTIMATION | NO-ESTIMATION | NO-ESTIMATION | NO-ESTIMATION | CAPACITY-FACTOR-V1
IND | India | RAMANAGARAM MILL |  | WRI1019931 | 11 | 12.7145 | 77.4524 | Biomass |  |  |  |  | Spr Pvt ltd | Spr Pvt ltd | http://www.mapsofindia.com/whitepages/foods-and-beverages/food-processors-and-manufacturers/sprsugars | WRI | 1076215 | [14 empty] | SOLAR-V1-NO-AGE | SOLAR-V1-NO-AGE | SOLAR-V1-NO-AGE | SOLAR-V1-NO-AGE | SOLAR-V1-NO-AGE
IND | India | HIRIYUR BIOMASS |  | WRI1019918 | 25 | 13.9808 | 76.6279 | Biomass |  |  |  |  | Rk Pvt ltd | Rk Pvt ltd | http://rkmpowergen.in/ | WRI | 1063621 | [14 empty] | HYDRO-V1 | HYDRO-V1 | HYDRO-V1 | HYDRO-V1 | HYDRO-V1
IND | India | DAVANGERE MILL |  | WRI1019914 | 24 | 14.3277 | 75.8808 | Biomass |  |  |  |  | Davangere Co ltd | Davangere Co ltd | http://biomass-power.industry-focus.net/karnataka-biomass-projects/148-davangere-sugar-co-to-set-up-30-mw-biomass-power-project-davangere-sugar-co-to-set-up-30-mw-biomass-power-project.html | WRI | 1062788 | [14 empty] | HYDRO-V1 | HYDRO-V1 | HYDRO-V1 | HYDRO-V1 | HYDRO-V1
IND | India | DUGGAVATHI MILL |  | WRI1019915 | 22 | 14.6284 | 75.8448 | Biomass |  |  |  |  | Shamanur Sugars ltd | Shamanur Sugars ltd | http://www.tradeindia.com/Seller-5380843-SHAMANUR-SUGARS-LIMITED/ | WRI | 1043956 | [14 empty] | NO-ESTIMATION | NO-ESTIMATION | NO-ESTIMATION | NO-ESTIMATION | CAPACITY-FACTOR-V1
IND | India | KCSF SANGUR |  | WRI1019920 | 18 | 14.7753 | 75.3131 | Biomass |  |  |  |  | Gm Energy ltd | Gm Energy ltd | http://www.gmsugars.com/ | WRI | 1109629 | [14 empty] | NO-ESTIMATION | NO-ESTIMATION | NO-ESTIMATION | NO-ESTIMATION | CAPACITY-FACTOR-V1
IND | India | TUNGABHADRA SUGAR |  | WRI1019935 | 28 | 15.6609 | 76.8756 | Biomass |  |  |  |  | Nsl Sugars ltd | Nsl Sugars ltd | http://www.nslsugars.com/ | WRI | 1109847 | [14 empty] | NO-ESTIMATION | NO-ESTIMATION | NO-ESTIMATION | NO-ESTIMATION | CAPACITY-FACTOR-V1
IND | India | SHRI MALAPRABHA |  | WRI1019934 | 22 | 15.6933 | 74.7162 | Biomass |  |  |  |  | Shri Malaprabha ssk | Shri Malaprabha ssk | http://www.mapsofindia.com/whitepages/foods-and-beverages/wine-and-beer/shrimassk | WRI | 1109852 | [14 empty] | NO-ESTIMATION | NO-ESTIMATION | NO-ESTIMATION | NO-ESTIMATION | CAPACITY-FACTOR-V1
IND | India | MUNOLI DISTILLERY |  | WRI1019928 | 11.2 | 15.8555 | 75.1002 | Biomass |  |  |  |  | Shree Sugars ltd | Shree Sugars ltd | http://www.renukasugars.com/ | WRI | 1095727 | [14 empty] | NO-ESTIMATION | NO-ESTIMATION | NO-ESTIMATION | NO-ESTIMATION | CAPACITY-FACTOR-V1
IND | India | KOLHAPUR HEMARUS |  | WRI1019961 | 20 | 16.0327 | 74.4583 | Biomass |  |  |  |  | Hemarus Technologies ltd | Hemarus Technologies ltd | http://www.hemarus.co.in/facilities.html | WRI | 1109562 | [14 empty] | NO-ESTIMATION | NO-ESTIMATION | NO-ESTIMATION | NO-ESTIMATION | NO-ESTIMATION
IND | India | SANKESHWAR MILL |  | WRI1019933 | 26 | 16.2478 | 74.5003 | Biomass |  |  |  |  | Shri Hiranyakeshi ssk | Shri Hiranyakeshi ssk | http://www.belgaum.nic.in/english/Heerasugarfactory.html | WRI | 1095574 | [14 empty] | NO-ESTIMATION | NO-ESTIMATION | NO-ESTIMATION | NO-ESTIMATION | CAPACITY-FACTOR-V1
IND | India | KUNDARGI MILL |  | WRI1019925 | 16.5 | 16.2651 | 75.5302 | Biomass |  |  |  |  | Gem Sugars ltd | Gem Sugars ltd | http://www.gemgroup.in/gem-sugar.html | WRI | 1057919 | [14 empty] | NO-ESTIMATION | NO-ESTIMATION | NO-ESTIMATION | NO-ESTIMATION | NO-ESTIMATION
IND | India | BELLAD-BAGEWADI |  | WRI1019907 | 15 | 16.2774 | 74.7111 | Biomass |  |  |  |  | Vishwanath Sugars ltd | Vishwanath Sugars ltd | http://www.vssil.co.in/ | WRI | 1082404 | [14 empty] | SOLAR-V1-NO-AGE | SOLAR-V1-NO-AGE | SOLAR-V1-NO-AGE | SOLAR-V1-NO-AGE | SOLAR-V1-NO-AGE
IND | India | BAGALKOT ICP |  | WRI1019905 | 28 | 16.2804 | 75.2250 | Biomass |  |  |  |  | Indian Power ltd | Indian Power ltd | http://www.icpluttur.com/ | WRI | 1076194 | [14 empty] | NO-ESTIMATION | NO-ESTIMATION | NO-ESTIMATION | NO-ESTIMATION | NO-ESTIMATION
IND | India | SAMEERWADI MILL |  | WRI1019932 | 24 | 16.3918 | 75.0411 | Biomass |  |  |  |  | Godavari Mills ltd | Godavari Mills ltd | http://www.somaiya.com/ | WRI | 1058049 | [14 empty] | HYDRO-V1 | HYDRO-V1 | HYDRO-V1 | HYDRO-V1 | HYDRO-V1
IND | India | CORE GREEN SUGAR |  | WRI1019911 | 24 | 16.5471 | 77.0825 | Biomass |  |  |  |  | Core Fuels ltd | Core Fuels ltd | http://www.coregreen.in/ | WRI | 1109620 | [14 empty] | NO-ESTIMATION | NO-ESTIMATION | NO-ESTIMATION | NO-ESTIMATION | CAPACITY-FACTOR-V1
IND | India | KOLHAPUR KAGAL |  | WRI1019962 | 20 | 16.5890 | 74.2993 | Biomass |  |  |  |  | Shri Vedganga ssk | Shri Vedganga ssk | http://www.tradeindia.com/Seller-6835496-Shri-Dudhganga-Vedganga-SSK-Ltd-/ | WRI | 1109604 | [14 empty] | HYDRO-V1 | HYDRO-V1 | HYDRO-V1 | HYDRO-V1 | HYDRO-V1
IND | India | HAPURI MILL |  | WRI1019958 | 24 | 16.6038 | 74.4045 | Biomass |  |  |  |  | Jawahar Ssk ltd | Jawahar Ssk ltd | http://www.shamrajenercon.com/cer16.htm | WRI | 1052955 | [14 empty] | HYDRO-V1 | HYDRO-V1 | HYDRO-V1 | HYDRO-V1 | HYDRO-V1
IND | India | BELGAUM UGAR |  | WRI1019906 | 22.8 | 16.6505 | 74.8209 | Biomass |  |  |  |  | Ugar Works ltd | Ugar Works ltd | http://www.ugarsugar.com/ | WRI | 1049548 | [14 empty] | NO-ESTIMATION | NO-ESTIMATION | NO-ESTIMATION | NO-ESTIMATION | CAPACITY-FACTOR-V1
IND | India | KOLHAPUR KUMBHI |  | WRI1019963 | 17.5 | 16.6890 | 74.1201 | Biomass |  |  |  |  | Kumbhi Ssk ltd | Kumbhi Ssk ltd | http://www.kumbhisugar.com/ | WRI | 1094790 | [14 empty] | HYDRO-V1 | HYDRO-V1 | HYDRO-V1 | HYDRO-V1 | HYDRO-V1
IND | India | SHIROL MILL |  | WRI1019985 | 36 | 16.7493 | 74.5854 | Biomass |  |  |  |  | Datta Ssk ltd | Datta Ssk ltd | http://dattasugar.co.in/ | WRI | 1051718 | [14 empty] | HYDRO-V1 | HYDRO-V1 | HYDRO-V1 | HYDRO-V1 | HYDRO-V1
IND | India | ATHANI SUGAR |  | WRI1019904 | 24 | 16.7708 | 74.9191 | Biomass |  |  |  |  | Shree Sugars ltd | Shree Sugars ltd | http://www.renukasugars.com/ | WRI | 1095731 | [14 empty] | NO-ESTIMATION | NO-ESTIMATION | NO-ESTIMATION | NO-ESTIMATION | CAPACITY-FACTOR-V1
IND | India | SANGLI VASANTDADA |  | WRI1019983 | 12.5 | 16.8810 | 74.5898 | Biomass |  |  |  |  | Vasantdada Ssk ltd | Vasantdada Ssk ltd | http://viainfotech.biz/Biomass/theme5/document/green_market/REC-project-list.pdf | WRI | 1053028 | [14 empty] | NO-ESTIMATION | NO-ESTIMATION | NO-ESTIMATION | NO-ESTIMATION | CAPACITY-FACTOR-V1
IND | India | SANGLI MIRAJ BIOMASS |  | WRI1019982 | 10 | 16.9171 | 74.4821 | Biomass |  |  |  |  | Sinewave Pvt ltd | Sinewave Pvt ltd | https://cdm.unfccc.int/Projects/redirector?ref=4063 | WRI | 1109690 | [14 empty] | NO-ESTIMATION | NO-ESTIMATION | NO-ESTIMATION | NO-ESTIMATION | CAPACITY-FACTOR-V1
IND | India | HAVALGA SUGAR |  | WRI1019917 | 25.5 | 17.1202 | 76.4004 | Biomass |  |  |  |  | Shree Sugars ltd | Shree Sugars ltd | http://www.renukasugars.com/ | WRI | 1095729 | [14 empty] | SOLAR-V1-NO-AGE | SOLAR-V1-NO-AGE | SOLAR-V1-NO-AGE | SOLAR-V1-NO-AGE | SOLAR-V1-NO-AGE
IND | India | SANGLI KRANTI |  | WRI1019981 | 19.7 | 17.1354 | 74.4272 | Biomass |  |  |  |  | Kranti Ssk ltd | Kranti Ssk ltd | http://food.industry-focus.net/sugar/379-kranti-ssk-to-expand-its-sugar-mill-in-kundal-village-kranti-ssk-to-expand-its-sugar-mill-in-kundal-village.html | WRI | 1076234 | [14 empty] | NO-ESTIMATION | NO-ESTIMATION | NO-ESTIMATION | NO-ESTIMATION | CAPACITY-FACTOR-V1
IND | India | YASHWANTRAO MOHITE |  | WRI1019995 | 16 | 17.1653 | 74.2456 | Biomass |  |  |  |  | Yashwantrao Krishna ssk | Yashwantrao Krishna ssk | http://viainfotech.biz/Biomass/theme5/document/green_market/REC-project-list.pdf | WRI | 1109844 | [14 empty] | NO-ESTIMATION | NO-ESTIMATION | NO-ESTIMATION | NO-ESTIMATION | CAPACITY-FACTOR-V1
IND | India | KARAD MILL |  | WRI1019959 | 16 | 17.1657 | 74.2459 | Biomass |  |  |  |  | Ym Ssk ltd | Ym Ssk ltd | http://www.kcpsugar.com/index.html | WRI | 1076208 | [14 empty] | NO-ESTIMATION | NO-ESTIMATION | NO-ESTIMATION | NO-ESTIMATION | CAPACITY-FACTOR-V1
IND | India | LOKMANGAL SUGAR ETHANOL |  | WRI1019965 | 31.5 | 17.4462 | 75.7161 | Biomass |  |  |  |  | Lokmangal Lokmangal group | Lokmangal Lokmangal group | http://lokmangal.com/site/agro.html | WRI | 1109597 | [14 empty] | NO-ESTIMATION | NO-ESTIMATION | NO-ESTIMATION | NO-ESTIMATION | CAPACITY-FACTOR-V1
IND | India | SAHAKAR SHIROMANI |  | WRI1019980 | 18 | 17.7080 | 75.1361 | Biomass |  |  |  |  | Sahakar Shiromani vasantrao | Sahakar Shiromani vasantrao | http://www.sitsonindia.com/pdf/EPC%20power%20projects.pdf | WRI | 1109853 | [14 empty] | HYDRO-V1 | HYDRO-V1 | HYDRO-V1 | HYDRO-V1 | HYDRO-V1
IND | India | VENUNAGAR SUGAR |  | WRI1019993 | 19.8 | 17.7382 | 75.3218 | Biomass |  |  |  |  | Shri Ssk ltd | Shri Ssk ltd | http://viainfotech.biz/Biomass/theme5/document/green_market/REC-project-list.pdf | WRI | 1109854 | [14 empty] | NO-ESTIMATION | NO-ESTIMATION | NO-ESTIMATION | NO-ESTIMATION | CAPACITY-FACTOR-V1
IND | India | SHRI SHANKAR |  | WRI1019986 | 20 | 17.8676 | 74.8405 | Biomass |  |  |  |  | Shri Ssk ltd | Shri Ssk ltd | http://viainfotech.biz/Biomass/theme5/document/green_market/REC-project-list.pdf | WRI | 1109845 | [14 empty] | NO-ESTIMATION | NO-ESTIMATION | NO-ESTIMATION | NO-ESTIMATION | CAPACITY-FACTOR-V1
IND | India | ARVINDNAGAR SUGAR |  | WRI1019938 | 10 | 18.0845 | 76.1851 | Biomass |  |  |  |  | Dr Ssk ltd | Dr Ssk ltd | http://www.ambedkarsugar.com/ | WRI | 1088181 | [14 empty] | HYDRO-V1 | HYDRO-V1 | HYDRO-V1 | HYDRO-V1 | HYDRO-V1
IND | India | DAUND SUGAR |  | WRI1019950 | 30 | 18.4271 | 74.6338 | Biomass |  |  |  |  | Daund Sugar ltd | Daund Sugar ltd | http://www.daundsugar.com/ | WRI | 1109601 | [14 empty] | NO-ESTIMATION | NO-ESTIMATION | NO-ESTIMATION | NO-ESTIMATION | CAPACITY-FACTOR-V1
IND | India | RANJANI MILL |  | WRI1019979 | 12.5 | 18.5354 | 76.2450 | Biomass |  |  |  |  | Natural Alliend indust | Natural Alliend indust | http://naturalsugar.in/ | WRI | 1093700 | [14 empty] | NO-ESTIMATION | NO-ESTIMATION | NO-ESTIMATION | NO-ESTIMATION | CAPACITY-FACTOR-V1
IND | India | PARBHANI GANGAKHED |  | WRI1019954 | 30 | 18.9057 | 76.7282 | Biomass |  |  |  |  | Gangakhed Energy ltd | Gangakhed Energy ltd | http://www.gangakhedicpp.com/ | WRI | 1095586 | [14 empty] | NO-ESTIMATION | NO-ESTIMATION | NO-ESTIMATION | NO-ESTIMATION | CAPACITY-FACTOR-V1
IND | India | HINGOLI MILL |  | WRI1019957 | 18.9 | 19.2829 | 77.1384 | Biomass |  |  |  |  | Purna Ssk ltd | Purna Ssk ltd | http://www.purnasakhar.com/ | WRI | 1076207 | [14 empty] | NO-ESTIMATION | NO-ESTIMATION | NO-ESTIMATION | NO-ESTIMATION | CAPACITY-FACTOR-V1
IND | India | SONAI MILL |  | WRI1019987 | 16 | 19.3804 | 74.8397 | Biomass |  |  |  |  | Mula Ssk ltd | Mula Ssk ltd | http://viainfotech.biz/Biomass/theme5/document/green_market/REC-project-list.pdf | WRI | 1062926 | [14 empty] | NO-ESTIMATION | NO-ESTIMATION | NO-ESTIMATION | NO-ESTIMATION | CAPACITY-FACTOR-V1
IND | India | DNYANESHWAR MILL |  | WRI1019952 | 12.96 | 19.4496 | 75.0382 | Biomass |  |  |  |  | Shri Ssk ltd | Shri Ssk ltd | http://dssk.co.in/ | WRI | 1051818 | [14 empty] | NO-ESTIMATION | NO-ESTIMATION | NO-ESTIMATION | NO-ESTIMATION | CAPACITY-FACTOR-V1
IND | India | ASHOKNAGAR MILL |  | WRI1019939 | 17 | 19.5867 | 74.7061 | Biomass |  |  |  |  | Ashok Ssk ltd | Ashok Ssk ltd | http://www.mapsofindia.com/whitepages/foods-and-beverages/food-processors-and-manufacturers/ashokssklimited | WRI | 1076206 | [14 empty] | HYDRO-V1 | HYDRO-V1 | HYDRO-V1 | HYDRO-V1 | HYDRO-V1
IND | India | SBT SUGAR |  | WRI1019984 | 16 | 19.6125 | 74.1924 | Biomass |  |  |  |  | Sahakarmaharshi Bhausaheb thor | Sahakarmaharshi Bhausaheb thor | http://www.thoratsugar.com/ | WRI | 1109856 | [14 empty] | HYDRO-V1 | HYDRO-V1 | HYDRO-V1 | HYDRO-V1 | HYDRO-V1
IND | India | NAGPUR MILL |  | WRI1019975 | 18.9 | 20.8062 | 79.0548 | Biomass |  |  |  |  | Purti Sugar ltd | Purti Sugar ltd | http://purtigroup.com/ | WRI | 1076192 | [14 empty] | NO-ESTIMATION | NO-ESTIMATION | NO-ESTIMATION | NO-ESTIMATION | CAPACITY-FACTOR-V1
IND | India | MAHATMA SUGAR |  | WRI1019966 | 15 | 20.8558 | 78.5814 | Biomass |  |  |  |  | Mahatma Power ltd | Mahatma Power ltd | https://www.zaubacorp.com/company/MAHATMA-SUGAR-POWER-LIMITED/U15421MH1997PLC111855 | WRI | 1109792 | [14 empty] | NO-ESTIMATION | NO-ESTIMATION | NO-ESTIMATION | NO-ESTIMATION | CAPACITY-FACTOR-V1
IND | India | NAGPUR GMT |  | WRI1019974 | 10 | 21.0582 | 79.4850 | Biomass |  |  |  |  | Gmt Pvt ltd | Gmt Pvt ltd | http://purtigroup.com/gmt-mining.html | WRI | 1076197 | [14 empty] | HYDRO-V1 | HYDRO-V1 | HYDRO-V1 | HYDRO-V1 | HYDRO-V1
IND | India | BHANDARA VARAM |  | WRI1019944 | 10 | 21.0813 | 79.7708 | Biomass |  |  |  |  | Varam Pvt ltd | Varam Pvt ltd | http://www.bloomberg.com/profiles/companies/4115076Z:IN-varam-bio-energy-pvt-ltd | WRI | 1064436 | [14 empty] | NO-ESTIMATION | NO-ESTIMATION | NO-ESTIMATION | NO-ESTIMATION | CAPACITY-FACTOR-V1
IND | India | NARASINGPUR |  | WRI1020007 | 10 | 22.9649 | 78.8132 | Biomass |  |  |  |  | Orient Power ltd | Orient Power ltd | http://www.orientgreenpower.com/ | WRI | 1083839 | [14 empty] | NO-ESTIMATION | NO-ESTIMATION | NO-ESTIMATION | NO-ESTIMATION | CAPACITY-FACTOR-V1
IND | India | BILIYAKALAN PLANT |  | WRI1019884 | 10 | 25.2267 | 74.6216 | Biomass |  |  |  |  | Sangam Spinners ltd | Sangam Spinners ltd | http://www.sangamgroup.com/ | WRI | 1076213 | [14 empty] | HYDRO-V1 | HYDRO-V1 | HYDRO-V1 | HYDRO-V1 | HYDRO-V1
IND | India | JAISALMER GODAWARI |  | WRI1019903 | 50 | 27.6010 | 72.2242 | Biomass |  |  |  |  | Godawari Energy ltd | Godawari Energy ltd | http://hiragroup.com/companies/godawari-green-energy-limited/ | WRI | 1088464 | [14 empty] | NO-ESTIMATION | NO-ESTIMATION | NO-ESTIMATION | NO-ESTIMATION | CAPACITY-FACTOR-V1
IRL | Ireland | West Offaly Power |  | WRI1002843 | 137 | 53.2735 | -8.0403 | Biomass |  |  |  |  | ESBPG | All Island Project | http://www.allislandproject.org/en/market_decision_documents.aspx?article=151a9561-cef9-47f2-9f48-21f6c62cef84 | GEODB | 1061258 |  |  |  | 967.705 |  |  |  |  | JRC-PPDB-OPEN | [5 empty] | NO-ESTIMATION | NO-ESTIMATION | NO-ESTIMATION | NO-ESTIMATION | CAPACITY-FACTOR-V1
KHM | Cambodia | Angkor Biomass |  | WRI1026841 | 2 | 11.5123 | 104.7165 | Biomass |  |  |  | 2014.0 |  | CDM | https://cdm.unfccc.int/Projects/DB/DNV-CUK1144657688.42/view | WRI | [15 empty] | HYDRO-V1 | HYDRO-V1 | HYDRO-V1 | HYDRO-V1 | HYDRO-V1
KOR | South Korea | KDHC Daegu |  | WRI1029841 | 3 | 35.8311 | 128.4896 | Biomass | [5 empty] | CDM | https://cdm.unfccc.int/Projects/DB/TUEV-SUED1314347134.39/view | WRI | [15 empty] | NO-ESTIMATION | NO-ESTIMATION | NO-ESTIMATION | NO-ESTIMATION | CAPACITY-FACTOR-V1
KOR | South Korea | Bugok Biomass |  | WRI1029842 | 105 | 36.9590 | 126.7825 | Biomass |  |  |  |  | GS Energy | GS Energy | https://www.gseps.com/eng/biz/biz1.aspx | WRI | [15 empty] | HYDRO-V1 | HYDRO-V1 | HYDRO-V1 | HYDRO-V1 | HYDRO-V1
MEX | Mexico | Huixtla EnergÃ­a |  | MEX0006714 | 12 | 15.0890 | -92.4963 | Biomass | [5 empty] | INERE | http://base.energia.gob.mx/nacei/Archivos/3%20P%C3%A1gina%20Datos%20de%20Infraestructura/Ingl%C3%A9s/PowerPlantsRenewGE1MW_NorthAmerica_201606.xlsx | North American Cooperation on Energy Information and ComisiÃ³n Reguladora de EnergÃ­a |  | 2016 | [13 empty] | HYDRO-V1 | HYDRO-V1 | HYDRO-V1 | HYDRO-V1 | HYDRO-V1
MEX | Mexico | Azucarera La FÃ© |  | MEX0006648 | 13.1 | 16.2767 | -92.4541 | Biomass | [5 empty] | INERE | http://base.energia.gob.mx/nacei/Archivos/3%20P%C3%A1gina%20Datos%20de%20Infraestructura/Ingl%C3%A9s/PowerPlantsRenewGE1MW_NorthAmerica_201606.xlsx | North American Cooperation on Energy Information and ComisiÃ³n Reguladora de EnergÃ­a |  | 2016 | [13 empty] | NO-ESTIMATION | NO-ESTIMATION | NO-ESTIMATION | NO-ESTIMATION | CAPACITY-FACTOR-V1
MEX | Mexico | Aszuremex |  | MEX0006643 | 2.5 | 17.4559 | -91.4200 | Biomass | [5 empty] | INERE | http://base.energia.gob.mx/nacei/Archivos/3%20P%C3%A1gina%20Datos%20de%20Infraestructura/Ingl%C3%A9s/PowerPlantsRenewGE1MW_NorthAmerica_201606.xlsx | North American Cooperation on Energy Information and ComisiÃ³n Reguladora de EnergÃ­a | 1110204 | 2016 | [13 empty] | NO-ESTIMATION | NO-ESTIMATION | NO-ESTIMATION | NO-ESTIMATION | CAPACITY-FACTOR-V1
MEX | Mexico | Ingenio San NicolÃ¡s |  | MEX0006686 | 14 | 17.9461 | -94.2827 | Biomass | [5 empty] | INERE | http://base.energia.gob.mx/nacei/Archivos/3%20P%C3%A1gina%20Datos%20de%20Infraestructura/Ingl%C3%A9s/PowerPlantsRenewGE1MW_NorthAmerica_201606.xlsx | North American Cooperation on Energy Information and ComisiÃ³n Reguladora de EnergÃ­a | 1115145 | 2016 | [13 empty] | NO-ESTIMATION | NO-ESTIMATION | NO-ESTIMATION | NO-ESTIMATION | CAPACITY-FACTOR-V1
MEX | Mexico | Ingenio Benito JuÃ¡rez |  | MEX0006662 | 14 | 18.0053 | -93.5875 | Biomass | [5 empty] | INERE | http://base.energia.gob.mx/nacei/Archivos/3%20P%C3%A1gina%20Datos%20de%20Infraestructura/Ingl%C3%A9s/PowerPlantsRenewGE1MW_NorthAmerica_201606.xlsx | North American Cooperation on Energy Information and ComisiÃ³n Reguladora de EnergÃ­a |  | 2016 | [13 empty] | NO-ESTIMATION | NO-ESTIMATION | NO-ESTIMATION | NO-ESTIMATION | CAPACITY-FACTOR-V1
MEX | Mexico | Ingenio Adolfo LÃ³pez Mateos |  | MEX0006642 | 13.5 | 18.0502 | -96.1527 | Biomass | [5 empty] | INERE | http://base.energia.gob.mx/nacei/Archivos/3%20P%C3%A1gina%20Datos%20de%20Infraestructura/Ingl%C3%A9s/PowerPlantsRenewGE1MW_NorthAmerica_201606.xlsx | North American Cooperation on Energy Information and ComisiÃ³n Reguladora de EnergÃ­a | 1110253 | 2016 | [13 empty] | NO-ESTIMATION | NO-ESTIMATION | NO-ESTIMATION | NO-ESTIMATION | CAPACITY-FACTOR-V1
MEX | Mexico | Santa RosalÃ­a |  | MEX0006697 | 25.2 | 18.0899 | -93.3562 | Biomass | [5 empty] | INERE | http://base.energia.gob.mx/nacei/Archivos/3%20P%C3%A1gina%20Datos%20de%20Infraestructura/Ingl%C3%A9s/PowerPlantsRenewGE1MW_NorthAmerica_201606.xlsx | North American Cooperation on Energy Information and ComisiÃ³n Reguladora de EnergÃ­a | 1115810 | 2016 | [13 empty] | NO-ESTIMATION | NO-ESTIMATION | NO-ESTIMATION | NO-ESTIMATION | CAPACITY-FACTOR-V1
MEX | Mexico | CompaÃ±Ã­a Industrial Azucarera |  | MEX0006655 | 5.5 | 18.1612 | -95.1866 | Biomass | [5 empty] | INERE | http://base.energia.gob.mx/nacei/Archivos/3%20P%C3%A1gina%20Datos%20de%20Infraestructura/Ingl%C3%A9s/PowerPlantsRenewGE1MW_NorthAmerica_201606.xlsx | North American Cooperation on Energy Information and ComisiÃ³n Reguladora de EnergÃ­a |  | 2016 | [13 empty] | NO-ESTIMATION | NO-ESTIMATION | NO-ESTIMATION | NO-ESTIMATION | CAPACITY-FACTOR-V1
MEX | Mexico | Piasa Coogeneracion |  | MEX0006693 | 40 | 18.2583 | -96.1546 | Biomass | [5 empty] | INERE | http://base.energia.gob.mx/nacei/Archivos/3%20P%C3%A1gina%20Datos%20de%20Infraestructura/Ingl%C3%A9s/PowerPlantsRenewGE1MW_NorthAmerica_201606.xlsx | North American Cooperation on Energy Information and ComisiÃ³n Reguladora de EnergÃ­a |  | 2016 | [13 empty] | NO-ESTIMATION | NO-ESTIMATION | NO-ESTIMATION | NO-ESTIMATION | CAPACITY-FACTOR-V1
MEX | Mexico | Ingenio Tres Valles |  | MEX0006691 | 12 | 18.2648 | -96.1624 | Biomass | [5 empty] | INERE | http://base.energia.gob.mx/nacei/Archivos/3%20P%C3%A1gina%20Datos%20de%20Infraestructura/Ingl%C3%A9s/PowerPlantsRenewGE1MW_NorthAmerica_201606.xlsx | North American Cooperation on Energy Information and ComisiÃ³n Reguladora de EnergÃ­a | 1115149 | 2016 | [13 empty] | NO-ESTIMATION | NO-ESTIMATION | NO-ESTIMATION | NO-ESTIMATION | CAPACITY-FACTOR-V1
MEX | Mexico | Ingenio San Rafael de Pucte |  | MEX0006688 | 9 | 18.2782 | -88.6830 | Biomass | [5 empty] | INERE | http://base.energia.gob.mx/nacei/Archivos/3%20P%C3%A1gina%20Datos%20de%20Infraestructura/Ingl%C3%A9s/PowerPlantsRenewGE1MW_NorthAmerica_201606.xlsx | North American Cooperation on Energy Information and ComisiÃ³n Reguladora de EnergÃ­a | 1114676 | 2016 | [13 empty] | NO-ESTIMATION | NO-ESTIMATION | NO-ESTIMATION | NO-ESTIMATION | CAPACITY-FACTOR-V1
MEX | Mexico | Cuenca del Papaloapan |  | MEX0006656 | 24.2 | 18.3734 | -95.7425 | Biomass | [5 empty] | INERE | http://base.energia.gob.mx/nacei/Archivos/3%20P%C3%A1gina%20Datos%20de%20Infraestructura/Ingl%C3%A9s/PowerPlantsRenewGE1MW_NorthAmerica_201606.xlsx | North American Cooperation on Energy Information and ComisiÃ³n Reguladora de EnergÃ­a | 1114875 | 2016 | [13 empty] | NO-ESTIMATION | NO-ESTIMATION | NO-ESTIMATION | NO-ESTIMATION | CAPACITY-FACTOR-V1
MEX | Mexico | Ingenio La Margarita |  | MEX0006673 | 7.3 | 18.5113 | -96.5426 | Biomass | [5 empty] | INERE | http://base.energia.gob.mx/nacei/Archivos/3%20P%C3%A1gina%20Datos%20de%20Infraestructura/Ingl%C3%A9s/PowerPlantsRenewGE1MW_NorthAmerica_201606.xlsx | North American Cooperation on Energy Information and ComisiÃ³n Reguladora de EnergÃ­a | 1114992 | 2016 | [13 empty] | NO-ESTIMATION | NO-ESTIMATION | NO-ESTIMATION | NO-ESTIMATION | CAPACITY-FACTOR-V1
MEX | Mexico | Ingenio de Atencingo |  | MEX0006664 | 15 | 18.5113 | -98.6078 | Biomass | [5 empty] | INERE | http://base.energia.gob.mx/nacei/Archivos/3%20P%C3%A1gina%20Datos%20de%20Infraestructura/Ingl%C3%A9s/PowerPlantsRenewGE1MW_NorthAmerica_201606.xlsx | North American Cooperation on Energy Information and ComisiÃ³n Reguladora de EnergÃ­a | 1114674 | 2016 | [13 empty] | NO-ESTIMATION | NO-ESTIMATION | NO-ESTIMATION | NO-ESTIMATION | CAPACITY-FACTOR-V1
MEX | Mexico | Ingenio El Refugio |  | MEX0006671 | 4 | 18.5866 | -96.6583 | Biomass | [5 empty] | INERE | http://base.energia.gob.mx/nacei/Archivos/3%20P%C3%A1gina%20Datos%20de%20Infraestructura/Ingl%C3%A9s/PowerPlantsRenewGE1MW_NorthAmerica_201606.xlsx | North American Cooperation on Energy Information and ComisiÃ³n Reguladora de EnergÃ­a | 1114990 | 2016 | [13 empty] | HYDRO-V1 | HYDRO-V1 | HYDRO-V1 | HYDRO-V1 | HYDRO-V1
MEX | Mexico | Bsm EnergÃ­a de Veracruz |  | MEX0006652 | 12.8 | 18.6063 | -96.6858 | Biomass | [5 empty] | INERE | http://base.energia.gob.mx/nacei/Archivos/3%20P%C3%A1gina%20Datos%20de%20Infraestructura/Ingl%C3%A9s/PowerPlantsRenewGE1MW_NorthAmerica_201606.xlsx | North American Cooperation on Energy Information and ComisiÃ³n Reguladora de EnergÃ­a |  | 2016 | [13 empty] | NO-ESTIMATION | NO-ESTIMATION | NO-ESTIMATION | NO-ESTIMATION | CAPACITY-FACTOR-V1
MEX | Mexico | Ingenio San Pedro |  | MEX0006687 | 10 | 18.6096 | -95.5285 | Biomass | [5 empty] | INERE | http://base.energia.gob.mx/nacei/Archivos/3%20P%C3%A1gina%20Datos%20de%20Infraestructura/Ingl%C3%A9s/PowerPlantsRenewGE1MW_NorthAmerica_201606.xlsx | North American Cooperation on Energy Information and ComisiÃ³n Reguladora de EnergÃ­a | 1110206 | 2016 | [13 empty] | NO-ESTIMATION | NO-ESTIMATION | NO-ESTIMATION | NO-ESTIMATION | CAPACITY-FACTOR-V1
MEX | Mexico | Ingenio Nuevo San Francisco |  | MEX0006678 | 6.5 | 18.6372 | -95.5189 | Biomass | [5 empty] | INERE | http://base.energia.gob.mx/nacei/Archivos/3%20P%C3%A1gina%20Datos%20de%20Infraestructura/Ingl%C3%A9s/PowerPlantsRenewGE1MW_NorthAmerica_201606.xlsx | North American Cooperation on Energy Information and ComisiÃ³n Reguladora de EnergÃ­a | 1114995 | 2016 | [13 empty] | NO-ESTIMATION | NO-ESTIMATION | NO-ESTIMATION | NO-ESTIMATION | CAPACITY-FACTOR-V1
MEX | Mexico | Central Motzorongo |  | MEX0006653 | 20 | 18.6421 | -96.7292 | Biomass | [5 empty] | INERE | http://base.energia.gob.mx/nacei/Archivos/3%20P%C3%A1gina%20Datos%20de%20Infraestructura/Ingl%C3%A9s/PowerPlantsRenewGE1MW_NorthAmerica_201606.xlsx | North American Cooperation on Energy Information and ComisiÃ³n Reguladora de EnergÃ­a | 1114148 | 2016 | [13 empty] | NO-ESTIMATION | NO-ESTIMATION | NO-ESTIMATION | NO-ESTIMATION | CAPACITY-FACTOR-V1
MEX | Mexico | Ingenio Emiliano Zapata |  | MEX0006659 | 8.6 | 18.6541 | -99.1873 | Biomass | [5 empty] | INERE | http://base.energia.gob.mx/nacei/Archivos/3%20P%C3%A1gina%20Datos%20de%20Infraestructura/Ingl%C3%A9s/PowerPlantsRenewGE1MW_NorthAmerica_201606.xlsx | North American Cooperation on Energy Information and ComisiÃ³n Reguladora de EnergÃ­a | 1115620 | 2016 | [13 empty] | NO-ESTIMATION | NO-ESTIMATION | NO-ESTIMATION | NO-ESTIMATION | CAPACITY-FACTOR-V1
MEX | Mexico | Ingenio La Providencia |  | MEX0006674 | 7 | 18.7506 | -96.7715 | Biomass | [5 empty] | INERE | http://base.energia.gob.mx/nacei/Archivos/3%20P%C3%A1gina%20Datos%20de%20Infraestructura/Ingl%C3%A9s/PowerPlantsRenewGE1MW_NorthAmerica_201606.xlsx | North American Cooperation on Energy Information and ComisiÃ³n Reguladora de EnergÃ­a | 1114675 | 2016 | [13 empty] | NO-ESTIMATION | NO-ESTIMATION | NO-ESTIMATION | NO-ESTIMATION | CAPACITY-FACTOR-V1
MEX | Mexico | Ingenio San JosÃ© de Abajo |  | MEX0006683 | 8 | 18.7742 | -96.7785 | Biomass | [5 empty] | INERE | http://base.energia.gob.mx/nacei/Archivos/3%20P%C3%A1gina%20Datos%20de%20Infraestructura/Ingl%C3%A9s/PowerPlantsRenewGE1MW_NorthAmerica_201606.xlsx | North American Cooperation on Energy Information and ComisiÃ³n Reguladora de EnergÃ­a | 1115143 | 2016 | [13 empty] | HYDRO-V1 | HYDRO-V1 | HYDRO-V1 | HYDRO-V1 | HYDRO-V1
MEX | Mexico | Ingenio Casasano |  | MEX0006663 | 3.4 | 18.8499 | -98.9633 | Biomass | [5 empty] | INERE | http://base.energia.gob.mx/nacei/Archivos/3%20P%C3%A1gina%20Datos%20de%20Infraestructura/Ingl%C3%A9s/PowerPlantsRenewGE1MW_NorthAmerica_201606.xlsx | North American Cooperation on Energy Information and ComisiÃ³n Reguladora de EnergÃ­a | 1115621 | 2016 | [13 empty] | HYDRO-V1 | HYDRO-V1 | HYDRO-V1 | HYDRO-V1 | HYDRO-V1
MEX | Mexico | Kimberly-Clark de MÃ©xico |  | MEX0006692 | 10 | 18.8630 | -97.0677 | Biomass | [5 empty] | INERE | http://base.energia.gob.mx/nacei/Archivos/3%20P%C3%A1gina%20Datos%20de%20Infraestructura/Ingl%C3%A9s/PowerPlantsRenewGE1MW_NorthAmerica_201606.xlsx | North American Cooperation on Energy Information and ComisiÃ³n Reguladora de EnergÃ­a |  | 2016 | [13 empty] | NO-ESTIMATION | NO-ESTIMATION | NO-ESTIMATION | NO-ESTIMATION | CAPACITY-FACTOR-V1
MEX | Mexico | Ingenio San Miguelito |  | MEX0006685 | 5.2 | 18.8640 | -96.9168 | Biomass | [5 empty] | INERE | http://base.energia.gob.mx/nacei/Archivos/3%20P%C3%A1gina%20Datos%20de%20Infraestructura/Ingl%C3%A9s/PowerPlantsRenewGE1MW_NorthAmerica_201606.xlsx | North American Cooperation on Energy Information and ComisiÃ³n Reguladora de EnergÃ­a | 1115144 | 2016 | [13 empty] | NO-ESTIMATION | NO-ESTIMATION | NO-ESTIMATION | NO-ESTIMATION | CAPACITY-FACTOR-V1
MEX | Mexico | Ingenio El Carmen |  | MEX0006665 | 6.8 | 18.8727 | -97.0240 | Biomass | [5 empty] | INERE | http://base.energia.gob.mx/nacei/Archivos/3%20P%C3%A1gina%20Datos%20de%20Infraestructura/Ingl%C3%A9s/PowerPlantsRenewGE1MW_NorthAmerica_201606.xlsx | North American Cooperation on Energy Information and ComisiÃ³n Reguladora de EnergÃ­a | 1114984 | 2016 | [13 empty] | HYDRO-V1 | HYDRO-V1 | HYDRO-V1 | HYDRO-V1 | HYDRO-V1
MEX | Mexico | Ingenio El Potrero |  | MEX0006670 | 10 | 18.8976 | -96.7922 | Biomass | [5 empty] | INERE | http://base.energia.gob.mx/nacei/Archivos/3%20P%C3%A1gina%20Datos%20de%20Infraestructura/Ingl%C3%A9s/PowerPlantsRenewGE1MW_NorthAmerica_201606.xlsx | North American Cooperation on Energy Information and ComisiÃ³n Reguladora de EnergÃ­a | 1114989 | 2016 | [13 empty] | HYDRO-V1 | HYDRO-V1 | HYDRO-V1 | HYDRO-V1 | HYDRO-V1
MEX | Mexico | DestilerÃ­a del Golfo |  | MEX0006713 | 8 | 18.9114 | -96.7786 | Biomass | [5 empty] | INERE | http://base.energia.gob.mx/nacei/Archivos/3%20P%C3%A1gina%20Datos%20de%20Infraestructura/Ingl%C3%A9s/PowerPlantsRenewGE1MW_NorthAmerica_201606.xlsx | North American Cooperation on Energy Information and ComisiÃ³n Reguladora de EnergÃ­a |  | 2016 | [13 empty] | NO-ESTIMATION | NO-ESTIMATION | NO-ESTIMATION | NO-ESTIMATION | CAPACITY-FACTOR-V1
MEX | Mexico | Ingenio LÃ¡zaro CÃ¡rdenas |  | MEX0006675 | 5.5 | 19.3298 | -101.9139 | Biomass | [5 empty] | INERE | http://base.energia.gob.mx/nacei/Archivos/3%20P%C3%A1gina%20Datos%20de%20Infraestructura/Ingl%C3%A9s/PowerPlantsRenewGE1MW_NorthAmerica_201606.xlsx | North American Cooperation on Energy Information and ComisiÃ³n Reguladora de EnergÃ­a | 1110207 | 2016 | [13 empty] | HYDRO-V1 | HYDRO-V1 | HYDRO-V1 | HYDRO-V1 | HYDRO-V1
MEX | Mexico | Ingenio El Modelo |  | MEX0006668 | 9 | 19.3772 | -96.3704 | Biomass | [5 empty] | INERE | http://base.energia.gob.mx/nacei/Archivos/3%20P%C3%A1gina%20Datos%20de%20Infraestructura/Ingl%C3%A9s/PowerPlantsRenewGE1MW_NorthAmerica_201606.xlsx | North American Cooperation on Energy Information and ComisiÃ³n Reguladora de EnergÃ­a | 1114986 | 2016 | [13 empty] | HYDRO-V1 | HYDRO-V1 | HYDRO-V1 | HYDRO-V1 | HYDRO-V1
MEX | Mexico | Ingenio QueserÃ­a |  | MEX0006681 | 5.5 | 19.3883 | -103.5731 | Biomass | [5 empty] | INERE | http://base.energia.gob.mx/nacei/Archivos/3%20P%C3%A1gina%20Datos%20de%20Infraestructura/Ingl%C3%A9s/PowerPlantsRenewGE1MW_NorthAmerica_201606.xlsx | North American Cooperation on Energy Information and ComisiÃ³n Reguladora de EnergÃ­a | 1115139 | 2016 | [13 empty] | NO-ESTIMATION | NO-ESTIMATION | NO-ESTIMATION | NO-ESTIMATION | WIND-V1
MEX | Mexico | Ingenio La Gloria |  | MEX0006672 | 21.5 | 19.4281 | -96.4006 | Biomass | [5 empty] | INERE | http://base.energia.gob.mx/nacei/Archivos/3%20P%C3%A1gina%20Datos%20de%20Infraestructura/Ingl%C3%A9s/PowerPlantsRenewGE1MW_NorthAmerica_201606.xlsx | North American Cooperation on Energy Information and ComisiÃ³n Reguladora de EnergÃ­a | 1061796 | 2016 | [13 empty] | HYDRO-V1 | HYDRO-V1 | HYDRO-V1 | HYDRO-V1 | HYDRO-V1
MEX | Mexico | Ingenio Mahuixtlan |  | MEX0006676 | 3.3 | 19.4549 | -96.9586 | Biomass | [5 empty] | INERE | http://base.energia.gob.mx/nacei/Archivos/3%20P%C3%A1gina%20Datos%20de%20Infraestructura/Ingl%C3%A9s/PowerPlantsRenewGE1MW_NorthAmerica_201606.xlsx | North American Cooperation on Energy Information and ComisiÃ³n Reguladora de EnergÃ­a | 1114993 | 2016 | [13 empty] | HYDRO-V1 | HYDRO-V1 | HYDRO-V1 | HYDRO-V1 | HYDRO-V1
MEX | Mexico | Bio Pappel Atenquique |  | MEX0006650 | 15.5 | 19.5268 | -103.4368 | Biomass | [5 empty] | INERE | http://base.energia.gob.mx/nacei/Archivos/3%20P%C3%A1gina%20Datos%20de%20Infraestructura/Ingl%C3%A9s/PowerPlantsRenewGE1MW_NorthAmerica_201606.xlsx | North American Cooperation on Energy Information and ComisiÃ³n Reguladora de EnergÃ­a |  | 2016 | [13 empty] | HYDRO-V1 | HYDRO-V1 | HYDRO-V1 | HYDRO-V1 | HYDRO-V1
MEX | Mexico | Azucarera La ConcepciÃ³n |  | MEX0006654 | 4.2 | 19.6062 | -96.8993 | Biomass | [5 empty] | INERE | http://base.energia.gob.mx/nacei/Archivos/3%20P%C3%A1gina%20Datos%20de%20Infraestructura/Ingl%C3%A9s/PowerPlantsRenewGE1MW_NorthAmerica_201606.xlsx | North American Cooperation on Energy Information and ComisiÃ³n Reguladora de EnergÃ­a |  | 2016 | [13 empty] | HYDRO-V1 | HYDRO-V1 | HYDRO-V1 | HYDRO-V1 | HYDRO-V1
MEX | Mexico | Ingenio Santa Clara |  | MEX0006689 | 9.1 | 19.6398 | -102.4920 | Biomass | [5 empty] | INERE | http://base.energia.gob.mx/nacei/Archivos/3%20P%C3%A1gina%20Datos%20de%20Infraestructura/Ingl%C3%A9s/PowerPlantsRenewGE1MW_NorthAmerica_201606.xlsx | North American Cooperation on Energy Information and ComisiÃ³n Reguladora de EnergÃ­a | 1071474 | 2016 | [13 empty] | HYDRO-V1 | HYDRO-V1 | HYDRO-V1 | HYDRO-V1 | HYDRO-V1
MEX | Mexico | Tamazula |  | MEX0006700 | 10.5 | 19.6844 | -103.2444 | Biomass | [5 empty] | INERE | http://base.energia.gob.mx/nacei/Archivos/3%20P%C3%A1gina%20Datos%20de%20Infraestructura/Ingl%C3%A9s/PowerPlantsRenewGE1MW_NorthAmerica_201606.xlsx | North American Cooperation on Energy Information and ComisiÃ³n Reguladora de EnergÃ­a | 1115147 | 2016 | [13 empty] | SOLAR-V1-NO-AGE | SOLAR-V1-NO-AGE | SOLAR-V1-NO-AGE | SOLAR-V1-NO-AGE | SOLAR-V1-NO-AGE
MEX | Mexico | Ingenio Melchor Ocampo |  | MEX0006677 | 6.1 | 19.7854 | -104.2372 | Biomass | [5 empty] | INERE | http://base.energia.gob.mx/nacei/Archivos/3%20P%C3%A1gina%20Datos%20de%20Infraestructura/Ingl%C3%A9s/PowerPlantsRenewGE1MW_NorthAmerica_201606.xlsx | North American Cooperation on Energy Information and ComisiÃ³n Reguladora de EnergÃ­a | 1114994 | 2016 | [13 empty] | NO-ESTIMATION | NO-ESTIMATION | NO-ESTIMATION | NO-ESTIMATION | CAPACITY-FACTOR-V1
MEX | Mexico | Azucarera Independencia |  | MEX0006647 | 9.6 | 20.0592 | -97.0476 | Biomass | [5 empty] | INERE | http://base.energia.gob.mx/nacei/Archivos/3%20P%C3%A1gina%20Datos%20de%20Infraestructura/Ingl%C3%A9s/PowerPlantsRenewGE1MW_NorthAmerica_201606.xlsx | North American Cooperation on Energy Information and ComisiÃ³n Reguladora de EnergÃ­a |  | 2016 | [13 empty] | HYDRO-V1 | HYDRO-V1 | HYDRO-V1 | HYDRO-V1 | HYDRO-V1
MEX | Mexico | Atlatec Planta El Ahogado |  | MEX0006645 | 2.9 | 20.5055 | -103.2596 | Biomass | [5 empty] | INERE | http://base.energia.gob.mx/nacei/Archivos/3%20P%C3%A1gina%20Datos%20de%20Infraestructura/Ingl%C3%A9s/PowerPlantsRenewGE1MW_NorthAmerica_201606.xlsx | North American Cooperation on Energy Information and ComisiÃ³n Reguladora de EnergÃ­a | 1110073 | 2016 | [13 empty] | HYDRO-V1 | HYDRO-V1 | HYDRO-V1 | HYDRO-V1 | HYDRO-V1
MEX | Mexico | Ingenio San Francisco Ameca |  | MEX0006682 | 4.5 | 20.5442 | -104.0531 | Biomass | [5 empty] | INERE | http://base.energia.gob.mx/nacei/Archivos/3%20P%C3%A1gina%20Datos%20de%20Infraestructura/Ingl%C3%A9s/PowerPlantsRenewGE1MW_NorthAmerica_201606.xlsx | North American Cooperation on Energy Information and ComisiÃ³n Reguladora de EnergÃ­a | 1115140 | 2016 | [13 empty] | HYDRO-V1 | HYDRO-V1 | HYDRO-V1 | HYDRO-V1 | HYDRO-V1
MEX | Mexico | Atlatec |  | MEX0006644 | 1.1 | 20.5959 | -100.4716 | Biomass | [5 empty] | INERE | http://base.energia.gob.mx/nacei/Archivos/3%20P%C3%A1gina%20Datos%20de%20Infraestructura/Ingl%C3%A9s/PowerPlantsRenewGE1MW_NorthAmerica_201606.xlsx | North American Cooperation on Energy Information and ComisiÃ³n Reguladora de EnergÃ­a |  | 2016 | [13 empty] | HYDRO-V1 | HYDRO-V1 | HYDRO-V1 | HYDRO-V1 | HYDRO-V1
MEX | Mexico | Tala Electric |  | MEX0006699 | 25 | 20.6670 | -103.7224 | Biomass | [5 empty] | INERE | http://base.energia.gob.mx/nacei/Archivos/3%20P%C3%A1gina%20Datos%20de%20Infraestructura/Ingl%C3%A9s/PowerPlantsRenewGE1MW_NorthAmerica_201606.xlsx | North American Cooperation on Energy Information and ComisiÃ³n Reguladora de EnergÃ­a |  | 2016 | [13 empty] | NO-ESTIMATION | NO-ESTIMATION | NO-ESTIMATION | NO-ESTIMATION | CAPACITY-FACTOR-V1
MEX | Mexico | Ingenio Tala |  | MEX0006690 | 12 | 20.6693 | -103.7183 | Biomass | [5 empty] | INERE | http://base.energia.gob.mx/nacei/Archivos/3%20P%C3%A1gina%20Datos%20de%20Infraestructura/Ingl%C3%A9s/PowerPlantsRenewGE1MW_NorthAmerica_201606.xlsx | North American Cooperation on Energy Information and ComisiÃ³n Reguladora de EnergÃ­a | 1115146 | 2016 | [13 empty] | NO-ESTIMATION | NO-ESTIMATION | NO-ESTIMATION | NO-ESTIMATION | CAPACITY-FACTOR-V1
MEX | Mexico | Ecosys III |  | MEX0006657 | 1.7 | 21.0762 | -101.7327 | Biomass | [5 empty] | INERE | http://base.energia.gob.mx/nacei/Archivos/3%20P%C3%A1gina%20Datos%20de%20Infraestructura/Ingl%C3%A9s/PowerPlantsRenewGE1MW_NorthAmerica_201606.xlsx | North American Cooperation on Energy Information and ComisiÃ³n Reguladora de EnergÃ­a | 1114297 | 2016 | [13 empty] | SOLAR-V1-NO-AGE | SOLAR-V1-NO-AGE | SOLAR-V1-NO-AGE | SOLAR-V1-NO-AGE | SOLAR-V1-NO-AGE
MEX | Mexico | Ingenio El Molino |  | MEX0006669 | 10 | 21.5013 | -104.8875 | Biomass | [5 empty] | INERE | http://base.energia.gob.mx/nacei/Archivos/3%20P%C3%A1gina%20Datos%20de%20Infraestructura/Ingl%C3%A9s/PowerPlantsRenewGE1MW_NorthAmerica_201606.xlsx | North American Cooperation on Energy Information and ComisiÃ³n Reguladora de EnergÃ­a | 1114988 | 2016 | [13 empty] | SOLAR-V1-NO-AGE | SOLAR-V1-NO-AGE | SOLAR-V1-NO-AGE | SOLAR-V1-NO-AGE | SOLAR-V1-NO-AGE
MEX | Mexico | Ingenio El Higo |  | MEX0006666 | 21.8 | 21.7739 | -98.4543 | Biomass | [5 empty] | INERE | http://base.energia.gob.mx/nacei/Archivos/3%20P%C3%A1gina%20Datos%20de%20Infraestructura/Ingl%C3%A9s/PowerPlantsRenewGE1MW_NorthAmerica_201606.xlsx | North American Cooperation on Energy Information and ComisiÃ³n Reguladora de EnergÃ­a | 1114985 | 2016 | [13 empty] | NO-ESTIMATION | NO-ESTIMATION | NO-ESTIMATION | NO-ESTIMATION | CAPACITY-FACTOR-V1
MEX | Mexico | Ingenio Alianza Popular |  | MEX0006661 | 6.4 | 21.9209 | -99.3924 | Biomass | [5 empty] | INERE | http://base.energia.gob.mx/nacei/Archivos/3%20P%C3%A1gina%20Datos%20de%20Infraestructura/Ingl%C3%A9s/PowerPlantsRenewGE1MW_NorthAmerica_201606.xlsx | North American Cooperation on Energy Information and ComisiÃ³n Reguladora de EnergÃ­a | 1114983 | 2016 | [13 empty] | SOLAR-V1-NO-AGE | SOLAR-V1-NO-AGE | SOLAR-V1-NO-AGE | SOLAR-V1-NO-AGE | SOLAR-V1-NO-AGE
MEX | Mexico | EnergÃ­a Verde de Aguascalientes |  | MEX0006698 | 3.2 | 21.9661 | -102.2129 | Biomass | [5 empty] | INERE | http://base.energia.gob.mx/nacei/Archivos/3%20P%C3%A1gina%20Datos%20de%20Infraestructura/Ingl%C3%A9s/PowerPlantsRenewGE1MW_NorthAmerica_201606.xlsx | North American Cooperation on Energy Information and ComisiÃ³n Reguladora de EnergÃ­a |  | 2016 | [13 empty] | SOLAR-V1-NO-AGE | SOLAR-V1-NO-AGE | SOLAR-V1-NO-AGE | SOLAR-V1-NO-AGE | SOLAR-V1-NO-AGE
MEX | Mexico | Ingenio Plan De Ayala |  | MEX0006679 | 16 | 21.9861 | -98.9587 | Biomass | [5 empty] | INERE | http://base.energia.gob.mx/nacei/Archivos/3%20P%C3%A1gina%20Datos%20de%20Infraestructura/Ingl%C3%A9s/PowerPlantsRenewGE1MW_NorthAmerica_201606.xlsx | North American Cooperation on Energy Information and ComisiÃ³n Reguladora de EnergÃ­a | 1115137 | 2016 | [13 empty] | HYDRO-V1 | HYDRO-V1 | HYDRO-V1 | HYDRO-V1 | HYDRO-V1
MEX | Mexico | Ingenio Plan De San Luis |  | MEX0006680 | 9 | 21.9946 | -99.0111 | Biomass | [5 empty] | INERE | http://base.energia.gob.mx/nacei/Archivos/3%20P%C3%A1gina%20Datos%20de%20Infraestructura/Ingl%C3%A9s/PowerPlantsRenewGE1MW_NorthAmerica_201606.xlsx | North American Cooperation on Energy Information and ComisiÃ³n Reguladora de EnergÃ­a | 1114676 | 2016 | [13 empty] | HYDRO-V1 | HYDRO-V1 | HYDRO-V1 | HYDRO-V1 | HYDRO-V1
MEX | Mexico | Fomento Azucarero del Golfo |  | MEX0006660 | 8 | 22.0179 | -98.1801 | Biomass | [5 empty] | INERE | http://base.energia.gob.mx/nacei/Archivos/3%20P%C3%A1gina%20Datos%20de%20Infraestructura/Ingl%C3%A9s/PowerPlantsRenewGE1MW_NorthAmerica_201606.xlsx | North American Cooperation on Energy Information and ComisiÃ³n Reguladora de EnergÃ­a |  | 2016 | [13 empty] | NO-ESTIMATION | NO-ESTIMATION | NO-ESTIMATION | NO-ESTIMATION | CAPACITY-FACTOR-V1
MEX | Mexico | Ingenio San Miguel del Naranjo |  | MEX0006684 | 49.3 | 22.5322 | -99.3354 | Biomass | [5 empty] | INERE | http://base.energia.gob.mx/nacei/Archivos/3%20P%C3%A1gina%20Datos%20de%20Infraestructura/Ingl%C3%A9s/PowerPlantsRenewGE1MW_NorthAmerica_201606.xlsx | North American Cooperation on Energy Information and ComisiÃ³n Reguladora de EnergÃ­a | 1115142 | 2016 | [13 empty] | NO-ESTIMATION | NO-ESTIMATION | NO-ESTIMATION | NO-ESTIMATION | CAPACITY-FACTOR-V1
MEX | Mexico | Ingenio El Mante |  | MEX0006667 | 5.8 | 22.7266 | -98.9800 | Biomass | [5 empty] | INERE | http://base.energia.gob.mx/nacei/Archivos/3%20P%C3%A1gina%20Datos%20de%20Infraestructura/Ingl%C3%A9s/PowerPlantsRenewGE1MW_NorthAmerica_201606.xlsx | North American Cooperation on Energy Information and ComisiÃ³n Reguladora de EnergÃ­a | 1114987 | 2016 | [13 empty] | SOLAR-V1-NO-AGE | SOLAR-V1-NO-AGE | SOLAR-V1-NO-AGE | SOLAR-V1-NO-AGE | SOLAR-V1-NO-AGE
MEX | Mexico | Azucarera del Rio Guayalejo |  | MEX0006646 | 7.5 | 22.9390 | -99.0170 | Biomass | [5 empty] | INERE | http://base.energia.gob.mx/nacei/Archivos/3%20P%C3%A1gina%20Datos%20de%20Infraestructura/Ingl%C3%A9s/PowerPlantsRenewGE1MW_NorthAmerica_201606.xlsx | North American Cooperation on Energy Information and ComisiÃ³n Reguladora de EnergÃ­a |  | 2016 | [13 empty] | HYDRO-V1 | HYDRO-V1 | HYDRO-V1 | HYDRO-V1 | HYDRO-V1
MEX | Mexico | El Dorado |  | MEX0006658 | 9.6 | 24.3196 | -107.3684 | Biomass | [5 empty] | INERE | http://base.energia.gob.mx/nacei/Archivos/3%20P%C3%A1gina%20Datos%20de%20Infraestructura/Ingl%C3%A9s/PowerPlantsRenewGE1MW_NorthAmerica_201606.xlsx | North American Cooperation on Energy Information and ComisiÃ³n Reguladora de EnergÃ­a | 1114991 | 2016 | [13 empty] | HYDRO-V1 | HYDRO-V1 | HYDRO-V1 | HYDRO-V1 | HYDRO-V1
MEX | Mexico | Prozucar |  | MEX0006696 | 7 | 24.7657 | -107.7018 | Biomass | [5 empty] | INERE | http://base.energia.gob.mx/nacei/Archivos/3%20P%C3%A1gina%20Datos%20de%20Infraestructura/Ingl%C3%A9s/PowerPlantsRenewGE1MW_NorthAmerica_201606.xlsx | North American Cooperation on Energy Information and ComisiÃ³n Reguladora de EnergÃ­a |  | 2016 | [13 empty] | HYDRO-V1 | HYDRO-V1 | HYDRO-V1 | HYDRO-V1 | HYDRO-V1
MEX | Mexico | Planta Dulces Nombres |  | MEX0006694 | 9.2 | 25.7390 | -100.0675 | Biomass | [5 empty] | INERE | http://base.energia.gob.mx/nacei/Archivos/3%20P%C3%A1gina%20Datos%20de%20Infraestructura/Ingl%C3%A9s/PowerPlantsRenewGE1MW_NorthAmerica_201606.xlsx | North American Cooperation on Energy Information and ComisiÃ³n Reguladora de EnergÃ­a | 1115816 | 2016 | [13 empty] | HYDRO-V1 | HYDRO-V1 | HYDRO-V1 | HYDRO-V1 | HYDRO-V1
MEX | Mexico | Azucarera Los Mochis |  | MEX0006649 | 14 | 25.7854 | -109.0018 | Biomass | [5 empty] | INERE | http://base.energia.gob.mx/nacei/Archivos/3%20P%C3%A1gina%20Datos%20de%20Infraestructura/Ingl%C3%A9s/PowerPlantsRenewGE1MW_NorthAmerica_201606.xlsx | North American Cooperation on Energy Information and ComisiÃ³n Reguladora de EnergÃ­a |  | 2016 | [13 empty] | HYDRO-V1 | HYDRO-V1 | HYDRO-V1 | HYDRO-V1 | HYDRO-V1
MEX | Mexico | Planta Norte (Gob. de Nuevo LeÃ³n) |  | MEX0006695 | 1.6 | 25.7994 | -100.2905 | Biomass | [5 empty] | INERE | http://base.energia.gob.mx/nacei/Archivos/3%20P%C3%A1gina%20Datos%20de%20Infraestructura/Ingl%C3%A9s/PowerPlantsRenewGE1MW_NorthAmerica_201606.xlsx | North American Cooperation on Energy Information and ComisiÃ³n Reguladora de EnergÃ­a |  | 2016 | [13 empty] | HYDRO-V1 | HYDRO-V1 | HYDRO-V1 | HYDRO-V1 | HYDRO-V1
MEX | Mexico | BioenergÃ­a de Nuevo LeÃ³n |  | MEX0006651 | 17 | 25.8520 | -100.2956 | Biomass | [5 empty] | INERE | http://base.energia.gob.mx/nacei/Archivos/3%20P%C3%A1gina%20Datos%20de%20Infraestructura/Ingl%C3%A9s/PowerPlantsRenewGE1MW_NorthAmerica_201606.xlsx | North American Cooperation on Energy Information and ComisiÃ³n Reguladora de EnergÃ­a |  | 2016 | [13 empty] | HYDRO-V1 | HYDRO-V1 | HYDRO-V1 | HYDRO-V1 | HYDRO-V1
MEX | Mexico | EnergÃ­a ElÃ©ctrica de JuÃ¡rez |  | MEX0006701 | 6.4 | 31.5554 | -106.4860 | Biomass | [5 empty] | INERE | http://base.energia.gob.mx/nacei/Archivos/3%20P%C3%A1gina%20Datos%20de%20Infraestructura/Ingl%C3%A9s/PowerPlantsRenewGE1MW_NorthAmerica_201606.xlsx | North American Cooperation on Energy Information and ComisiÃ³n Reguladora de EnergÃ­a |  | 2016 | [13 empty] | HYDRO-V1 | HYDRO-V1 | HYDRO-V1 | HYDRO-V1 | HYDRO-V1
MUS | Mauritius | Mon Loisir |  | WRI1023123 | 12 | -20.0328 | 57.6192 | Biomass | [5 empty] | African Development Bank Group | http://powerafrica.opendataforafrica.org | Power Africa | 1054238 | [14 empty] | HYDRO-V1 | HYDRO-V1 | HYDRO-V1 | HYDRO-V1 | HYDRO-V1
MUS | Mauritius | Fuel |  | WRI1023120 | 39.7 | -20.2120 | 57.6917 | Biomass | [5 empty] | African Development Bank Group | http://powerafrica.opendataforafrica.org | Power Africa | 1042034 | [14 empty] | HYDRO-V1 | HYDRO-V1 | HYDRO-V1 | HYDRO-V1 | HYDRO-V1
MUS | Mauritius | Medine Mill |  | WRI1023122 | 13 | -20.2613 | 57.3936 | Biomass | [5 empty] | African Development Bank Group | http://powerafrica.opendataforafrica.org | Power Africa | 1054233 | [14 empty] | HYDRO-V1 | HYDRO-V1 | HYDRO-V1 | HYDRO-V1 | HYDRO-V1
MUS | Mauritius | Deep River |  | WRI1023115 | 24.65 | -20.2753 | 57.7567 | Biomass | [5 empty] | African Development Bank Group | http://powerafrica.opendataforafrica.org | Power Africa | 1054234 | [14 empty] | HYDRO-V1 | HYDRO-V1 | HYDRO-V1 | HYDRO-V1 | HYDRO-V1
MUS | Mauritius | Mon Tresor |  | WRI1023124 | 12.5 | -20.4467 | 57.6717 | Biomass | [5 empty] | African Development Bank Group | http://powerafrica.opendataforafrica.org | Power Africa | 1054235 | [14 empty] | HYDRO-V1 | HYDRO-V1 | HYDRO-V1 | HYDRO-V1 | HYDRO-V1
MWI | Malawi | Nchalo Mill |  | WRI1023103 | 10 | -15.7833 | 35.0000 | Biomass | [5 empty] | African Development Bank Group | http://powerafrica.opendataforafrica.org | Power Africa | 1058613 | [14 empty] | HYDRO-V1 | HYDRO-V1 | HYDRO-V1 | HYDRO-V1 | HYDRO-V1
MYS | Malaysia | Seguntor Bio Energy (IPP) |  | WRI1000266 | 12 | 5.8402 | 118.1179 | Biomass | [5 empty] | Penisular Malaysia Electricity Supply Company | http://www.st.gov.my/index.php/component/k2/item/606-peninsular-malaysia-electricity-supply-industry-outlook-2014.html | CARMA | [15 empty] | HYDRO-V1 | HYDRO-V1 | HYDRO-V1 | HYDRO-V1 | HYDRO-V1
PHL | Philippines | SAN CARLOS |  | WRI1001945 | 8.3 | 10.9844 | 122.7711 | Biomass | [5 empty] | Philippines Department of Energy | https://www.doe.gov.ph/list-existing-power-plants | CARMA | 1064119 | [14 empty] | HYDRO-V1 | HYDRO-V1 | HYDRO-V1 | HYDRO-V1 | HYDRO-V1
PHL | Philippines | CASA |  | WRI1001947 | 15 | 14.5481 | 120.9969 | Biomass | [5 empty] | Philippines Department of Energy | https://www.doe.gov.ph/list-existing-power-plants | CARMA | 1070001 | [14 empty] | HYDRO-V1 | HYDRO-V1 | HYDRO-V1 | HYDRO-V1 | HYDRO-V1
POL | Poland | PoÅ‚aniec Zielony Blok |  | WRI1019062 | 205 | 50.4374 | 21.3404 | Biomass |  |  |  | 2012.0 | Enea PoÅ‚aniec S.A. | ENTSOE | https://transparency.entsoe.eu/generation/r2/installedCapacityPerProductionUnit/show | University of DÄ…browa GÃ³rnicza |  |  |  |  | 1437.089 | 1523.852 | 1292.079 |  |  | JRC-PPDB-OPEN | [5 empty] | HYDRO-V1 | HYDRO-V1 | HYDRO-V1 | HYDRO-V1 | HYDRO-V1
POL | Poland | EC Kielce |  | WRI1061495 | 10 | 50.8959 | 20.6118 | Biomass |  |  |  | 2008.0 | Polska Grupa Energetyczna SA | PGE | https://eckielce.pgegiek.pl/ | University of DÄ…browa GÃ³rnicza | [15 empty] | HYDRO-V1 | HYDRO-V1 | HYDRO-V1 | HYDRO-V1 | HYDRO-V1
PRT | Portugal | TermoelÃ©ctrica de SetÃºbal |  | WRI1022516 | 12.5 | 38.4916 | -8.8113 | Biomass |  |  |  | 2009.0 |  | Energias Endogenas de Portugal | http://e2p.inegi.up.pt/index.asp | Energias Endogenas de Portugal | [15 empty] | HYDRO-V1 | HYDRO-V1 | HYDRO-V1 | HYDRO-V1 | HYDRO-V1
PRT | Portugal | CogeraÃ§Ã£o de SetÃºbal |  | WRI1022504 | 53.9 | 38.4935 | -8.8108 | Biomass |  |  |  | 2004.0 |  | Energias Endogenas de Portugal | http://e2p.inegi.up.pt/index.asp | Energias Endogenas de Portugal | [15 empty] | HYDRO-V1 | HYDRO-V1 | HYDRO-V1 | HYDRO-V1 | HYDRO-V1
PRT | Portugal | CogeraÃ§Ã£o Caima |  | WRI1022499 | 9 | 39.4723 | -8.3327 | Biomass |  |  |  | 2001.0 |  | Energias Endogenas de Portugal | http://e2p.inegi.up.pt/index.asp | Energias Endogenas de Portugal | [15 empty] | HYDRO-V1 | HYDRO-V1 | HYDRO-V1 | HYDRO-V1 | HYDRO-V1
PRT | Portugal | TermoelÃ©ctrica de ConstÃ¢ncia |  | WRI1022512 | 13.7 | 39.4723 | -8.3327 | Biomass |  |  |  | 2009.0 |  | Energias Endogenas de Portugal | http://e2p.inegi.up.pt/index.asp | Energias Endogenas de Portugal | [15 empty] | HYDRO-V1 | HYDRO-V1 | HYDRO-V1 | HYDRO-V1 | HYDRO-V1
PRT | Portugal | TermoelÃ©ctrica Centroliva |  | WRI1022508 | 6 | 39.6566 | -7.6570 | Biomass |  |  |  | 1998.0 |  | Energias Endogenas de Portugal | http://e2p.inegi.up.pt/index.asp | Energias Endogenas de Portugal | 1080075 | [14 empty] | HYDRO-V1 | HYDRO-V1 | HYDRO-V1 | HYDRO-V1 | HYDRO-V1
PRT | Portugal | TermoelÃ©ctrica de RÃ³dÃ£o |  | WRI1022514 | 13 | 39.6621 | -7.6715 | Biomass |  |  |  | 2007.0 |  | Energias Endogenas de Portugal | http://e2p.inegi.up.pt/index.asp | Energias Endogenas de Portugal | [15 empty] | HYDRO-V1 | HYDRO-V1 | HYDRO-V1 | HYDRO-V1 | HYDRO-V1
PRT | Portugal | CogeraÃ§Ã£o Celtejo |  | WRI1022501 | 30 | 39.6622 | -7.6720 | Biomass |  |  |  | 1992.0 |  | Energias Endogenas de Portugal | http://e2p.inegi.up.pt/index.asp | Energias Endogenas de Portugal | [15 empty] | HYDRO-V1 | HYDRO-V1 | HYDRO-V1 | HYDRO-V1 | HYDRO-V1
PRT | Portugal | TermoelÃ©ctrica da PALSER |  | WRI1022510 | 3 | 39.8163 | -8.1062 | Biomass |  |  |  | 2010.0 |  | Energias Endogenas de Portugal | http://e2p.inegi.up.pt/index.asp | Energias Endogenas de Portugal | [15 empty] | HYDRO-V1 | HYDRO-V1 | HYDRO-V1 | HYDRO-V1 | HYDRO-V1
PRT | Portugal | CogeraÃ§Ã£o Celbi |  | WRI1022500 | 70 | 40.0522 | -8.8763 | Biomass |  |  |  | 1987.0 |  | Energias Endogenas de Portugal | http://e2p.inegi.up.pt/index.asp | Energias Endogenas de Portugal | [15 empty] | HYDRO-V1 | HYDRO-V1 | HYDRO-V1 | HYDRO-V1 | HYDRO-V1
PRT | Portugal | TermoelÃ©ctrica da Figueira da Foz |  | WRI1022509 | 34.3 | 40.0529 | -8.8762 | Biomass |  |  |  | 2009.0 |  | Energias Endogenas de Portugal | http://e2p.inegi.up.pt/index.asp | Energias Endogenas de Portugal | [15 empty] | HYDRO-V1 | HYDRO-V1 | HYDRO-V1 | HYDRO-V1 | HYDRO-V1
PRT | Portugal | CogeraÃ§Ã£o da Figueira da Foz (Lavos) |  | WRI1022502 | 95 | 40.0576 | -8.8595 | Biomass |  |  |  | 2004.0 |  | Energias Endogenas de Portugal | http://e2p.inegi.up.pt/index.asp | Energias Endogenas de Portugal | [15 empty] | HYDRO-V1 | HYDRO-V1 | HYDRO-V1 | HYDRO-V1 | HYDRO-V1
PRT | Portugal | TermoelÃ©ctrica de Belmonte |  | WRI1022511 | 2 | 40.3659 | -7.3541 | Biomass |  |  |  | 2010.0 |  | Energias Endogenas de Portugal | http://e2p.inegi.up.pt/index.asp | Energias Endogenas de Portugal | [15 empty] | HYDRO-V1 | HYDRO-V1 | HYDRO-V1 | HYDRO-V1 | HYDRO-V1
PRT | Portugal | TermoelÃ©ctrica de MortÃ¡gua |  | WRI1022513 | 9 | 40.3778 | -8.1864 | Biomass |  |  |  | 1999.0 |  | Energias Endogenas de Portugal | http://e2p.inegi.up.pt/index.asp | Energias Endogenas de Portugal | [15 empty] | HYDRO-V1 | HYDRO-V1 | HYDRO-V1 | HYDRO-V1 | HYDRO-V1
PRT | Portugal | CogeraÃ§Ã£o SIAF |  | WRI1022506 | 4 | 40.5848 | -7.7916 | Biomass |  |  |  | 1996.0 |  | Energias Endogenas de Portugal | http://e2p.inegi.up.pt/index.asp | Energias Endogenas de Portugal | [15 empty] | HYDRO-V1 | HYDRO-V1 | HYDRO-V1 | HYDRO-V1 | HYDRO-V1
PRT | Portugal | TermoelÃ©ctrica de Cacia |  | WRI1022515 | 12.5 | 40.6852 | -8.5910 | Biomass |  |  |  | 2009.0 |  | Energias Endogenas de Portugal | http://e2p.inegi.up.pt/index.asp | Energias Endogenas de Portugal | [15 empty] | HYDRO-V1 | HYDRO-V1 | HYDRO-V1 | HYDRO-V1 | HYDRO-V1
PRT | Portugal | CogeraÃ§Ã£o de Cacia |  | WRI1022503 | 35.1 | 40.6870 | -8.5897 | Biomass |  |  |  | 2005.0 |  | Energias Endogenas de Portugal | http://e2p.inegi.up.pt/index.asp | Energias Endogenas de Portugal | [15 empty] | HYDRO-V1 | HYDRO-V1 | HYDRO-V1 | HYDRO-V1 | HYDRO-V1
PRT | Portugal | TermoelÃ©ctrica Terras de Sta. Maria |  | WRI1022517 | 10 | 40.8860 | -8.4285 | Biomass |  |  |  | 2008.0 |  | Energias Endogenas de Portugal | http://e2p.inegi.up.pt/index.asp | Energias Endogenas de Portugal | [15 empty] | HYDRO-V1 | HYDRO-V1 | HYDRO-V1 | HYDRO-V1 | HYDRO-V1
PRT | Portugal | CogeraÃ§Ã£o Amorim |  | WRI1022498 | 1.1 | 40.9821 | -8.5465 | Biomass |  |  |  | 2004.0 |  | Energias Endogenas de Portugal | http://e2p.inegi.up.pt/index.asp | Energias Endogenas de Portugal | 1080824 | [14 empty] | HYDRO-V1 | HYDRO-V1 | HYDRO-V1 | HYDRO-V1 | HYDRO-V1
PRT | Portugal | CogeraÃ§Ã£o EUROPA&C Energia Viana |  | WRI1022505 | 38.8 | 41.6996 | -8.7139 | Biomass |  |  |  | 2002.0 |  | Energias Endogenas de Portugal | http://e2p.inegi.up.pt/index.asp | Energias Endogenas de Portugal | [15 empty] | HYDRO-V1 | HYDRO-V1 | HYDRO-V1 | HYDRO-V1 | HYDRO-V1
RUS | Russia | CHP-1 of Kotlas PPM |  | WRI1061896 | 320 | 61.3032 | 47.1207 | Biomass |  |  |  |  | Branch of OJSC "Ilim Group" in Koryazhma | EnergyBase (RUS) | https://energybase.ru/power-plant/chp-kotlas-ppm-1 | EnergyBase (RUS) | [15 empty] | SOLAR-V1-NO-AGE | SOLAR-V1-NO-AGE | SOLAR-V1-NO-AGE | SOLAR-V1-NO-AGE | SOLAR-V1-NO-AGE
RUS | Russia | CHPP of Arkhangelsk pulp and paper mill |  | WRI1061898 | 224 | 64.4304 | 40.8320 | Biomass |  |  |  |  | OJSC "Arkhangelsk Pulp and Paper Mill" | EnergyBase (RUS) | https://energybase.ru/power-plant/chp-appm | EnergyBase (RUS) | [15 empty] | HYDRO-V1 | HYDRO-V1 | HYDRO-V1 | HYDRO-V1 | HYDRO-V1
RUS | Russia | CHP-1 of the Solombala PPM |  | WRI1061899 | 36 | 64.5931 | 40.5623 | Biomass |  |  |  |  | OJSC "Solombalsky pulp and paper mill" | EnergyBase (RUS) | https://energybase.ru/power-plant/chp-2-ppm-solombalsky | EnergyBase (RUS) | [15 empty] | HYDRO-V1 | HYDRO-V1 | HYDRO-V1 | HYDRO-V1 | HYDRO-V1
SDN | Sudan | Melut Sugar Factory |  | WRI1023178 | 26 | 10.4333 | 32.2000 | Biomass | [5 empty] | African Development Bank Group | http://powerafrica.opendataforafrica.org | Power Africa | [15 empty] | HYDRO-V1 | HYDRO-V1 | HYDRO-V1 | HYDRO-V1 | HYDRO-V1
SDN | Sudan | White Nile State |  | WRI1023185 | 100 | 14.0724 | 32.4672 | Biomass | [5 empty] | African Development Bank Group | http://powerafrica.opendataforafrica.org | Power Africa | 1109607 | [14 empty] | HYDRO-V1 | HYDRO-V1 | HYDRO-V1 | HYDRO-V1 | HYDRO-V1
SWE | Sweden | Motala |  | WRI1002167 | 3.7 | 58.5371 | 15.0365 | Biomass |  |  |  | 1998.0 | 100% Vattenfall | Vattenfall | http://powerplants.vattenfall.com/#/countries=Sweden/view=list/sort=elcap | CARMA | 1064059 | [14 empty] | HYDRO-V1 | HYDRO-V1 | HYDRO-V1 | HYDRO-V1 | HYDRO-V1
SWE | Sweden | Idbaksverket |  | WRI1002150 | 35 | 58.7430 | 17.0006 | Biomass |  |  |  | 1997.0 | 100% Vattenfall | Vattenfall | http://powerplants.vattenfall.com/#/countries=Sweden/view=list/sort=elcap | WRI | [15 empty] | HYDRO-V1 | HYDRO-V1 | HYDRO-V1 | HYDRO-V1 | HYDRO-V1
SWE | Sweden | Jordbro |  | WRI1002158 | 20 | 59.1497 | 18.1167 | Biomass |  |  |  | 1968.0 | 100% Vattenfall | Vattenfall | http://powerplants.vattenfall.com/#/countries=Sweden/view=list/sort=elcap | CARMA | 1068718 | [14 empty] | HYDRO-V1 | HYDRO-V1 | HYDRO-V1 | HYDRO-V1 | HYDRO-V1
SWE | Sweden | Vartan |  | WRI1029983 | 130 | 59.3520 | 18.1010 | Biomass | [5 empty] | Fortum Sweden | http://www.fortum.com/en/mediaroom/pages/new-biomass-fired-chp-plant-inaugurated-in-vartan-stockholm.aspx | GEODB | [15 empty] | SOLAR-V1-NO-AGE | SOLAR-V1-NO-AGE | SOLAR-V1-NO-AGE | SOLAR-V1-NO-AGE | SOLAR-V1-NO-AGE
SWE | Sweden | â€‹VÃ¤rtaverket |  | WRI1019440 | 389 | 59.3532 | 18.0985 | Biomass |  |  |  | 2013.0 | Fortum | Fortum Sweden | http://fortum.com/en/energy-production/combined-heat-and-power/sweden/Documents/Download%20V%C3%A4rta%20CHP%20power%20plant%20brochure.pdf | WRI | [6 empty] | 428.716 |  |  | JRC-PPDB-OPEN | [5 empty] | NO-ESTIMATION | NO-ESTIMATION | NO-ESTIMATION | NO-ESTIMATION | CAPACITY-FACTOR-V1
SWE | Sweden | HÃ¤sselby |  | WRI1019438 | 75 | 59.3623 | 17.8241 | Biomass |  |  |  | 1959.0 | Fortum | Fortum Sweden | http://www.fortum.com/en/corporation/fortumworldwide/sweden/pages/default.aspx | WRI | 1030409 | [14 empty] | NO-ESTIMATION | NO-ESTIMATION | NO-ESTIMATION | NO-ESTIMATION | CAPACITY-FACTOR-V1
SWE | Sweden | Aros |  | WRI1029974 | 94 | 59.5883 | 16.5136 | Biomass | [5 empty] | MalarEnergi | https://www.malarenergi.se/sv/om-malarenergi/vara-anlaggningar/kraftvarmeverket-vasteras/ | GEODB | [15 empty] | HYDRO-V1 | HYDRO-V1 | HYDRO-V1 | HYDRO-V1 | HYDRO-V1
SWE | Sweden | Uppsala |  | WRI1002122 | 130 | 59.8514 | 17.6783 | Biomass | [5 empty] | Vattenfall | http://powerplants.vattenfall.com/#/countries=Sweden/view=list/sort=elcap | WRI | [5 empty] | 83.99 | 65.053 |  |  | JRC-PPDB-OPEN | [5 empty] | HYDRO-V1 | HYDRO-V1 | HYDRO-V1 | HYDRO-V1 | HYDRO-V1
SWZ | Swaziland | Mhlume Mill |  | WRI1023189 | 14 | -26.0333 | 31.8500 | Biomass | [5 empty] | African Development Bank Group | http://powerafrica.opendataforafrica.org | Power Africa | 1058609 | [14 empty] | NO-ESTIMATION | NO-ESTIMATION | NO-ESTIMATION | NO-ESTIMATION | CAPACITY-FACTOR-V1
SWZ | Swaziland | Simunye Mill |  | WRI1023190 | 17 | -26.1778 | 31.9073 | Biomass | [5 empty] | African Development Bank Group | http://powerafrica.opendataforafrica.org | Power Africa | 1058608 | [14 empty] | NO-ESTIMATION | NO-ESTIMATION | NO-ESTIMATION | NO-ESTIMATION | CAPACITY-FACTOR-V1
SWZ | Swaziland | Ubombo Mill |  | WRI1023191 | 13 | -26.7729 | 31.9416 | Biomass | [5 empty] | African Development Bank Group | http://powerafrica.opendataforafrica.org | Power Africa | 1049714 | [14 empty] | NO-ESTIMATION | NO-ESTIMATION | NO-ESTIMATION | NO-ESTIMATION | NO-ESTIMATION
THA | Thailand | Khonburi Sugar Public Company Limited |  | WRI1019456 | 22 | 14.5254 | 102.2459 | Biomass | [5 empty] | EGAT | http://www.egat.co.th/en/index.php?option=com_content&view=article&id=319&Itemid=219 | CARMA | 1085542 | [14 empty] | HYDRO-V1 | HYDRO-V1 | HYDRO-V1 | HYDRO-V1 | HYDRO-V1
THA | Thailand | Mitr Phol Bio-Power (Dan Chang) Co. Ltd. (Project ) |  | WRI1019445 | 27 | 14.8418 | 99.6976 | Biomass | [5 empty] | EGAT | http://www.egat.co.th/en/index.php?option=com_content&view=article&id=319&Itemid=208 | CARMA | [15 empty] | HYDRO-V1 | HYDRO-V1 | HYDRO-V1 | HYDRO-V1 | HYDRO-V1
THA | Thailand | Mitr Phol Bio-Power (Dan Chang) Co. Ltd. (Project ) |  | WRI1019453 | 10.8 | 14.8418 | 99.6976 | Biomass | [5 empty] | EGAT | http://www.egat.co.th/en/index.php?option=com_content&view=article&id=319&Itemid=216 | CARMA | [15 empty] | NO-ESTIMATION | NO-ESTIMATION | NO-ESTIMATION | NO-ESTIMATION | CAPACITY-FACTOR-V1
THA | Thailand | Khon Kaen Sugar Power Plant Co Ltd. (Project ) |  | WRI1019450 | 20 | 16.7023 | 102.8557 | Biomass | [5 empty] | EGAT | http://www.egat.co.th/en/index.php?option=com_content&view=article&id=319&Itemid=213 | CARMA | 1062770 | [14 empty] | NO-ESTIMATION | NO-ESTIMATION | NO-ESTIMATION | NO-ESTIMATION | CAPACITY-FACTOR-V1
THA | Thailand | Surat Thani Green Energy Co. Ltd. |  | WRI1019452 | 8.8 | 9.1401 | 99.3331 | Biomass | [5 empty] | EGAT | http://www.egat.co.th/en/index.php?option=com_content&view=article&id=319&Itemid=215 | CARMA | [15 empty] | SOLAR-V1-NO-AGE | SOLAR-V1-NO-AGE | SOLAR-V1-NO-AGE | SOLAR-V1-NO-AGE | SOLAR-V1-NO-AGE
UGA | Uganda | Kakira Sugar Works |  | WRI1023205 | 12 | 0.4400 | 33.2000 | Biomass | [5 empty] | African Development Bank Group | http://powerafrica.opendataforafrica.org | Power Africa | 1034374 | [14 empty] | HYDRO-V1 | HYDRO-V1 | HYDRO-V1 | HYDRO-V1 | HYDRO-V1
URY | Uruguay | ALUR |  | URY0000844 | 10 | -30.3301 | -57.6220 | Biomass | [5 empty] | La AdministraciÃ³n Nacional de Usinas y Trasmisiones ElÃ©ctricas (Uruguay) | https://www.ute.com.uy/SgePublico/mapa.aspx | La AdministraciÃ³n Nacional de Usinas y Trasmisiones ElÃ©ctricas (Uruguay) |  | 2018 | [13 empty] | HYDRO-V1 | HYDRO-V1 | HYDRO-V1 | HYDRO-V1 | HYDRO-V1
URY | Uruguay | BIOENER |  | URY0000841 | 12 | -30.9392 | -55.5583 | Biomass | [5 empty] | La AdministraciÃ³n Nacional de Usinas y Trasmisiones ElÃ©ctricas (Uruguay) | https://www.ute.com.uy/SgePublico/mapa.aspx | La AdministraciÃ³n Nacional de Usinas y Trasmisiones ElÃ©ctricas (Uruguay) |  | 2018 | [13 empty] | HYDRO-V1 | HYDRO-V1 | HYDRO-V1 | HYDRO-V1 | HYDRO-V1
URY | Uruguay | PONLAR |  | URY0000859 | 7.5 | -31.0751 | -55.7559 | Biomass | [5 empty] | La AdministraciÃ³n Nacional de Usinas y Trasmisiones ElÃ©ctricas (Uruguay) | https://www.ute.com.uy/SgePublico/mapa.aspx | La AdministraciÃ³n Nacional de Usinas y Trasmisiones ElÃ©ctricas (Uruguay) |  | 2018 | [13 empty] | NO-ESTIMATION | NO-ESTIMATION | NO-ESTIMATION | NO-ESTIMATION | CAPACITY-FACTOR-V1
URY | Uruguay | WEYERHAEUSER |  | URY0000845 | 12 | -31.6416 | -55.9031 | Biomass | [5 empty] | La AdministraciÃ³n Nacional de Usinas y Trasmisiones ElÃ©ctricas (Uruguay) | https://www.ute.com.uy/SgePublico/mapa.aspx | La AdministraciÃ³n Nacional de Usinas y Trasmisiones ElÃ©ctricas (Uruguay) | 1080950 | 2018 | [13 empty] | HYDRO-V1 | HYDRO-V1 | HYDRO-V1 | HYDRO-V1 | HYDRO-V1
URY | Uruguay | FENIROL |  | URY0000840 | 10 | -31.6987 | -55.9331 | Biomass | [5 empty] | La AdministraciÃ³n Nacional de Usinas y Trasmisiones ElÃ©ctricas (Uruguay) | https://www.ute.com.uy/SgePublico/mapa.aspx | La AdministraciÃ³n Nacional de Usinas y Trasmisiones ElÃ©ctricas (Uruguay) | 1068673 | 2018 | [13 empty] | HYDRO-V1 | HYDRO-V1 | HYDRO-V1 | HYDRO-V1 | HYDRO-V1
URY | Uruguay | LIDERDAT |  | URY0000856 | 5 | -32.3035 | -58.0887 | Biomass | [5 empty] | La AdministraciÃ³n Nacional de Usinas y Trasmisiones ElÃ©ctricas (Uruguay) | https://www.ute.com.uy/SgePublico/mapa.aspx | La AdministraciÃ³n Nacional de Usinas y Trasmisiones ElÃ©ctricas (Uruguay) | 1085958 | 2018 | [13 empty] | HYDRO-V1 | HYDRO-V1 | HYDRO-V1 | HYDRO-V1 | HYDRO-V1
URY | Uruguay | UPM |  | URY0000836 | 161 | -33.1148 | -58.2567 | Biomass | [5 empty] | La AdministraciÃ³n Nacional de Usinas y Trasmisiones ElÃ©ctricas (Uruguay) | https://www.ute.com.uy/SgePublico/mapa.aspx | La AdministraciÃ³n Nacional de Usinas y Trasmisiones ElÃ©ctricas (Uruguay) |  | 2018 | [13 empty] | HYDRO-V1 | HYDRO-V1 | HYDRO-V1 | HYDRO-V1 | HYDRO-V1
URY | Uruguay | GALOFER |  | URY0000842 | 14 | -33.2505 | -54.4018 | Biomass | [5 empty] | La AdministraciÃ³n Nacional de Usinas y Trasmisiones ElÃ©ctricas (Uruguay) | https://www.ute.com.uy/SgePublico/mapa.aspx | La AdministraciÃ³n Nacional de Usinas y Trasmisiones ElÃ©ctricas (Uruguay) |  | 2018 | [13 empty] | HYDRO-V1 | HYDRO-V1 | HYDRO-V1 | HYDRO-V1 | HYDRO-V1
URY | Uruguay | MONTES DEL PLATA |  | URY0000857 | 180 | -34.2196 | -58.0495 | Biomass | [5 empty] | La AdministraciÃ³n Nacional de Usinas y Trasmisiones ElÃ©ctricas (Uruguay) | https://www.ute.com.uy/SgePublico/mapa.aspx | La AdministraciÃ³n Nacional de Usinas y Trasmisiones ElÃ©ctricas (Uruguay) | 1086006 | 2018 | [13 empty] | HYDRO-V1 | HYDRO-V1 | HYDRO-V1 | HYDRO-V1 | HYDRO-V1
URY | Uruguay | LAS ROSAS |  | URY0000855 | 1.2 | -34.8189 | -54.9721 | Biomass | [5 empty] | La AdministraciÃ³n Nacional de Usinas y Trasmisiones ElÃ©ctricas (Uruguay) | https://www.ute.com.uy/SgePublico/mapa.aspx | La AdministraciÃ³n Nacional de Usinas y Trasmisiones ElÃ©ctricas (Uruguay) | 1061644 | 2018 | [13 empty] | HYDRO-V1 | HYDRO-V1 | HYDRO-V1 | HYDRO-V1 | HYDRO-V1
USA | United States of America | South District Wastewater Treatment Plt |  | USA0054624 | 8 | 25.5498 | -80.3363 | Biomass | Waste | Gas |  | 2014.0 | Miami Dade Water & Sewer Dept | U.S. Energy Information Administration | http://www.eia.gov/electricity/data/browser/ | U.S. Energy Information Administration |  | 2019 | 0.0 | 9.818000000000001 | 19.169 | 19.752000000000002 | 0.0 | 18.021 | 14.835 | U.S. Energy Information Administration | [5 empty] | HYDRO-V1 | HYDRO-V1 | HYDRO-V1 | HYDRO-V1 | HYDRO-V1
USA | United States of America | Central District Wastewater Treat Plant |  | USA0054623 | 4.8 | 25.7486 | -80.1528 | Biomass |  |  |  | 2014.0000000000002 | Miami Dade Water & Sewer Dept | U.S. Energy Information Administration | http://www.eia.gov/electricity/data/browser/ | U.S. Energy Information Administration | 37701 | 2019 | 14.227 | 15.305 | 14.147 | 14.679 | 8.88 | 8.443 | 4.451 | U.S. Energy Information Administration | [5 empty] | HYDRO-V1 | HYDRO-V1 | HYDRO-V1 | HYDRO-V1 | HYDRO-V1
USA | United States of America | Howard F Curren Advncd Wastewater Plant |  | USA0054347 | 2.5 | 27.9389 | -82.4389 | Biomass |  |  |  | 1987.2 | Tampa Wastewater Department | U.S. Energy Information Administration | http://www.eia.gov/electricity/data/browser/ | U.S. Energy Information Administration | 16597 | 2019 | 8.79942 | 1.57094 | 4.4462600000000005 | 2.73616 | 0.07644 | 0.0 | 0 | U.S. Energy Information Administration | [5 empty] | HYDRO-V1 | HYDRO-V1 | HYDRO-V1 | HYDRO-V1 | HYDRO-V1
USA | United States of America | Harvest Power Orlando |  | USA0059151 | 3.2 | 28.3761 | -81.5906 | Biomass |  |  |  | 2014.0 | Harvest Power Orlando LLC | U.S. Energy Information Administration | http://www.eia.gov/electricity/data/browser/ | U.S. Energy Information Administration | 67892 | 2019 | 0.048 | 10.973 | 14.589 | 16.8805 | 20.708380000000002 | 19.672520000000002 | 21.518 | U.S. Energy Information Administration | [5 empty] | HYDRO-V1 | HYDRO-V1 | HYDRO-V1 | HYDRO-V1 | HYDRO-V1
USA | United States of America | Georgia-Pacific Palatka Operations |  | USA0010611 | 79.8 | 29.6807 | -81.6809 | Biomass | Gas |  |  | 1976.2280701754387 | Georgia-Pacific Consr Ops LLC-Palatka | U.S. Energy Information Administration | http://www.eia.gov/electricity/data/browser/ | U.S. Energy Information Administration | 20273 | 2019 | 382.088003 | 387.13499700000006 | 375.681737 | 352.02599900000007 | 299.56782 | 295.41199900000004 | 293.057 | U.S. Energy Information Administration | [5 empty] | HYDRO-V1 | HYDRO-V1 | HYDRO-V1 | HYDRO-V1 | HYDRO-V1
USA | United States of America | Buckeye Florida LP |  | USA0050466 | 69.4 | 30.0688 | -83.5253 | Biomass | Waste | Oil | Gas | 1978.0749279538902 | Buckeye Florida Ltd Partners | U.S. Energy Information Administration | http://www.eia.gov/electricity/data/browser/ | U.S. Energy Information Administration | 30711 | 2019 | 388.465354 | 316.36507400000005 | 333.0310830000001 | 334.629755 | 306.99894 | 307.659368 | 321.8199 | U.S. Energy Information Administration | [5 empty] | HYDRO-V1 | HYDRO-V1 | HYDRO-V1 | HYDRO-V1 | HYDRO-V1
USA | United States of America | International Paper - Orange |  | USA0010425 | 48 | 30.2178 | -93.7422 | Biomass | Waste | Other |  | 1967.0 | International Paper - Orange | U.S. Energy Information Administration | http://www.eia.gov/electricity/data/browser/ | U.S. Energy Information Administration |  | 2019 | 256.378014 | 247.330068 | -287.49695999999994 | 249.43600500000002 | 264.464005 | 274.217997 | 253.045 | U.S. Energy Information Administration | [5 empty] | HYDRO-V1 | HYDRO-V1 | HYDRO-V1 | HYDRO-V1 | HYDRO-V1
USA | United States of America | WestRock (TX) |  | USA0050101 | 57.7 | 30.3419 | -94.0656 | Biomass | Waste | Gas |  | 1969.9757365684575 | WestRock (TX) | U.S. Energy Information Administration | http://www.eia.gov/electricity/data/browser/ | U.S. Energy Information Administration |  | 2019 | 451.07999900000004 | 430.14723599999996 | 424.086499 | 446.85900100000003 | 423.34 | 439.677995 | 448.736 | U.S. Energy Information Administration | [5 empty] | HYDRO-V1 | HYDRO-V1 | HYDRO-V1 | HYDRO-V1 | HYDRO-V1
USA | United States of America | International Paper Pensacola |  | USA0050250 | 82.8 | 30.5966 | -87.3264 | Biomass | Waste | Gas |  | 1981.0 | International Paper Co-Pensacola | U.S. Energy Information Administration | http://www.eia.gov/electricity/data/browser/ | U.S. Energy Information Administration | 16081 | 2019 | 504.07355199999995 | 404.02677600000004 | 514.105718 | 490.11609699999997 | 0.0 | 0.0 | 449.3457 | U.S. Energy Information Administration | [5 empty] | HYDRO-V1 | HYDRO-V1 | HYDRO-V1 | HYDRO-V1 | HYDRO-V1
USA | United States of America | Fernandina Beach Mill |  | USA0010202 | 96.9 | 30.6818 | -81.4554 | Biomass | Coal | Waste | Gas | 1984.3157894736842 | WestRock Fernandina Beach | U.S. Energy Information Administration | http://www.eia.gov/electricity/data/browser/ | U.S. Energy Information Administration |  | 2019 | 596.970005 | 624.545002 | 631.45799 | 660.1150240000001 | 640.992563 | 688.1586599999999 | 634.1466 | U.S. Energy Information Administration | [5 empty] | HYDRO-V1 | HYDRO-V1 | HYDRO-V1 | HYDRO-V1 | HYDRO-V1
USA | United States of America | PCA-Valdosta Mill |  | USA0060084 | 69.9 | 30.6944 | -83.3031 | Biomass | Waste | Gas | Oil | 1996.6480686695274 | PCA-Valdosta Mill | U.S. Energy Information Administration | http://www.eia.gov/electricity/data/browser/ | U.S. Energy Information Administration | 27318 | 2019 |  |  | 316.054895 | 321.40072499999997 | 305.534635 | 295.437278 | 308.7697 | U.S. Energy Information Administration | [5 empty] | HYDRO-V1 | HYDRO-V1 | HYDRO-V1 | HYDRO-V1 | HYDRO-V1
USA | United States of America | St Francisville Mill |  | USA0010697 | 12.5 | 30.7108 | -91.3236 | Biomass | Gas |  |  | 1966.0 | Hood Container of Louisiana LLC | U.S. Energy Information Administration | http://www.eia.gov/electricity/data/browser/ | U.S. Energy Information Administration |  | 2019 | 114.74599599999999 | 94.743198 | 87.988448 | 112.14191199999999 | 111.81253000000001 | 109.64513399999998 | 104.1676 | U.S. Energy Information Administration | [5 empty] | HYDRO-V1 | HYDRO-V1 | HYDRO-V1 | HYDRO-V1 | HYDRO-V1
USA | United States of America | DeRidder Mill |  | USA0010488 | 61.5 | 30.8606 | -93.3756 | Biomass | Waste | Gas |  | 1969.0 | Packaging Corporation of America | U.S. Energy Information Administration | http://www.eia.gov/electricity/data/browser/ | U.S. Energy Information Administration | 14726 | 2019 | 375.445994 | 376.57999900000004 | 377.06755699999997 | 408.20357 | 398.081995 | 387.58035800000005 | 382.5661 | U.S. Energy Information Administration | [5 empty] | SOLAR-V1-NO-AGE | SOLAR-V1-NO-AGE | SOLAR-V1-NO-AGE | SOLAR-V1-NO-AGE | SOLAR-V1-NO-AGE
USA | United States of America | Georgia-Pacific Brewton Mill |  | USA0054789 | 103.4 | 31.0770 | -87.1116 | Biomass | Gas |  |  | 2005.2108317214697 | Georgia-Pacific Brewton LLC | U.S. Energy Information Administration | http://www.eia.gov/electricity/data/browser/ | U.S. Energy Information Administration | 46249 | 2019 | 267.21700400000003 | 261.13599600000003 | 274.20502700000003 | 226.57798699999998 | 355.321571 | 455.30608 | 472.5867 | U.S. Energy Information Administration | [5 empty] | HYDRO-V1 | HYDRO-V1 | HYDRO-V1 | HYDRO-V1 | HYDRO-V1
USA | United States of America | Georgia-Pacific Cedar Springs |  | USA0054101 | 101.2 | 31.1660 | -85.0951 | Biomass | Waste | Coal | Oil | 1964.0118577075098 | Georgia-Pacific Cedar Springs LLC | U.S. Energy Information Administration | http://www.eia.gov/electricity/data/browser/ | U.S. Energy Information Administration | 20955 | 2019 | 529.24 | 584.599996 | 577.315446 | 585.46 | 540.3760040000001 | 626.073009 | 554.631 | U.S. Energy Information Administration | [5 empty] | HYDRO-V1 | HYDRO-V1 | HYDRO-V1 | HYDRO-V1 | HYDRO-V1
USA | United States of America | Brunswick Cellulose |  | USA0010605 | 72.2 | 31.1754 | -81.5216 | Biomass | Waste | Oil | Gas | 1965.7174515235454 | Brunswick Cellulose LLC | U.S. Energy Information Administration | http://www.eia.gov/electricity/data/browser/ | U.S. Energy Information Administration | 20954 | 2019 | 435.98999599999996 | 427.05900399999996 | 460.046432 | 456.213783 | 432.559375 | 463.825452 | 487.5004 | U.S. Energy Information Administration | [5 empty] | HYDRO-V1 | HYDRO-V1 | HYDRO-V1 | HYDRO-V1 | HYDRO-V1
USA | United States of America | Leaf River Cellulose LLC |  | USA0010233 | 50.4 | 31.2434 | -89.0456 | Biomass | Waste | Gas |  | 1983.9999999999998 | Leaf River Cellulose LLC | U.S. Energy Information Administration | http://www.eia.gov/electricity/data/browser/ | U.S. Energy Information Administration | 24689 | 2019 | 435.537896 | 420.16966399999995 | 419.708714 | 430.20095200000003 | 396.26491000000004 | 383.53421399999996 | 403.4412 | U.S. Energy Information Administration | [5 empty] | NO-ESTIMATION | NO-ESTIMATION | NO-ESTIMATION | NO-ESTIMATION | NO-ESTIMATION
USA | United States of America | Packaging Corporation of America Jackson Mill |  | USA0055044 | 15.6 | 31.4894 | -87.8989 | Biomass | Oil | Gas |  | 1996.0 | Boise White Paper LLC | U.S. Energy Information Administration | http://www.eia.gov/electricity/data/browser/ | U.S. Energy Information Administration |  | 2019 | 125.445912 | 123.42736000000001 | 119.825276 | 124.31179700000001 | 115.363719 | 122.335497 | 123.1431 | U.S. Energy Information Administration | [5 empty] | SOLAR-V1-NO-AGE | SOLAR-V1-NO-AGE | SOLAR-V1-NO-AGE | SOLAR-V1-NO-AGE | SOLAR-V1-NO-AGE
USA | United States of America | MCLB Landfill Gas to Energy |  | USA0059335 | 1.9 | 31.5461 | -84.0675 | Biomass | Gas |  |  | 2011.0 | Inst and Envir Div Marine Logistics Base | U.S. Energy Information Administration | http://www.eia.gov/electricity/data/browser/ | U.S. Energy Information Administration | 14518 | 2019 | 14.064 | 11.832 | 0.0 | 12.361999999999998 | 8.075000000000001 | 7.2059999999999995 | 6.92 | U.S. Energy Information Administration | [5 empty] | SOLAR-V1-NO-AGE | SOLAR-V1-NO-AGE | SOLAR-V1-NO-AGE | SOLAR-V1-NO-AGE | SOLAR-V1-NO-AGE
USA | United States of America | Alabama Pine Pulp |  | USA0054429 | 69 | 31.5825 | -87.4889 | Biomass | Waste |  |  | 1991.0 | Alabama River Cellulose LLC | U.S. Energy Information Administration | http://www.eia.gov/electricity/data/browser/ | U.S. Energy Information Administration |  | 2019 | 61.554974 | 75.571 | 438.733217 | 439.412154 | 456.064711 | 413.07977100000005 | 434.4906 | U.S. Energy Information Administration | [5 empty] | NO-ESTIMATION | NO-ESTIMATION | NO-ESTIMATION | NO-ESTIMATION | CAPACITY-FACTOR-V1
USA | United States of America | Alabama River Pulp |  | USA0010216 | 48 | 31.5825 | -87.4889 | Biomass | Waste |  |  | 1978.0 | Alabama River Cellulose LLC | U.S. Energy Information Administration | http://www.eia.gov/electricity/data/browser/ | U.S. Energy Information Administration |  | 2019 | 12.335999999999999 | 11.305 | 318.296235 | 310.491884 | 287.087451 | 308.063286 | 254.2212 | U.S. Energy Information Administration | [5 empty] | NO-ESTIMATION | NO-ESTIMATION | NO-ESTIMATION | NO-ESTIMATION | CAPACITY-FACTOR-V1
USA | United States of America | Georgia-Pacific Monticello Paper |  | USA0010610 | 81.5 | 31.6285 | -90.0809 | Biomass | Waste | Gas | Other | 1968.0 | Georgia-Pacific Monticello LLC | U.S. Energy Information Administration | http://www.eia.gov/electricity/data/browser/ | U.S. Energy Information Administration |  | 2019 | 460.342999 | 417.048998 | 505.67100999999997 | 514.109002 | 530.1709999999999 | 504.768005 | 481.046 | U.S. Energy Information Administration | [5 empty] | NO-ESTIMATION | NO-ESTIMATION | NO-ESTIMATION | NO-ESTIMATION | CAPACITY-FACTOR-V1
USA | United States of America | Jesup Plant |  | USA0010560 | 69.5 | 31.6593 | -81.8439 | Biomass | Waste | Oil | Gas | 1972.5395683453237 | Rayonier Advanced Materials | U.S. Energy Information Administration | http://www.eia.gov/electricity/data/browser/ | U.S. Energy Information Administration |  | 2019 | 502.70800299999996 | 372.63860100000005 | 464.226319 | 479.17529299999995 | 456.519898 | 466.8921 | 449.7517 | U.S. Energy Information Administration | [5 empty] | HYDRO-V1 | HYDRO-V1 | HYDRO-V1 | HYDRO-V1 | HYDRO-V1
USA | United States of America | Interstate Paper LLC Riceboro |  | USA0054281 | 14.5 | 31.7416 | -81.4079 | Biomass | Waste | Oil |  | 1968.0 | Interstate Paper LLC | U.S. Energy Information Administration | http://www.eia.gov/electricity/data/browser/ | U.S. Energy Information Administration | 23235 | 2019 | 110.92800000000003 | 106.71499999999999 | 109.75 | 112.575 | 109.88999999999999 | 113.516921 | 99.3705 | U.S. Energy Information Administration | [5 empty] | HYDRO-V1 | HYDRO-V1 | HYDRO-V1 | HYDRO-V1 | HYDRO-V1
USA | United States of America | International Paper Red River Mill |  | USA0058108 | 78.8 | 31.9033 | -93.1739 | Biomass | Waste | Gas |  | 2008.9999999999998 | Red River Mill Intl Paper Company | U.S. Energy Information Administration | http://www.eia.gov/electricity/data/browser/ | U.S. Energy Information Administration |  | 2019 | 414.39988700000004 | 407.077002 | 400.562001 | 391.234001 | 385.854996 | 359.733001 | 404.536 | U.S. Energy Information Administration | [5 empty] | NO-ESTIMATION | NO-ESTIMATION | NO-ESTIMATION | NO-ESTIMATION | CAPACITY-FACTOR-V1
USA | United States of America | International Paper Savanna Mill |  | USA0050398 | 154 | 32.1004 | -81.1242 | Biomass | Waste | Coal | Oil | 1990.1402597402596 | International Paper Co | U.S. Energy Information Administration | http://www.eia.gov/electricity/data/browser/ | U.S. Energy Information Administration |  | 2019 | 644.6520079999998 | 668.878001 | 653.8440049999999 | 593.241002 | 633.077004 | 0.0 | 601.265 | U.S. Energy Information Administration | [5 empty] | HYDRO-V1 | HYDRO-V1 | HYDRO-V1 | HYDRO-V1 | HYDRO-V1
USA | United States of America | Port Wentworth Mill |  | USA0050804 | 72.3 | 32.1561 | -81.1586 | Biomass | Waste | Other |  | 1995.4951590594744 | International Paper Port Wentworth Mill | U.S. Energy Information Administration | http://www.eia.gov/electricity/data/browser/ | U.S. Energy Information Administration | 33753 | 2019 | 282.595165 | 286.128115 | 305.65869100000003 | 292.52563100000003 | 350.40674800000005 | 450.29907299999996 | 462.9674 | U.S. Energy Information Administration | [5 empty] | HYDRO-V1 | HYDRO-V1 | HYDRO-V1 | HYDRO-V1 | HYDRO-V1
USA | United States of America | Mansfield Mill |  | USA0054091 | 172 | 32.1575 | -93.5562 | Biomass | Waste | Gas | Other | 1995.1046511627908 | IPC-Mansfield Mill | U.S. Energy Information Administration | http://www.eia.gov/electricity/data/browser/ | U.S. Energy Information Administration | 23288 | 2019 | 741.1900060000002 | 755.1459890000001 | 775.109003 | 806.081003 | 831.1650020000001 | 825.1349980000001 | 794.249 | U.S. Energy Information Administration | [5 empty] | HYDRO-V1 | HYDRO-V1 | HYDRO-V1 | HYDRO-V1 | HYDRO-V1
USA | United States of America | Mead Coated Board |  | USA0054802 | 120.5 | 32.1761 | -85.0272 | Biomass | Waste | Oil | Gas | 1983.6929460580914 | Mead Coated Board Inc | U.S. Energy Information Administration | http://www.eia.gov/electricity/data/browser/ | U.S. Energy Information Administration |  | 2019 | 776.682 | 813.3197600000001 | 787.4520080000001 | 777.256005 | 783.519 | 796.130001 | 774.615 | U.S. Energy Information Administration | [5 empty] | HYDRO-V1 | HYDRO-V1 | HYDRO-V1 | HYDRO-V1 | HYDRO-V1
USA | United States of America | Georgia-Pacific Consr Prods LP-Naheola |  | USA0010699 | 87.5 | 32.2268 | -88.0252 | Biomass | Waste | Gas | Oil | 2004.974857142857 | Georgia-Pacific Consr Prods LP-Naheola | U.S. Energy Information Administration | http://www.eia.gov/electricity/data/browser/ | U.S. Energy Information Administration | 23496 | 2019 | 250.271997 | 251.78700300000003 | 254.60200000000003 | 219.37600099999997 | 233.093998 | 293.050004 | 337.954 | U.S. Energy Information Administration | [5 empty] | HYDRO-V1 | HYDRO-V1 | HYDRO-V1 | HYDRO-V1 | HYDRO-V1
USA | United States of America | Flint River Operations |  | USA0050465 | 85.1 | 32.2544 | -84.0667 | Biomass | Waste | Oil | Gas | 1996.3819036427735 | International Paper - Flint River Mill | U.S. Energy Information Administration | http://www.eia.gov/electricity/data/browser/ | U.S. Energy Information Administration |  | 2019 | 213.16600000000003 | 212.87899800000002 | 427.366996 | 169.086997 | 457.629418 | 437.455186 | 443.0646 | U.S. Energy Information Administration | [5 empty] | HYDRO-V1 | HYDRO-V1 | HYDRO-V1 | HYDRO-V1 | HYDRO-V1
USA | United States of America | Westrock Hodge (LA) |  | USA0050810 | 66.4 | 32.2752 | -92.7277 | Biomass | Waste |  |  | 1968.4759036144576 | Westrock (LA) | U.S. Energy Information Administration | http://www.eia.gov/electricity/data/browser/ | U.S. Energy Information Administration |  | 2019 | 446.60481 | 417.80348000000004 | 452.74785 | 495.161406 | 507.093137 | 492.967121 | 486.2066 | U.S. Energy Information Administration | [5 empty] | HYDRO-V1 | HYDRO-V1 | HYDRO-V1 | HYDRO-V1 | HYDRO-V1
USA | United States of America | South Columbus Water Resource Facility |  | USA0057076 | 3.6 | 32.4119 | -84.9761 | Biomass | Gas |  |  | 2010.0 | Columbus Water Works | U.S. Energy Information Administration | http://www.eia.gov/electricity/data/browser/ | U.S. Energy Information Administration | 60894 | 2019 | 0.0 | 0.0 | 0.0 | 0.0 | 0.42200000000000004 | 0.0 | 0.2767 | U.S. Energy Information Administration | [5 empty] | HYDRO-V1 | HYDRO-V1 | HYDRO-V1 | HYDRO-V1 | HYDRO-V1
USA | United States of America | International Paper Prattville Mill |  | USA0052140 | 89.8 | 32.4187 | -86.4718 | Biomass | Coal | Waste | Gas | 1974.1369710467707 | International Paper Co | U.S. Energy Information Administration | http://www.eia.gov/electricity/data/browser/ | U.S. Energy Information Administration | 35225 | 2019 | 546.9200030000001 | 544.777993 | 578.268001 | 573.670996 | 583.4580000000001 | 0.0 | 595.846 | U.S. Energy Information Administration | [5 empty] | HYDRO-V1 | HYDRO-V1 | HYDRO-V1 | HYDRO-V1 | HYDRO-V1
USA | United States of America | WestRock Demopolis Mill |  | USA0054763 | 47.4 | 32.4541 | -87.9759 | Biomass | Waste | Oil | Gas | 2005.5611814345991 | WestRock Mill Company LLC | U.S. Energy Information Administration | http://www.eia.gov/electricity/data/browser/ | U.S. Energy Information Administration |  | 2019 | 99.992 | 153.489999 | 201.18735599999997 | 228.85988199999994 | 0.0 | 0.0 | 296.5933 | U.S. Energy Information Administration | [5 empty] | HYDRO-V1 | HYDRO-V1 | HYDRO-V1 | HYDRO-V1 | HYDRO-V1
USA | United States of America | Plant 31 Paper Mill |  | USA0050028 | 84.2 | 32.4868 | -92.1496 | Biomass | Waste | Gas |  | 1991.2969121140143 | Graphic Packaging International | U.S. Energy Information Administration | http://www.eia.gov/electricity/data/browser/ | U.S. Energy Information Administration |  | 2019 | 300.531998 | 266.558997 |  | 565.865003 | 598.6019849999999 | 600.9660020000001 | 613.7428 | U.S. Energy Information Administration | [5 empty] | HYDRO-V1 | HYDRO-V1 | HYDRO-V1 | HYDRO-V1 | HYDRO-V1
USA | United States of America | International Paper Vicksburg Mill |  | USA0054100 | 50.5 | 32.5292 | -90.7742 | Biomass | Waste | Gas | Oil | 1967.0 | International Paper Co-Vicksbg | U.S. Energy Information Administration | http://www.eia.gov/electricity/data/browser/ | U.S. Energy Information Administration | 23298 | 2019 | 178.27300100000002 | 204.36100100000002 | 258.205997 | 268.696005 | 233.59799599999997 | 239.88522800000004 | 225.126 | U.S. Energy Information Administration | [5 empty] | HYDRO-V1 | HYDRO-V1 | HYDRO-V1 | HYDRO-V1 | HYDRO-V1
USA | United States of America | South Bay Fuel Cell Plant |  | USA0057770 | 1.5 | 32.5433 | -117.0678 | Biomass | Gas |  |  | 2012.0 | BioFuels Point Loma LLC | U.S. Energy Information Administration | http://www.eia.gov/electricity/data/browser/ | U.S. Energy Information Administration | 62664 | 2019 | 8.803 | 10.065000000000001 | 8.217 | 5.561 | 7.25 | 8.188 | 7.466 | U.S. Energy Information Administration | [5 empty] | HYDRO-V1 | HYDRO-V1 | HYDRO-V1 | HYDRO-V1 | HYDRO-V1
USA | United States of America | Gas Utilization Facility |  | USA0050492 | 6.1 | 32.6792 | -117.2467 | Biomass | Gas | Hydro |  | 1989.1803278688526 | City of San Diego | U.S. Energy Information Administration | http://www.eia.gov/electricity/data/browser/ | U.S. Energy Information Administration |  | 2019 | 36.092960000000005 | 39.21144 | 35.20740000000001 | 38.86106 | 22.094 | 0.0 | 11.101 | U.S. Energy Information Administration | [5 empty] | HYDRO-V1 | HYDRO-V1 | HYDRO-V1 | HYDRO-V1 | HYDRO-V1
USA | United States of America | UCSD Fuel Cell Plant |  | USA0057735 | 3 | 32.8772 | -117.2347 | Biomass | Gas |  |  | 2011.0 | BioFuels Point Loma LLC | U.S. Energy Information Administration | http://www.eia.gov/electricity/data/browser/ | U.S. Energy Information Administration |  | 2019 | 17.432 | 19.079 | 18.731 | 15.149999999999999 | 20.413 | 19.731 | 18.955 | U.S. Energy Information Administration | [5 empty] | HYDRO-V1 | HYDRO-V1 | HYDRO-V1 | HYDRO-V1 | HYDRO-V1
USA | United States of America | Encina Water Pollution Control |  | USA0010026 | 3.2 | 33.1165 | -117.3215 | Biomass | Gas |  |  | 2008.4999999999998 | Encina Joint Powers Authority | U.S. Energy Information Administration | http://www.eia.gov/electricity/data/browser/ | U.S. Energy Information Administration |  | 2019 | 13.164 | 13.167 | 13.492 | 12.885 | 13.833000000000002 | 14.988000000000001 | 14.522 | U.S. Energy Information Administration | [5 empty] | HYDRO-V1 | HYDRO-V1 | HYDRO-V1 | HYDRO-V1 | HYDRO-V1
USA | United States of America | Georgia-Pacific Crossett LLC |  | USA0010606 | 25 | 33.1421 | -91.9750 | Biomass | Waste | Oil | Gas | 1962.0 | G-P CONSUMER OPER LLC | U.S. Energy Information Administration | http://www.eia.gov/electricity/data/browser/ | U.S. Energy Information Administration |  | 2019 | 534.9063140000001 | 494.285609 | 467.7727019999999 | 505.599871 | 496.232149 | 472.68079300000005 | 398.2374 | U.S. Energy Information Administration | [5 empty] | HYDRO-V1 | HYDRO-V1 | HYDRO-V1 | HYDRO-V1 | HYDRO-V1
USA | United States of America | International Paper Texarkana Mill |  | USA0054097 | 65 | 33.2553 | -94.0696 | Biomass | Waste | Gas |  | 1975.076923076923 | Graphic Packaging International - Texarkana | U.S. Energy Information Administration | http://www.eia.gov/electricity/data/browser/ | U.S. Energy Information Administration |  | 2019 | 390.277956 | 402.392 | 423.24099300000006 | 395.938001 | 397.938001 | 422.596002 | 386.4421 | U.S. Energy Information Administration | [5 empty] | HYDRO-V1 | HYDRO-V1 | HYDRO-V1 | HYDRO-V1 | HYDRO-V1
USA | United States of America | U S Alliance Coosa Pines |  | USA0054216 | 17.9 | 33.3281 | -86.3568 | Biomass | Gas |  |  | 2007.0 | Bowater Newport Coosa Pines Op | U.S. Energy Information Administration | http://www.eia.gov/electricity/data/browser/ | U.S. Energy Information Administration | 24083 | 2019 | 118.392 | 115.281 | 0.0 | 0.0 | 0.0 | 0.0 | 154.992 | U.S. Energy Information Administration | [5 empty] | HYDRO-V1 | HYDRO-V1 | HYDRO-V1 | HYDRO-V1 | HYDRO-V1
USA | United States of America | Columbus MS |  | USA0050184 | 128.6 | 33.3602 | -88.4600 | Biomass | Waste | Oil | Gas | 1986.1368584758943 | International Paper Columbus Mill | U.S. Energy Information Administration | http://www.eia.gov/electricity/data/browser/ | U.S. Energy Information Administration | 36829 | 2019 | 0.0 | 0.0 | 0.0 | 0.0 | 0.0 | 0.0 | 539.0335 | U.S. Energy Information Administration | [5 empty] | HYDRO-V1 | HYDRO-V1 | HYDRO-V1 | HYDRO-V1 | HYDRO-V1
USA | United States of America | Ashdown |  | USA0054104 | 156.5 | 33.6417 | -94.1083 | Biomass | Coal | Waste | Gas | 1984.5303514376997 | Domtar Industries Inc | U.S. Energy Information Administration | http://www.eia.gov/electricity/data/browser/ | U.S. Energy Information Administration | 20951 | 2019 | 758.6930060000001 | 0.0 | 761.245007 | 573.4180010000001 | 643.526998 | 655.2979979999999 | 667.1623 | U.S. Energy Information Administration | [5 empty] | HYDRO-V1 | HYDRO-V1 | HYDRO-V1 | HYDRO-V1 | HYDRO-V1
USA | United States of America | Plant No 2 Orange County |  | USA0052099 | 16 | 33.6433 | -117.9556 | Biomass | Gas |  |  | 1993.0 | Orange County Sanitation Dist | U.S. Energy Information Administration | http://www.eia.gov/electricity/data/browser/ | U.S. Energy Information Administration |  | 2019 | 43.272999999999996 | 47.998 | 47.209 | 52.474999999999994 | 51.834 | 49.2 | 53.439 | U.S. Energy Information Administration | [5 empty] | NO-ESTIMATION | NO-ESTIMATION | NO-ESTIMATION | NO-ESTIMATION | CAPACITY-FACTOR-V1
USA | United States of America | Plant No 1 Orange County |  | USA0050696 | 7.5 | 33.6942 | -117.9381 | Biomass | Gas |  |  | 1993.0 | Orange County Sanitation Dist | U.S. Energy Information Administration | http://www.eia.gov/electricity/data/browser/ | U.S. Energy Information Administration |  | 2019 | 37.970000000000006 | 38.980000000000004 | 38.38 | 38.632 | 42.281 | 42.510000000000005 | 39.854 | U.S. Energy Information Administration | [5 empty] | HYDRO-V1 | HYDRO-V1 | HYDRO-V1 | HYDRO-V1 | HYDRO-V1
USA | United States of America | Clearwater Paper APP CB |  | USA0050638 | 28 | 33.7061 | -91.2371 | Biomass | Oil | Gas |  | 1977.0 | Clearwater Paper Corporation | U.S. Energy Information Administration | http://www.eia.gov/electricity/data/browser/ | U.S. Energy Information Administration |  | 2019 | 120.204 | 119.227 | 109.626 | 99.202 | 93.055 | 114.545 | 114.107 | U.S. Energy Information Administration | [5 empty] | HYDRO-V1 | HYDRO-V1 | HYDRO-V1 | HYDRO-V1 | HYDRO-V1
USA | United States of America | Total Energy Facilities |  | USA0010091 | 38.4 | 33.7683 | -118.2836 | Biomass | Oil | Gas |  | 1994.5078124999998 | Los Angeles County Sanitation | U.S. Energy Information Administration | http://www.eia.gov/electricity/data/browser/ | U.S. Energy Information Administration | 25075 | 2019 | 134.446003 | 146.209002 | 154.068996 | 153.901001 | 153.066001 | 158.001999 | 158.837 | U.S. Energy Information Administration | [5 empty] | HYDRO-V1 | HYDRO-V1 | HYDRO-V1 | HYDRO-V1 | HYDRO-V1
USA | United States of America | International Paper Eastover Facility |  | USA0052151 | 109.6 | 33.8872 | -80.6397 | Biomass | Waste | Oil | Gas | 1987.9087591240875 | International Paper Co-Eastovr | U.S. Energy Information Administration | http://www.eia.gov/electricity/data/browser/ | U.S. Energy Information Administration | 35222 | 2019 | 0.0 | 548.3539969999999 | 577.989005 | 574.0360009999999 | 0.0 | 0.0 | 580.395 | U.S. Energy Information Administration | [5 empty] | HYDRO-V1 | HYDRO-V1 | HYDRO-V1 | HYDRO-V1 | HYDRO-V1
USA | United States of America | Hyperion Treatment Plant CHP Plant |  | USA0060960 | 33 | 33.9254 | -118.4298 | Biomass | Oil | Gas |  | 2017.0 | Constellation New Energy Inc. | U.S. Energy Information Administration | http://www.eia.gov/electricity/data/browser/ | U.S. Energy Information Administration |  | 2019 |  |  |  |  | 72.69934 | 151.098917 | 158.263 | U.S. Energy Information Administration | [5 empty] | HYDRO-V1 | HYDRO-V1 | HYDRO-V1 | HYDRO-V1 | HYDRO-V1
USA | United States of America | Riverside RWQCP Fuel Cell |  | USA0059877 | 1.4 | 33.9617 | -117.4559 | Biomass | Gas |  |  | 2015.9999999999998 | Riverside Fuel Cell LLC | U.S. Energy Information Administration | http://www.eia.gov/electricity/data/browser/ | U.S. Energy Information Administration |  | 2019 |  |  |  | 3.691 | 10.481000000000002 | 9.152000000000001 | 9.704 | U.S. Energy Information Administration | [5 empty] | HYDRO-V1 | HYDRO-V1 | HYDRO-V1 | HYDRO-V1 | HYDRO-V1
USA | United States of America | International Paper Valliant OK |  | USA0050192 | 68 | 33.9961 | -95.1114 | Biomass | Oil | Gas |  | 1971.0 | International Paper - Valliant | U.S. Energy Information Administration | http://www.eia.gov/electricity/data/browser/ | U.S. Energy Information Administration |  | 2019 | 393.87165400000004 | 426.672001 | 446.085999 | 456.562001 | 408.690994 | 443.62479399999995 | 423.744 | U.S. Energy Information Administration | [5 empty] | NO-ESTIMATION | NO-ESTIMATION | NO-ESTIMATION | NO-ESTIMATION | CAPACITY-FACTOR-V1
USA | United States of America | Kaiser Ontario |  | USA0058132 | 1 | 34.0325 | -117.6089 | Biomass | Gas |  |  | 2012.0000000000002 | Bloom Energy 2009 PPA | U.S. Energy Information Administration | http://www.eia.gov/electricity/data/browser/ | U.S. Energy Information Administration | 68290 | 2019 | 7.93782 | 6.9755400000000005 | 4.2379999999999995 | 0.004 | 8.455 | 8.065 | 7.635 | U.S. Energy Information Administration | [5 empty] | NO-ESTIMATION | NO-ESTIMATION | NO-ESTIMATION | NO-ESTIMATION | CAPACITY-FACTOR-V1
USA | United States of America | Caltech Central |  | USA0057460 | 1.1 | 34.1358 | -118.1267 | Biomass | Gas |  |  | 2010.0000000000002 | Bloom Energy 2009 PPA | U.S. Energy Information Administration | http://www.eia.gov/electricity/data/browser/ | U.S. Energy Information Administration |  | 2019 | 4.70943 | 7.033 | 7.021000000000001 | 0.008 | 8.473 | 8.304120000000001 | 7.722 | U.S. Energy Information Administration | [5 empty] | SOLAR-V1-NO-AGE | SOLAR-V1-NO-AGE | SOLAR-V1-NO-AGE | SOLAR-V1-NO-AGE | SOLAR-V1-NO-AGE
USA | United States of America | Oxnard Wastewater Treatment Plant |  | USA0050224 | 1.5 | 34.1405 | -119.1845 | Biomass | Gas |  |  | 1981.0 | Oxnard City of | U.S. Energy Information Administration | http://www.eia.gov/electricity/data/browser/ | U.S. Energy Information Administration |  | 2019 | 6.365 | 6.368 | 6.378 | 6.401000000000001 | 6.0329999999999995 | 6.151000000000001 | 6.375 | U.S. Energy Information Administration | [5 empty] | NO-ESTIMATION | NO-ESTIMATION | NO-ESTIMATION | NO-ESTIMATION | CAPACITY-FACTOR-V1
USA | United States of America | Pine Bluff Mill |  | USA0010627 | 85 | 34.2212 | -91.9074 | Biomass | Gas | Waste | Other | 1959.1764705882354 | Evergreen Packaging Inc | U.S. Energy Information Administration | http://www.eia.gov/electricity/data/browser/ | U.S. Energy Information Administration | 23294 | 2019 | 402.854998 | 424.0539999999999 | 408.372996 | 414.473005 | 422.70300199999997 | 393.61600100000004 | 412.561 | U.S. Energy Information Administration | [5 empty] | HYDRO-V1 | HYDRO-V1 | HYDRO-V1 | HYDRO-V1 | HYDRO-V1
USA | United States of America | Inland Paperboard Packaging Rome |  | USA0010426 | 70.4 | 34.2528 | -85.3275 | Biomass | Coal | Waste | Other | 1975.2784090909086 | Inland Paperboard - Rome Mill | U.S. Energy Information Administration | http://www.eia.gov/electricity/data/browser/ | U.S. Energy Information Administration |  | 2019 | 386.595661 | 435.9483510000001 | 427.07037699999995 | 410.762561 | 415.16170900000003 | 386.08094700000004 | 393.8344 | U.S. Energy Information Administration | [5 empty] | NO-ESTIMATION | NO-ESTIMATION | NO-ESTIMATION | NO-ESTIMATION | CAPACITY-FACTOR-V1
USA | United States of America | International Paper Riegelwood Mill |  | USA0054656 | 51.5 | 34.3533 | -78.2137 | Biomass | Waste | Gas | Oil | 1973.3592233009708 | International Paper Co-Riegelwood | U.S. Energy Information Administration | http://www.eia.gov/electricity/data/browser/ | U.S. Energy Information Administration | 20053 | 2019 | 0.0 | 0.0 | 0.0 | 0.0 | 0.0 | 0.0 | 376.6214 | U.S. Energy Information Administration | [5 empty] | HYDRO-V1 | HYDRO-V1 | HYDRO-V1 | HYDRO-V1 | HYDRO-V1
USA | United States of America | Riceland Foods Cogeneration Plant |  | USA0056079 | 18 | 34.5136 | -91.5331 | Biomass |  |  |  | 1997.0 | Riceland Foods Inc. | U.S. Energy Information Administration | http://www.eia.gov/electricity/data/browser/ | U.S. Energy Information Administration |  | 2019 | 39.166000000000004 | 30.96 | 15.402000000000001 | 43.44 | 32.702 | 20.299 | 22.286 | U.S. Energy Information Administration | [5 empty] | NO-ESTIMATION | NO-ESTIMATION | NO-ESTIMATION | NO-ESTIMATION | CAPACITY-FACTOR-V1
USA | United States of America | Marlboro Mill |  | USA0057470 | 51.4 | 34.6050 | -79.7850 | Biomass | Waste |  |  | 2010.0 | Domtar Paper Company Bennettsville | U.S. Energy Information Administration | http://www.eia.gov/electricity/data/browser/ | U.S. Energy Information Administration | 62682 | 2019 | 251.68406400000003 | 150.756541 | 0.0 | 19.94159 | 0.0 | 0.0 | 0 | U.S. Energy Information Administration | [5 empty] | NO-ESTIMATION | NO-ESTIMATION | NO-ESTIMATION | NO-ESTIMATION | CAPACITY-FACTOR-V1
USA | United States of America | Fourche Creek Wastewater |  | USA0010050 | 1.3 | 34.6968 | -92.1650 | Biomass | Gas |  |  | 2010.0 | Little Rock Water Reclamation Authority | U.S. Energy Information Administration | http://www.eia.gov/electricity/data/browser/ | U.S. Energy Information Administration |  | 2019 | 6.3357 | 7.63322 | 6.293559999999999 | 5.571300000000001 | 6.55032 | 5.6898800000000005 | 5.4802 | U.S. Energy Information Administration | [5 empty] | NO-ESTIMATION | NO-ESTIMATION | NO-ESTIMATION | NO-ESTIMATION | CAPACITY-FACTOR-V1
USA | United States of America | ABEC Bidart-Old River LLC |  | USA0058699 | 2 | 35.1697 | -119.1056 | Biomass |  |  |  | 2014.0 | ABEC Bidart-Old River LLC | U.S. Energy Information Administration | http://www.eia.gov/electricity/data/browser/ | U.S. Energy Information Administration |  | 2019 | 0.013000000000000001 | 8.013 | 10.198 | 10.899000000000001 | 12.124 | 11.756 | 12.192 | U.S. Energy Information Administration | [5 empty] | NO-ESTIMATION | NO-ESTIMATION | NO-ESTIMATION | NO-ESTIMATION | CAPACITY-FACTOR-V1
USA | United States of America | ABEC #4 dba CE&S Dairy |  | USA0061503 | 1 | 35.1731 | -119.1164 | Biomass |  |  |  | 2018.0 | ABEC #4 LLC | U.S. Energy Information Administration | http://www.eia.gov/electricity/data/browser/ | U.S. Energy Information Administration |  | 2019 | [5 empty] | 6.982 | 7.972 | U.S. Energy Information Administration | [5 empty] | NO-ESTIMATION | NO-ESTIMATION | NO-ESTIMATION | NO-ESTIMATION | CAPACITY-FACTOR-V1
USA | United States of America | International Paper Co. - New Bern Mill |  | USA0050188 | 38.1 | 35.2120 | -77.1144 | Biomass | Oil | Gas |  | 2014.0000000000002 | International Paper Co. - New Bern Mill | U.S. Energy Information Administration | http://www.eia.gov/electricity/data/browser/ | U.S. Energy Information Administration |  | 2019 | 221.904446 | 205.19256199999998 | 219.779704 | 224.143753 | 213.183829 | 201.719967 | 197.7024 | U.S. Energy Information Administration | [5 empty] | NO-ESTIMATION | NO-ESTIMATION | NO-ESTIMATION | NO-ESTIMATION | CAPACITY-FACTOR-V1
USA | United States of America | ABEC #3 dba Lakeview Dairy |  | USA0061502 | 1 | 35.2143 | -119.2030 | Biomass |  |  |  | 2018.0 | ABEC #3 LLC | U.S. Energy Information Administration | http://www.eia.gov/electricity/data/browser/ | U.S. Energy Information Administration |  | 2019 | [5 empty] | 6.117 | 6.513 | U.S. Energy Information Administration | [5 empty] | NO-ESTIMATION | NO-ESTIMATION | NO-ESTIMATION | NO-ESTIMATION | CAPACITY-FACTOR-V1
USA | United States of America | Orbit Energy Charlotte |  | USA0058638 | 5.2 | 35.2625 | -80.8117 | Biomass |  |  |  | 2016.0 | Entropy Investment Management LLC | U.S. Energy Information Administration | http://www.eia.gov/electricity/data/browser/ | U.S. Energy Information Administration | 62755 | 2019 |  |  |  | -0.164 | 2.6510000000000002 | 0.091 | 1.992 | U.S. Energy Information Administration | [5 empty] | NO-ESTIMATION | NO-ESTIMATION | NO-ESTIMATION | NO-ESTIMATION | CAPACITY-FACTOR-V1
USA | United States of America | Bowater Newsprint Calhoun Operation |  | USA0050956 | 63.2 | 35.2964 | -84.7569 | Biomass | Waste | Gas | Other | 1955.1867088607592 | Resolute Forest Products | U.S. Energy Information Administration | http://www.eia.gov/electricity/data/browser/ | U.S. Energy Information Administration |  | 2019 | 330.271188 | 0.0 | 0.0 | 0.0 | 0.0 | 0.0 | 312.4346 | U.S. Energy Information Administration | [5 empty] | NO-ESTIMATION | NO-ESTIMATION | NO-ESTIMATION | NO-ESTIMATION | CAPACITY-FACTOR-V1
USA | United States of America | ABEC #2 dba West-Star Dairy |  | USA0061501 | 1 | 35.4721 | -119.4329 | Biomass |  |  |  | 2018.0 | ABEC #2 LLC | U.S. Energy Information Administration | http://www.eia.gov/electricity/data/browser/ | U.S. Energy Information Administration |  | 2019 | [5 empty] | 7.003 | 7.924 | U.S. Energy Information Administration | [5 empty] | SOLAR-V1-NO-AGE | SOLAR-V1-NO-AGE | SOLAR-V1-NO-AGE | SOLAR-V1-NO-AGE | SOLAR-V1-NO-AGE
USA | United States of America | Verwey-Hanford Dairy Digester #1 |  | USA0060918 | 1 | 36.1852 | -119.6815 | Biomass |  |  |  | 2016.0 | AlsoEnergy | U.S. Energy Information Administration | http://www.eia.gov/electricity/data/browser/ | U.S. Energy Information Administration |  | 2019 |  |  |  | 1.809 | 6.776 | 7.228 | 4.042 | U.S. Energy Information Administration | [5 empty] | HYDRO-V1 | HYDRO-V1 | HYDRO-V1 | HYDRO-V1 | HYDRO-V1
USA | United States of America | Verwey-Hanford Dairy Digester #2 |  | USA0062418 | 1 | 36.1852 | -119.6815 | Biomass |  |  |  | 2019.0 | Hanford Renewable Energy LLC | U.S. Energy Information Administration | http://www.eia.gov/electricity/data/browser/ | U.S. Energy Information Administration |  | 2019 | [6 empty] | 3.203 | U.S. Energy Information Administration | [5 empty] | NO-ESTIMATION | NO-ESTIMATION | NO-ESTIMATION | NO-ESTIMATION | CAPACITY-FACTOR-V1
USA | United States of America | Verwey-Hanford Dairy Digester #3 |  | USA0062419 | 1 | 36.1852 | -119.6815 | Biomass |  |  |  | 2019.0 | Hanford Renewable Energy LLC | U.S. Energy Information Administration | http://www.eia.gov/electricity/data/browser/ | U.S. Energy Information Administration |  | 2019 | [6 empty] | 3.1 | U.S. Energy Information Administration | [5 empty] | HYDRO-V1 | HYDRO-V1 | HYDRO-V1 | HYDRO-V1 | HYDRO-V1
USA | United States of America | Tulare BioMAT Fuel Cell |  | USA0061846 | 2.8 | 36.1871 | -119.3751 | Biomass | Gas |  |  | 2020.0000000000002 | Central CA Fuel Cell 2 LLC | U.S. Energy Information Administration | http://www.eia.gov/electricity/data/browser/ | U.S. Energy Information Administration |  | 2019 | [6 empty] | 1.597 | U.S. Energy Information Administration | [5 empty] | HYDRO-V1 | HYDRO-V1 | HYDRO-V1 | HYDRO-V1 | HYDRO-V1
USA | United States of America | KapStone Kraft Paper Corp |  | USA0050254 | 28.3 | 36.4769 | -77.6414 | Biomass | Coal | Oil | Gas | 1966.0 | KapStone Kraft Paper Corp | U.S. Energy Information Administration | http://www.eia.gov/electricity/data/browser/ | U.S. Energy Information Administration |  | 2019 | 191.36644300000003 | 195.10172400000002 | 0.0 | 0.0 | 0.0 | 0.0 | 188.1575 | U.S. Energy Information Administration | [5 empty] | HYDRO-V1 | HYDRO-V1 | HYDRO-V1 | HYDRO-V1 | HYDRO-V1
USA | United States of America | Domtar Kingsport Mill |  | USA0010252 | 50 | 36.5489 | -82.5667 | Biomass | Waste | Oil | Gas | 2006.0 | Domtar Paper Co LLC Kingsport Mill | U.S. Energy Information Administration | http://www.eia.gov/electricity/data/browser/ | U.S. Energy Information Administration | 63616 | 2019 | 319.31896300000005 | 286.977012 | 291.37807000000004 | 252.15599600000002 | 245.018846 | 303.384998 | 249.523 | U.S. Energy Information Administration | [5 empty] | HYDRO-V1 | HYDRO-V1 | HYDRO-V1 | HYDRO-V1 | HYDRO-V1
USA | United States of America | Monterey One Water |  | USA0054951 | 1.8 | 36.7056 | -121.7714 | Biomass | Gas |  |  | 1988.0 | Monterey One Water | U.S. Energy Information Administration | http://www.eia.gov/electricity/data/browser/ | U.S. Energy Information Administration |  | 2019 | 8.547 | 7.4350000000000005 | 8.543999999999999 | 8.643 | 9.237 | 8.706 | 8.146 | U.S. Energy Information Administration | [5 empty] | HYDRO-V1 | HYDRO-V1 | HYDRO-V1 | HYDRO-V1 | HYDRO-V1
USA | United States of America | Hopewell Mill |  | USA0050813 | 47.6 | 37.2914 | -77.2816 | Biomass | Coal | Waste | Gas | 1981.0 | RockTenn-Hopewell | U.S. Energy Information Administration | http://www.eia.gov/electricity/data/browser/ | U.S. Energy Information Administration | 57470 | 2019 | 276.414001 | 262.091001 | 289.895002 | 282.644999 | 305.492996 | 287.497005 | 262.082 | U.S. Energy Information Administration | [5 empty] | HYDRO-V1 | HYDRO-V1 | HYDRO-V1 | HYDRO-V1 | HYDRO-V1
USA | United States of America | Zero Waste Energy Development Co LLC |  | USA0060220 | 1.6 | 37.4325 | -121.9528 | Biomass |  |  |  | 2015.0 | Zero Waste Energy Development Company LLC | U.S. Energy Information Administration | http://www.eia.gov/electricity/data/browser/ | U.S. Energy Information Administration |  | 2019 |  |  | 5.814 | 5.989 | 6.957 | 4.446 | 3.884 | U.S. Energy Information Administration | [5 empty] | HYDRO-V1 | HYDRO-V1 | HYDRO-V1 | HYDRO-V1 | HYDRO-V1
USA | United States of America | WestRock-West Point Mill |  | USA0010017 | 101 | 37.5392 | -76.8053 | Biomass | Coal | Waste | Gas | 1975.8415841584158 | WestRock-West Point Mill | U.S. Energy Information Administration | http://www.eia.gov/electricity/data/browser/ | U.S. Energy Information Administration | 16184 | 2019 | 559.238 | 538.620005 | 566.979005 | 588.095007 | 584.389 | 568.4290050000001 | 575.563 | U.S. Energy Information Administration | [5 empty] | HYDRO-V1 | HYDRO-V1 | HYDRO-V1 | HYDRO-V1 | HYDRO-V1
USA | United States of America | Silicon Valley Clean Water |  | USA0060249 | 1.2 | 37.5426 | -122.2311 | Biomass | Gas |  |  | 2015.0 | Silicon Valley Clean Water | U.S. Energy Information Administration | http://www.eia.gov/electricity/data/browser/ | U.S. Energy Information Administration |  | 2019 |  |  | 3.343 | 5.9239999999999995 | 7.3839999999999995 | 7.385 | 6.292 | U.S. Energy Information Administration | [5 empty] | HYDRO-V1 | HYDRO-V1 | HYDRO-V1 | HYDRO-V1 | HYDRO-V1
USA | United States of America | City of Hayward WWTP |  | USA0058525 | 2.1 | 37.6335 | -122.1397 | Biomass | Gas | Solar |  | 2012.6190476190475 | City of Hayward | U.S. Energy Information Administration | http://www.eia.gov/electricity/data/browser/ | U.S. Energy Information Administration |  | 2019 | 2.442 | 2.316 | 2.329 | 10.96752 | 10.444 | 10.731 | 9.881 | U.S. Energy Information Administration | [5 empty] | NO-ESTIMATION | NO-ESTIMATION | NO-ESTIMATION | NO-ESTIMATION | CAPACITY-FACTOR-V1
USA | United States of America | Central Valley Ag Power |  | USA0058978 | 1.5 | 37.7197 | -120.8986 | Biomass |  |  |  | 2014.0 | Central Valley Ag Power LLC | U.S. Energy Information Administration | http://www.eia.gov/electricity/data/browser/ | U.S. Energy Information Administration |  | 2019 |  |  | 0.185 | 0.13 | 0.13 | 0.389 | 0 | U.S. Energy Information Administration | [5 empty] | HYDRO-V1 | HYDRO-V1 | HYDRO-V1 | HYDRO-V1 | HYDRO-V1
USA | United States of America | SF Southeast Cogen Plant |  | USA0057971 | 2.1 | 37.7397 | -122.3925 | Biomass |  |  |  | 2001.9999999999998 | City & County of San Francisco | U.S. Energy Information Administration | http://www.eia.gov/electricity/data/browser/ | U.S. Energy Information Administration | 53625 | 2019 | 8.621 | 11.115 | 7.7540000000000004 | 2.723 | 2.141 | 3.799 | 2.73 | U.S. Energy Information Administration | [5 empty] | HYDRO-V1 | HYDRO-V1 | HYDRO-V1 | HYDRO-V1 | HYDRO-V1
USA | United States of America | Power Generation Station (PGS) 2 |  | USA0057696 | 4.6 | 37.8258 | -122.2961 | Biomass |  |  |  | 2012.0 | East Bay Municipal Util Dist | U.S. Energy Information Administration | http://www.eia.gov/electricity/data/browser/ | U.S. Energy Information Administration |  | 2019 | 26.091 | 30.559 | 29.060000000000002 | 28.292 | 22.773 | 27.795 | 24.188 | U.S. Energy Information Administration | [5 empty] | HYDRO-V1 | HYDRO-V1 | HYDRO-V1 | HYDRO-V1 | HYDRO-V1
USA | United States of America | WWTP Power Generation Station |  | USA0056036 | 6.6 | 37.8258 | -122.2961 | Biomass | Oil |  |  | 1984.9999999999998 | East Bay Municipal Util Dist | U.S. Energy Information Administration | http://www.eia.gov/electricity/data/browser/ | U.S. Energy Information Administration |  | 2019 | 26.471 | 24.261000000000003 | 24.631000000000004 | 20.637 | 27.953000000000003 | 25.320999999999998 | 20.965 | U.S. Energy Information Administration | [5 empty] | HYDRO-V1 | HYDRO-V1 | HYDRO-V1 | HYDRO-V1 | HYDRO-V1
USA | United States of America | Kentucky Mills |  | USA0055429 | 88 | 37.8948 | -86.6854 | Biomass | Waste | Gas |  | 2001.0 | Domtar Paper Company LLC | U.S. Energy Information Administration | http://www.eia.gov/electricity/data/browser/ | U.S. Energy Information Administration |  | 2019 | 231.48600100000002 | 371.239002 | 364.98799700000006 | 377.439 | 386.763003 | 345.265005 | 297.043 | U.S. Energy Information Administration | [5 empty] | HYDRO-V1 | HYDRO-V1 | HYDRO-V1 | HYDRO-V1 | HYDRO-V1
USA | United States of America | Regional Wastewater Control Facility |  | USA0056134 | 4.8 | 37.9369 | -121.3294 | Biomass | Oil | Gas |  | 2000.0 | City of Stockton MUD | U.S. Energy Information Administration | http://www.eia.gov/electricity/data/browser/ | U.S. Energy Information Administration |  | 2019 | 9.44426 | 10.89368 | 7.30002 | 12.812520000000001 | 12.421499999999998 | 7.5293399999999995 | 7.4764 | U.S. Energy Information Administration | [5 empty] | HYDRO-V1 | HYDRO-V1 | HYDRO-V1 | HYDRO-V1 | HYDRO-V1
USA | United States of America | Blue Mountain Biogas |  | USA0058130 | 3.2 | 38.1739 | -113.2972 | Biomass |  |  |  | 2012.0 | Blue Mountain Biogas LLC | U.S. Energy Information Administration | http://www.eia.gov/electricity/data/browser/ | U.S. Energy Information Administration | 67895 | 2019 | 9.487 | 8.732 | 9.937 | 2.036 | 5.9990000000000006 | 1.3820000000000001 | 0.447 | U.S. Energy Information Administration | [5 empty] | HYDRO-V1 | HYDRO-V1 | HYDRO-V1 | HYDRO-V1 | HYDRO-V1
USA | United States of America | MillerCoors Shenandoah Brewery |  | USA0058057 | 1.4 | 38.3569 | -78.6767 | Biomass |  |  |  | 2012.0 | MillerCoors Shenandoah Brewery | U.S. Energy Information Administration | http://www.eia.gov/electricity/data/browser/ | U.S. Energy Information Administration | 68770 | 2019 | 5.115600000000001 | 1.21 | 1.712 | 2.7560000000000002 | 5.59844 | 5.5520000000000005 | 3.41 | U.S. Energy Information Administration | [5 empty] | HYDRO-V1 | HYDRO-V1 | HYDRO-V1 | HYDRO-V1 | HYDRO-V1
USA | United States of America | Laguna Water Reclamation Facility |  | USA0058960 | 4.4 | 38.3689 | -122.7658 | Biomass | Gas |  |  | 2013.0 | City of Santa Rosa | U.S. Energy Information Administration | http://www.eia.gov/electricity/data/browser/ | U.S. Energy Information Administration |  | 2019 | 5.74378 | 7.584 | 9.231 | 11.057 | 12.715 | 13.921 | 15.239 | U.S. Energy Information Administration | [5 empty] | HYDRO-V1 | HYDRO-V1 | HYDRO-V1 | HYDRO-V1 | HYDRO-V1
USA | United States of America | DC Water CHP |  | USA0059012 | 14.1 | 38.8206 | -77.0183 | Biomass | Gas |  |  | 2014.9999999999998 | DC Water | U.S. Energy Information Administration | http://www.eia.gov/electricity/data/browser/ | U.S. Energy Information Administration |  | 2019 |  |  | 0.0 | 52.801 | 0.0 | 0.0 | 55.128 | U.S. Energy Information Administration | [5 empty] | HYDRO-V1 | HYDRO-V1 | HYDRO-V1 | HYDRO-V1 | HYDRO-V1
USA | United States of America | Back River Waste Water Treatment |  | USA0059026 | 3 | 39.2997 | -76.4942 | Biomass | Solar |  |  | 2009.8000000000002 | Mayor and City Council of Baltimore City | U.S. Energy Information Administration | http://www.eia.gov/electricity/data/browser/ | U.S. Energy Information Administration |  | 2019 | 7.736 | 7.556 | 4.763 | 5.575 | 5.4 | 7.041 | 2.879 | U.S. Energy Information Administration | [5 empty] | HYDRO-V1 | HYDRO-V1 | HYDRO-V1 | HYDRO-V1 | HYDRO-V1
USA | United States of America | Pixelle Specialty Solutions LLC - Chillicothe Facility |  | USA0010244 | 92.8 | 39.3246 | -82.9740 | Biomass | Waste | Gas | Other | 1966.1831896551723 | Pixelle Specialty Solutions LLC - (OH) | U.S. Energy Information Administration | http://www.eia.gov/electricity/data/browser/ | U.S. Energy Information Administration | 16240 | 2019 | 426.8739950000001 | 462.42400000000004 | 432.978998 | 404.333001 | 0.0 | 0.0 | 370.394 | U.S. Energy Information Administration | [5 empty] | HYDRO-V1 | HYDRO-V1 | HYDRO-V1 | HYDRO-V1 | HYDRO-V1
USA | United States of America | Metro Wastewater Reclamation District |  | USA0010180 | 15 | 39.8078 | -104.9542 | Biomass | Gas |  |  | 1992.0 | Colorado Energy Nations Company LLC | U.S. Energy Information Administration | http://www.eia.gov/electricity/data/browser/ | U.S. Energy Information Administration |  | 2019 | 36.75882000000001 | 35.73177999999999 | 36.73628 | 0.0 | 31.597279999999998 | 32.136 | 33.843 | U.S. Energy Information Administration | [5 empty] | HYDRO-V1 | HYDRO-V1 | HYDRO-V1 | HYDRO-V1 | HYDRO-V1
USA | United States of America | Gettysburg Energy & Nutrient Rec Facility |  | USA0058565 | 3.3 | 39.9503 | -77.1253 | Biomass |  |  |  | 2013.0 | Gettysburg Energy and Nutrient Rec Facility LLC | U.S. Energy Information Administration | http://www.eia.gov/electricity/data/browser/ | U.S. Energy Information Administration | 64619 | 2019 |  | -1.227 | -0.718 | -0.28 | 0.037 | 0.0 | 0 | U.S. Energy Information Administration | [5 empty] | HYDRO-V1 | HYDRO-V1 | HYDRO-V1 | HYDRO-V1 | HYDRO-V1
USA | United States of America | PWD Northeast WPCP Biogas Cogen Plant |  | USA0058326 | 5.6 | 39.9886 | -75.0833 | Biomass | Gas |  |  | 2014.0 | Philadelphia Water Department | U.S. Energy Information Administration | http://www.eia.gov/electricity/data/browser/ | U.S. Energy Information Administration |  | 2019 | 0.5469999999999999 | 38.528999999999996 | 30.812 | 33.454 | 33.679 | 29.872 | 34.567 | U.S. Energy Information Administration | [5 empty] | HYDRO-V1 | HYDRO-V1 | HYDRO-V1 | HYDRO-V1 | HYDRO-V1
USA | United States of America | BioTown Ag |  | USA0059774 | 6 | 40.7656 | -86.8797 | Biomass |  |  |  | 2012.5 | BioTown Ag | U.S. Energy Information Administration | http://www.eia.gov/electricity/data/browser/ | U.S. Energy Information Administration |  | 2019 |  | 27.202 | 29.596 | 25.902 | 33.25 | 34.828 | 38.659 | U.S. Energy Information Administration | [5 empty] | HYDRO-V1 | HYDRO-V1 | HYDRO-V1 | HYDRO-V1 | HYDRO-V1
USA | United States of America | Wooster Renewable Energy |  | USA0059072 | 1 | 40.7850 | -81.9514 | Biomass | Gas |  |  | 2014.0 | Wooster Renewable Energy LLC | U.S. Energy Information Administration | http://www.eia.gov/electricity/data/browser/ | U.S. Energy Information Administration |  | 2019 | 0.0 | 4.215 | 2.733 | 4.49 | 1.556 | 2.977 | 4.2032 | U.S. Energy Information Administration | [5 empty] | HYDRO-V1 | HYDRO-V1 | HYDRO-V1 | HYDRO-V1 | HYDRO-V1
USA | United States of America | Hidden View Dairy LLC |  | USA0059260 | 1.7 | 41.0328 | -87.0725 | Biomass |  |  |  | 2014.4117647058822 | Hidden View Dairy LLC | U.S. Energy Information Administration | http://www.eia.gov/electricity/data/browser/ | U.S. Energy Information Administration |  | 2019 | 5.66 | 6.402 | 5.797 | 4.682 | 5.042 | 4.605 | 3.327 | U.S. Energy Information Administration | [5 empty] | HYDRO-V1 | HYDRO-V1 | HYDRO-V1 | HYDRO-V1 | HYDRO-V1
USA | United States of America | Papillion Creek Wastewater |  | USA0055027 | 1.5 | 41.0772 | -95.8700 | Biomass | Gas |  |  | 1987.0 | Omaha City of | U.S. Energy Information Administration | http://www.eia.gov/electricity/data/browser/ | U.S. Energy Information Administration |  | 2019 | 7.293 | 7.3870000000000005 | 7.311 | 7.9399999999999995 | 8.007 | 7.514 | 6.824 | U.S. Energy Information Administration | [5 empty] | HYDRO-V1 | HYDRO-V1 | HYDRO-V1 | HYDRO-V1 | HYDRO-V1
USA | United States of America | Akron WRF |  | USA0058980 | 1.8 | 41.1533 | -81.5689 | Biomass |  |  |  | 2014.0 | City of Akron | U.S. Energy Information Administration | http://www.eia.gov/electricity/data/browser/ | U.S. Energy Information Administration |  | 2019 |  | 6.714 | 7.89586 | 8.22024 | 8.094800000000001 | 7.22358 | 8.086 | U.S. Energy Information Administration | [5 empty] | HYDRO-V1 | HYDRO-V1 | HYDRO-V1 | HYDRO-V1 | HYDRO-V1
USA | United States of America | Missouri River Wastewater Treatment |  | USA0055033 | 3 | 41.2033 | -95.9292 | Biomass | Gas |  |  | 1990.3333333333333 | Omaha City of | U.S. Energy Information Administration | http://www.eia.gov/electricity/data/browser/ | U.S. Energy Information Administration |  | 2019 | 10.978000000000002 | 10.054 | 9.612 | 11.290000000000003 | 10.734 | 10.715 | 10.696 | U.S. Energy Information Administration | [5 empty] | HYDRO-V1 | HYDRO-V1 | HYDRO-V1 | HYDRO-V1 | HYDRO-V1
USA | United States of America | Napoleon Biogas |  | USA0058921 | 2.8 | 41.3556 | -84.1025 | Biomass | Gas |  |  | 2014.0 | CH4 Biogas LLC | U.S. Energy Information Administration | http://www.eia.gov/electricity/data/browser/ | U.S. Energy Information Administration | 66234 | 2019 | 0.0 | 5.01956 | 5.694780000000001 | 0.0 | 0.0 | 0.0 | 0 | U.S. Energy Information Administration | [5 empty] | HYDRO-V1 | HYDRO-V1 | HYDRO-V1 | HYDRO-V1 | HYDRO-V1
USA | United States of America | Johnsonburg Mill |  | USA0054638 | 54 | 41.4915 | -78.6758 | Biomass | Gas |  |  | 1993.0 | Domtar LLC | U.S. Energy Information Administration | http://www.eia.gov/electricity/data/browser/ | U.S. Energy Information Administration | 63615 | 2019 | 119.47500000000001 | 280.690003 | 244.68699600000002 | 219.20900099999997 | 0.0 | 0.0 | 88.909 | U.S. Energy Information Administration | [5 empty] | HYDRO-V1 | HYDRO-V1 | HYDRO-V1 | HYDRO-V1 | HYDRO-V1
USA | United States of America | Davenport Water Pollution Control Plant |  | USA0055035 | 1.6 | 41.4928 | -90.6275 | Biomass | Gas |  |  | 1995.0 | Davenport City of | U.S. Energy Information Administration | http://www.eia.gov/electricity/data/browser/ | U.S. Energy Information Administration |  | 2019 | 8.30354 | 8.59656 | 8.1242 | 8.32412 | 9.2463 | 8.04874 | 6.8678 | U.S. Energy Information Administration | [5 empty] | HYDRO-V1 | HYDRO-V1 | HYDRO-V1 | HYDRO-V1 | HYDRO-V1
USA | United States of America | Green Cow Power |  | USA0060721 | 3 | 41.5367 | -85.9272 | Biomass |  |  |  | 2015.0 | Green Cow Power LLC | U.S. Energy Information Administration | http://www.eia.gov/electricity/data/browser/ | U.S. Energy Information Administration |  | 2019 |  |  |  | 24.447 | 24.946 | 23.095 | 21.915 | U.S. Energy Information Administration | [5 empty] | HYDRO-V1 | HYDRO-V1 | HYDRO-V1 | HYDRO-V1 | HYDRO-V1
USA | United States of America | Collinwood BioEnergy Facility |  | USA0058439 | 1 | 41.5556 | -81.5892 | Biomass |  |  |  | 2011.0 | Collinwood BioEnergy | U.S. Energy Information Administration | http://www.eia.gov/electricity/data/browser/ | U.S. Energy Information Administration |  | 2019 | 3.735 | 4.406 | 2.924 | 2.978 | 2.978 | 2.665 | 3.28 | U.S. Energy Information Administration | [5 empty] | HYDRO-V1 | HYDRO-V1 | HYDRO-V1 | HYDRO-V1 | HYDRO-V1
USA | United States of America | Des Moines Wastewater Reclamation Fac |  | USA0050932 | 2.8 | 41.5734 | -93.5577 | Biomass | Gas |  |  | 2015.0000000000002 | Des Moines Metro WRF | U.S. Energy Information Administration | http://www.eia.gov/electricity/data/browser/ | U.S. Energy Information Administration |  | 2019 | 0.0 | 0.0 | 0.0 | 0.0 | 7.471 | 14.319 | 16.174 | U.S. Energy Information Administration | [5 empty] | HYDRO-V1 | HYDRO-V1 | HYDRO-V1 | HYDRO-V1 | HYDRO-V1
USA | United States of America | Bridgewater Dairy Anaerobic Digester |  | USA0057173 | 1.2 | 41.6292 | -84.6694 | Biomass |  |  |  | 2008.0 | Weaver Bridgewater Dairy | U.S. Energy Information Administration | http://www.eia.gov/electricity/data/browser/ | U.S. Energy Information Administration |  | 2019 | 2.758 | 1.9060000000000001 | 2.257 | 2.763 | 2.233 | 2.561 | 1.812 | U.S. Energy Information Administration | [5 empty] | HYDRO-V1 | HYDRO-V1 | HYDRO-V1 | HYDRO-V1 | HYDRO-V1
USA | United States of America | AgriReNew |  | USA0059181 | 1 | 41.6919 | -90.8664 | Biomass |  |  |  | 2013.0 | AgriReNew | U.S. Energy Information Administration | http://www.eia.gov/electricity/data/browser/ | U.S. Energy Information Administration |  | 2019 | 0.74 | 3.886 | 3.8040000000000003 | 4.058 | 5.4990000000000006 | 6.057 | 4.153 | U.S. Energy Information Administration | [5 empty] | HYDRO-V1 | HYDRO-V1 | HYDRO-V1 | HYDRO-V1 | HYDRO-V1
USA | United States of America | Orbit Energy RI |  | USA0060831 | 3.2 | 41.8054 | -71.5142 | Biomass |  |  |  | 2017.0 | Entropy Investment Management LLC | U.S. Energy Information Administration | http://www.eia.gov/electricity/data/browser/ | U.S. Energy Information Administration |  | 2019 |  |  |  |  | 0.0 | 0.0 | 0 | U.S. Energy Information Administration | [5 empty] | HYDRO-V1 | HYDRO-V1 | HYDRO-V1 | HYDRO-V1 | HYDRO-V1
USA | United States of America | Kishwaukee CHP Plant |  | USA0058177 | 3 | 42.2219 | -89.0933 | Biomass | Gas |  |  | 2010.0 | Rock River Water Reclamation District | U.S. Energy Information Administration | http://www.eia.gov/electricity/data/browser/ | U.S. Energy Information Administration |  | 2019 | 5.215 | 5.891 | 5.962000000000001 | 7.0249999999999995 | 8.918000000000001 | 9.921 | 11.036 | U.S. Energy Information Administration | [5 empty] | HYDRO-V1 | HYDRO-V1 | HYDRO-V1 | HYDRO-V1 | HYDRO-V1
USA | United States of America | Cargill Dry Creek Biofactory |  | USA0057344 | 2.4 | 42.4249 | -114.2292 | Biomass |  |  |  | 2008.0 | AgPower DCD LLC | U.S. Energy Information Administration | http://www.eia.gov/electricity/data/browser/ | U.S. Energy Information Administration | 60404 | 2019 | 11.85114 | 13.463000000000001 | 10.6 | 10.884 | 10.885 | 10.66632 |  | U.S. Energy Information Administration | [5 empty] | NO-ESTIMATION | NO-ESTIMATION | NO-ESTIMATION | NO-ESTIMATION | CAPACITY-FACTOR-V1
USA | United States of America | Rock Creek Dairy |  | USA0058142 | 3.2 | 42.5003 | -114.6150 | Biomass |  |  |  | 2012.0 | New Energy One LLC | U.S. Energy Information Administration | http://www.eia.gov/electricity/data/browser/ | U.S. Energy Information Administration | 61932 | 2019 | 10.669 | 13.367 | 9.347 | 13.436 | 10.327 | 5.9350000000000005 | 9.526 | U.S. Energy Information Administration | [5 empty] | HYDRO-V1 | HYDRO-V1 | HYDRO-V1 | HYDRO-V1 | HYDRO-V1
USA | United States of America | Cargill B6 Biofactory |  | USA0057343 | 2.2 | 42.7167 | -114.6167 | Biomass |  |  |  | 2009.9999999999998 | Pico Energy LLC | U.S. Energy Information Administration | http://www.eia.gov/electricity/data/browser/ | U.S. Energy Information Administration |  | 2019 | 9.127 | 9.482479999999999 | 8.20064 | 9.054 | 11.957 | 10.547 | 14.019 | U.S. Energy Information Administration | [5 empty] | NO-ESTIMATION | NO-ESTIMATION | NO-ESTIMATION | NO-ESTIMATION | CAPACITY-FACTOR-V1
USA | United States of America | Zeeland Farm Services |  | USA0058704 | 3.2 | 42.8131 | -85.9861 | Biomass |  |  |  | 2007.5 | Zeeland Farm Services | U.S. Energy Information Administration | http://www.eia.gov/electricity/data/browser/ | U.S. Energy Information Administration |  | 2019 | 12.54596 | 9.810780000000001 | 10.4076 | 11.6424 | 8.250620000000001 | 12.708639999999999 | 13.2486 | U.S. Energy Information Administration | [5 empty] | SOLAR-V1-NO-AGE | SOLAR-V1-NO-AGE | SOLAR-V1-NO-AGE | SOLAR-V1-NO-AGE | SOLAR-V1-NO-AGE
USA | United States of America | Synergy Biogas |  | USA0058399 | 1.4 | 42.8289 | -78.0550 | Biomass |  |  |  | 2012.0 | CH4 Biogas LLC | U.S. Energy Information Administration | http://www.eia.gov/electricity/data/browser/ | U.S. Energy Information Administration |  | 2019 | 9.587 | 7.6080000000000005 | 5.82 | 3.722 | 4.993 | 3.124 | 0.424 | U.S. Energy Information Administration | [5 empty] | SOLAR-V1-NO-AGE | SOLAR-V1-NO-AGE | SOLAR-V1-NO-AGE | SOLAR-V1-NO-AGE | SOLAR-V1-NO-AGE
USA | United States of America | Big Sky Dairy Digester |  | USA0057393 | 1.6 | 42.8656 | -114.7914 | Biomass |  |  |  | 2009.0 | DF-AP #1 LLC | U.S. Energy Information Administration | http://www.eia.gov/electricity/data/browser/ | U.S. Energy Information Administration | 60406 | 2019 | 8.044 | 8.744 | 8.76 | 8.692 | 9.711 | 8.813 | 9.513 | U.S. Energy Information Administration | [5 empty] | NO-ESTIMATION | NO-ESTIMATION | NO-ESTIMATION | NO-ESTIMATION | CAPACITY-FACTOR-V1
USA | United States of America | MMSD South Shore Wastewater |  | USA0055525 | 5.1 | 42.8869 | -87.8422 | Biomass | Gas |  |  | 2006.5294117647059 | Milwaukee Metro Sewerage Dist | U.S. Energy Information Administration | http://www.eia.gov/electricity/data/browser/ | U.S. Energy Information Administration |  | 2019 | 13.632000000000001 | 14.82 | 17.745 | 29.848000000000006 | 30.048000000000002 | 30.083 | 24.511 | U.S. Energy Information Administration | [5 empty] | HYDRO-V1 | HYDRO-V1 | HYDRO-V1 | HYDRO-V1 | HYDRO-V1
USA | United States of America | FCPC Renewable Generation |  | USA0059931 | 2.2 | 43.0300 | -87.9409 | Biomass |  |  |  | 2013.0 | FCPC Renewable Generation LLC | U.S. Energy Information Administration | http://www.eia.gov/electricity/data/browser/ | U.S. Energy Information Administration |  | 2019 |  |  | 7.18634 | 8.858 | 7.71 | 7.682 | 6.46 | U.S. Energy Information Administration | [5 empty] | HYDRO-V1 | HYDRO-V1 | HYDRO-V1 | HYDRO-V1 | HYDRO-V1
USA | United States of America | GL Dairy Biogas |  | USA0058219 | 2 | 43.1244 | -89.5450 | Biomass |  |  |  | 2013.6999999999998 | GL Dairy Biogas LLC | U.S. Energy Information Administration | http://www.eia.gov/electricity/data/browser/ | U.S. Energy Information Administration |  | 2019 | 0.018000000000000002 | 4.476 | 13.137 | 14.759 | 13.893 | 11.509 | 11.045 | U.S. Energy Information Administration | [5 empty] | HYDRO-V1 | HYDRO-V1 | HYDRO-V1 | HYDRO-V1 | HYDRO-V1
USA | United States of America | Clean Fuel Dane Community Digester |  | USA0059559 | 2 | 43.2172 | -89.4792 | Biomass |  |  |  | 2011.0 | Clean Fuel Partners Dane | U.S. Energy Information Administration | http://www.eia.gov/electricity/data/browser/ | U.S. Energy Information Administration |  | 2019 |  | 8.19084 | 8.18104 | 9.73826 | 11.645 | 11.413 | 11.906 | U.S. Energy Information Administration | [5 empty] | HYDRO-V1 | HYDRO-V1 | HYDRO-V1 | HYDRO-V1 | HYDRO-V1
USA | United States of America | Richland Center Renewable Energy LLC |  | USA0058834 | 1.8 | 43.3144 | -90.3731 | Biomass | Gas |  |  | 2013.0 | Richland Center Renewable Energy LLC | U.S. Energy Information Administration | http://www.eia.gov/electricity/data/browser/ | U.S. Energy Information Administration | 68145 | 2019 | 6.452 | 6.62 | 9.482000000000001 | 10.028 | 0.0 | 9.797 | 10.199 | U.S. Energy Information Administration | [5 empty] | NO-ESTIMATION | NO-ESTIMATION | NO-ESTIMATION | NO-ESTIMATION | CAPACITY-FACTOR-V1
USA | United States of America | Fremont Community Digester LLC |  | USA0059785 | 5.8 | 43.4597 | -85.9761 | Biomass |  |  |  | 2013.0 | Generate Fremont Digester LLC. | U.S. Energy Information Administration | http://www.eia.gov/electricity/data/browser/ | U.S. Energy Information Administration |  | 2019 |  | 0.0 | 0.0 | 0.0 | 0.0 | 0.0 | 5.32 | U.S. Energy Information Administration | [5 empty] | HYDRO-V1 | HYDRO-V1 | HYDRO-V1 | HYDRO-V1 | HYDRO-V1
USA | United States of America | Kettle Butte Digester LLC |  | USA0057345 | 1.8 | 43.6319 | -112.2797 | Biomass |  |  |  | 2011.0 | Kettle Butte Digester LLC | U.S. Energy Information Administration | http://www.eia.gov/electricity/data/browser/ | U.S. Energy Information Administration | 63395 | 2019 | 7.192 | 7.71848 | 5.35178 | 6.27984 | 7.896 | 6.795 | 6.926 | U.S. Energy Information Administration | [5 empty] | NO-ESTIMATION | NO-ESTIMATION | NO-ESTIMATION | NO-ESTIMATION | CAPACITY-FACTOR-V1
USA | United States of America | Holsum Irish Dairy |  | USA0062019 | 1 | 44.0540 | -88.0850 | Biomass |  |  |  | 2001.0 | Holsum Irish Dairy | U.S. Energy Information Administration | http://www.eia.gov/electricity/data/browser/ | U.S. Energy Information Administration |  | 2019 | [5 empty] | 3.794 | 4.079 | U.S. Energy Information Administration | [5 empty] | HYDRO-V1 | HYDRO-V1 | HYDRO-V1 | HYDRO-V1 | HYDRO-V1
USA | United States of America | IP Springfield Oregon |  | USA0050191 | 65 | 44.0569 | -122.9555 | Biomass | Oil | Gas |  | 1966.3846153846155 | International Paper Corporation - Springfield | U.S. Energy Information Administration | http://www.eia.gov/electricity/data/browser/ | U.S. Energy Information Administration |  | 2019 | 76.122663 | 71.137 | 0.0 | 77.787 | 87.089 | 73.615 | 98.864 | U.S. Energy Information Administration | [5 empty] | HYDRO-V1 | HYDRO-V1 | HYDRO-V1 | HYDRO-V1 | HYDRO-V1
USA | United States of America | Water Reclamation Plant |  | USA0058617 | 2 | 44.0647 | -92.4692 | Biomass | Gas |  |  | 2005.5 | City of Rochester | U.S. Energy Information Administration | http://www.eia.gov/electricity/data/browser/ | U.S. Energy Information Administration |  | 2019 | 2.63816 | 4.15814 | 3.41726 | 3.69166 | 3.67206 | 2.84984 | 2.715 | U.S. Energy Information Administration | [5 empty] | NO-ESTIMATION | NO-ESTIMATION | NO-ESTIMATION | NO-ESTIMATION | CAPACITY-FACTOR-V1
USA | United States of America | Holsum Elm Dairy |  | USA0058663 | 1.2 | 44.1150 | -88.2172 | Biomass |  |  |  | 2006.0 | Holsum Elm Dairy | U.S. Energy Information Administration | http://www.eia.gov/electricity/data/browser/ | U.S. Energy Information Administration |  | 2019 |  | 0.0 | 4.889 | 7.14322 | 6.7375 | 5.155 | 4.872 | U.S. Energy Information Administration | [5 empty] | NO-ESTIMATION | NO-ESTIMATION | NO-ESTIMATION | NO-ESTIMATION | CAPACITY-FACTOR-V1
USA | United States of America | Shell New Energies Junction City |  | USA0059704 | 1.6 | 44.1835 | -123.2005 | Biomass |  |  |  | 2011.0000000000002 | Equilon Enterprises LLC d/b/a Shell Oil | U.S. Energy Information Administration | http://www.eia.gov/electricity/data/browser/ | U.S. Energy Information Administration |  | 2019 |  | 6.312 | 5.648 | 6.8580000000000005 | 6.572 | 5.4350000000000005 | 0.64 | U.S. Energy Information Administration | [5 empty] | HYDRO-V1 | HYDRO-V1 | HYDRO-V1 | HYDRO-V1 | HYDRO-V1
USA | United States of America | Kaukauna Paper Mill |  | USA0054098 | 44.6 | 44.2826 | -88.2534 | Biomass | Waste | Coal | Gas | 1965.5650224215246 | Thilmany LLC | U.S. Energy Information Administration | http://www.eia.gov/electricity/data/browser/ | U.S. Energy Information Administration | 55968 | 2019 | 175.37600000000003 | 179.33000000000004 | 196.346 | 191.155 | 196.449 | 195.719 | 194.559 | U.S. Energy Information Administration | [5 empty] | HYDRO-V1 | HYDRO-V1 | HYDRO-V1 | HYDRO-V1 | HYDRO-V1
USA | United States of America | Wisconsin Rapids Pulp Mill |  | USA0010477 | 72.3 | 44.3953 | -89.8260 | Biomass | Coal | Waste | Gas | 1980.8201936376208 | Verso Corporation | U.S. Energy Information Administration | http://www.eia.gov/electricity/data/browser/ | U.S. Energy Information Administration | 57483 | 2019 | 320.736996 | 313.33699600000006 | 291.296999 | 295.17800400000004 | 296.47726600000004 | 292.70232 | 289.59 | U.S. Energy Information Administration | [5 empty] | HYDRO-V1 | HYDRO-V1 | HYDRO-V1 | HYDRO-V1 | HYDRO-V1
USA | United States of America | Hometown Bio Energy LLC |  | USA0058563 | 8 | 44.4356 | -93.9064 | Biomass |  |  |  | 2014.0 | Hometown Bio Energy LLC | U.S. Energy Information Administration | http://www.eia.gov/electricity/data/browser/ | U.S. Energy Information Administration | 67694 | 2019 | 0.007 | 4.416 | 8.126 | 14.646 | 12.129 | 12.124 | 15.241 | U.S. Energy Information Administration | [5 empty] | NO-ESTIMATION | NO-ESTIMATION | NO-ESTIMATION | NO-ESTIMATION | NO-ESTIMATION
USA | United States of America | Androscoggin Mill |  | USA0054085 | 80 | 44.5063 | -70.2395 | Biomass | Waste | Oil |  | 1968.375 | Verso Paper Androscoggin LLC | U.S. Energy Information Administration | http://www.eia.gov/electricity/data/browser/ | U.S. Energy Information Administration | 41512 | 2019 | 466.41800200000006 | 437.745994 | 408.18100100000004 | 337.77100500000006 | 213.600997 | 308.862996 | 387.253 | U.S. Energy Information Administration | [5 empty] | NO-ESTIMATION | NO-ESTIMATION | NO-ESTIMATION | NO-ESTIMATION | CAPACITY-FACTOR-V1
USA | United States of America | Dairyland WTE Plant |  | USA0059810 | 1.4 | 44.5401 | -87.8056 | Biomass |  |  |  | 2012.0 | Energy Systems Group LLC | U.S. Energy Information Administration | http://www.eia.gov/electricity/data/browser/ | U.S. Energy Information Administration |  | 2019 |  | 5.80062 | 5.8 | 6.239 | 4.813 | 6.163 | 5.96 | U.S. Energy Information Administration | [5 empty] | NO-ESTIMATION | NO-ESTIMATION | NO-ESTIMATION | NO-ESTIMATION | CAPACITY-FACTOR-V1
USA | United States of America | Rumford Cogeneration |  | USA0010495 | 102.6 | 44.5513 | -70.5414 | Biomass | Coal | Waste | Other | 1990.0 | ND Paper Inc. | U.S. Energy Information Administration | http://www.eia.gov/electricity/data/browser/ | U.S. Energy Information Administration | 14730 | 2019 | 611.5030019999999 | 588.4530070000001 | 519.042006 | 540.682006 | 574.5160030000001 | 588.404002 | 560.001 | U.S. Energy Information Administration | [5 empty] | NO-ESTIMATION | NO-ESTIMATION | NO-ESTIMATION | NO-ESTIMATION | CAPACITY-FACTOR-V1
USA | United States of America | Georgia-Pacific Toledo Mill |  | USA0058109 | 37.3 | 44.6119 | -123.9319 | Biomass | Gas |  |  | 2007.0000000000002 | Georgia-Pacific Toledo LLC | U.S. Energy Information Administration | http://www.eia.gov/electricity/data/browser/ | U.S. Energy Information Administration |  | 2019 | 45.984925000000004 | 26.873995999999998 | 42.6402 | 47.429217 | 58.920167000000006 | 57.249245 | 0 | U.S. Energy Information Administration | [5 empty] | NO-ESTIMATION | NO-ESTIMATION | NO-ESTIMATION | NO-ESTIMATION | CAPACITY-FACTOR-V1
USA | United States of America | Somerset Plant |  | USA0050406 | 107.1 | 44.7035 | -69.6474 | Biomass | Waste | Gas | Other | 1984.0 | Sappi Fine Paper North America-Somerset | U.S. Energy Information Administration | http://www.eia.gov/electricity/data/browser/ | U.S. Energy Information Administration |  | 2019 | 566.976994 | 584.897005 | 510.28200200000003 | 507.82099800000003 | 526.475001 | 538.845003 | 531.715 | U.S. Energy Information Administration | [5 empty] | NO-ESTIMATION | NO-ESTIMATION | NO-ESTIMATION | NO-ESTIMATION | CAPACITY-FACTOR-V1
USA | United States of America | Mosinee Mill |  | USA0050614 | 23.4 | 44.7881 | -89.6917 | Biomass | Coal | Waste | Hydro | 1963.3333333333333 | Ahlstrom-Munksjo NA Specialty Solutions LLC | U.S. Energy Information Administration | http://www.eia.gov/electricity/data/browser/ | U.S. Energy Information Administration |  | 2019 | 134.01299999999998 | 142.873 | 137.82500000000002 | 138.113 | 124.883 | 136.504 | 126.908 | U.S. Energy Information Administration | [5 empty] | NO-ESTIMATION | NO-ESTIMATION | NO-ESTIMATION | NO-ESTIMATION | CAPACITY-FACTOR-V1
USA | United States of America | Woodland Pulp LLC |  | USA0010613 | 68.3 | 45.1554 | -67.4012 | Biomass | Waste | Oil | Gas | 1959.327964860908 | Woodland Pulp LLC | U.S. Energy Information Administration | http://www.eia.gov/electricity/data/browser/ | U.S. Energy Information Administration | 20966 | 2019 | 428.369996 | 384.076997 | 419.670997 | 416.602996 | 422.9220040000001 | 405.7759960000001 | 407.796 | U.S. Energy Information Administration | [5 empty] | NO-ESTIMATION | NO-ESTIMATION | NO-ESTIMATION | NO-ESTIMATION | CAPACITY-FACTOR-V1
USA | United States of America | GreenWhey Energy Inc |  | USA0058747 | 3.2 | 45.3903 | -92.1625 | Biomass |  |  |  | 2013.0 | Viresco Turtle Lake | U.S. Energy Information Administration | http://www.eia.gov/electricity/data/browser/ | U.S. Energy Information Administration | 66619 | 2019 | 1.61 | 7.058 | 15.396 | 12.754 | 10.042 | 11.113 | 5.2322 | U.S. Energy Information Administration | [5 empty] | NO-ESTIMATION | NO-ESTIMATION | NO-ESTIMATION | NO-ESTIMATION | CAPACITY-FACTOR-V1
USA | United States of America | Durham AWTF |  | USA0060263 | 1.6 | 45.4005 | -122.7658 | Biomass |  |  |  | 2015.0 | Clean Water Services | U.S. Energy Information Administration | http://www.eia.gov/electricity/data/browser/ | U.S. Energy Information Administration |  | 2019 |  |  | 6.0583599999999995 | 10.725 | 10.832 | 12.301 | 12.966 | U.S. Energy Information Administration | [5 empty] | HYDRO-V1 | HYDRO-V1 | HYDRO-V1 | HYDRO-V1 | HYDRO-V1
USA | United States of America | POTB Digester |  | USA0058591 | 1 | 45.4144 | -123.8042 | Biomass |  |  |  | 2013.0 | Port of Tillamook Bay | U.S. Energy Information Administration | http://www.eia.gov/electricity/data/browser/ | U.S. Energy Information Administration |  | 2019 | 2.52 | 5.678 | 7.324520000000001 |  | 0.0 | 0.0 | 0 | U.S. Energy Information Administration | [5 empty] | SOLAR-V1-NO-AGE | SOLAR-V1-NO-AGE | SOLAR-V1-NO-AGE | SOLAR-V1-NO-AGE | SOLAR-V1-NO-AGE
USA | United States of America | Threemile Digester |  | USA0058382 | 4.8 | 45.7100 | -119.9011 | Biomass | Gas |  |  | 2013.0 | TMF Biofuels LLC | U.S. Energy Information Administration | http://www.eia.gov/electricity/data/browser/ | U.S. Energy Information Administration |  | 2019 | 21.662 | 34.813 | 34.297000000000004 | 15.462 | 28.724 | 31.577 | 32.818 | U.S. Energy Information Administration | [5 empty] | HYDRO-V1 | HYDRO-V1 | HYDRO-V1 | HYDRO-V1 | HYDRO-V1
USA | United States of America | Escanaba Mill |  | USA0010208 | 122.4 | 45.8044 | -87.0891 | Biomass | Waste | Gas | Other | 1975.4656862745096 | Verso Escanaba LLC | U.S. Energy Information Administration | http://www.eia.gov/electricity/data/browser/ | U.S. Energy Information Administration | 25919 | 2019 | 535.229001 | 562.227997 | 514.9539990000001 | 565.819998 | 498.401462 | 537.766084 | 491.1723 | U.S. Energy Information Administration | [5 empty] | HYDRO-V1 | HYDRO-V1 | HYDRO-V1 | HYDRO-V1 | HYDRO-V1
USA | United States of America | Longview Fibre |  | USA0054562 | 45 | 46.1039 | -122.9184 | Biomass | Waste | Gas | Other | 1962.4444444444443 | Longview Fibre Co | U.S. Energy Information Administration | http://www.eia.gov/electricity/data/browser/ | U.S. Energy Information Administration |  | 2019 | 294.184003 | 297.264003 | 300.898002 | 299.157997 | 267.319996 | 264.084002 | 221.007 | U.S. Energy Information Administration | [5 empty] | NO-ESTIMATION | NO-ESTIMATION | NO-ESTIMATION | NO-ESTIMATION | CAPACITY-FACTOR-V1
USA | United States of America | Georgia-Pacific Wauna Mill |  | USA0056192 | 36 | 46.1540 | -123.4066 | Biomass | Gas |  |  | 1996.0 | Georgia-Pacific Consumer Operations LLC-Wauna | U.S. Energy Information Administration | http://www.eia.gov/electricity/data/browser/ | U.S. Energy Information Administration | 19817 | 2019 | 0.0 | 126.65800000000002 | 152.828998 | 146.226 | 148.61399999999998 | 136.851 | 150.639 | U.S. Energy Information Administration | [5 empty] | NO-ESTIMATION | NO-ESTIMATION | NO-ESTIMATION | NO-ESTIMATION | CAPACITY-FACTOR-V1
USA | United States of America | Clearwater Paper IPP Lewiston |  | USA0050637 | 113.8 | 46.4231 | -116.9764 | Biomass | Waste | Gas |  | 1983.6362038664322 | Clearwater Paper Corporation | U.S. Energy Information Administration | http://www.eia.gov/electricity/data/browser/ | U.S. Energy Information Administration |  | 2019 | 419.418005 | 379.86900199999997 | 404.88699799999995 | 416.91099899999995 | 346.61300400000005 | 368.46199900000005 | 412.952 | U.S. Energy Information Administration | [5 empty] | NO-ESTIMATION | NO-ESTIMATION | NO-ESTIMATION | NO-ESTIMATION | CAPACITY-FACTOR-V1
USA | United States of America | WestRock (WA) |  | USA0057099 | 64 | 47.2661 | -122.4283 | Biomass | Waste |  |  | 2009.0 | WestRock (WA) | U.S. Energy Information Administration | http://www.eia.gov/electricity/data/browser/ | U.S. Energy Information Administration |  | 2019 | 294.99600100000004 | 311.151003 | 343.925998 | 339.44599600000004 | 330.40000100000003 | 310.246004 | 287.788 | U.S. Energy Information Administration | [5 empty] | HYDRO-V1 | HYDRO-V1 | HYDRO-V1 | HYDRO-V1 | HYDRO-V1
USA | United States of America | West Point Treatment Plant |  | USA0050329 | 4.6 | 47.6611 | -122.4464 | Biomass |  |  |  | 2012.0 | King County Dept-Natural Res | U.S. Energy Information Administration | http://www.eia.gov/electricity/data/browser/ | U.S. Energy Information Administration | 27007 | 2019 | 0.0 | 0.0 | 0.0 | 0.0 | 0.0 | 0.0 | 14.971 | U.S. Energy Information Administration | [5 empty] | NO-ESTIMATION | NO-ESTIMATION | NO-ESTIMATION | NO-ESTIMATION | CAPACITY-FACTOR-V1
USA | United States of America | Port Townsend Paper |  | USA0050544 | 7.9 | 48.0931 | -122.7958 | Biomass | Waste | Oil | Gas | 1985.7974683544303 | Port Townsend Paper Co | U.S. Energy Information Administration | http://www.eia.gov/electricity/data/browser/ | U.S. Energy Information Administration | 30420 | 2019 | 0.0 | 0.0 | 24.796866 | 31.073388000000005 | 33.856336999999996 | 37.016686 | 38.2881 | U.S. Energy Information Administration | [5 empty] | NO-ESTIMATION | NO-ESTIMATION | NO-ESTIMATION | NO-ESTIMATION | CAPACITY-FACTOR-V1
USA | United States of America | Boise Cascade International Falls |  | USA0010486 | 52.3 | 48.6067 | -93.4066 | Biomass | Waste | Gas |  | 2015.0 | Boise White Paper LLC | U.S. Energy Information Administration | http://www.eia.gov/electricity/data/browser/ | U.S. Energy Information Administration |  | 2019 | 196.754912 | 165.968649 | 234.223004 | 332.42100199999993 | 304.10300200000006 | 342.639996 | 318.033 | U.S. Energy Information Administration | [5 empty] | NO-ESTIMATION | NO-ESTIMATION | NO-ESTIMATION | NO-ESTIMATION | NO-ESTIMATION
VNM | Vietnam | Lap Vo Rice Husk Power Plant |  | WRI1030735 | 10 | 10.3492 | 105.5700 | Biomass | [5 empty] | CDM | https://cdm.unfccc.int/Projects/DB/TUEV-SUED1268324091.74/view | CDM | [15 empty] | NO-ESTIMATION | NO-ESTIMATION | NO-ESTIMATION | NO-ESTIMATION | CAPACITY-FACTOR-V1
VNM | Vietnam | Gia Lai sugar-cane |  | WRI1030753 | 12 | 13.4257 | 108.4200 | Biomass |  |  |  |  | Investment and Trade Consultancy Company Limited | Vietnam Electricity Annual Report | http://www.evn.com.vn/userfile/files/2017/3/AnnualReport2016.pdf | WRI | [15 empty] | NO-ESTIMATION | NO-ESTIMATION | NO-ESTIMATION | NO-ESTIMATION | CAPACITY-FACTOR-V1
ZAF | South Africa | Lomati |  | WRI1026025 | 10.1 | -25.7720 | 31.0406 | Biomass |  |  |  |  | Lomati Energy | CDM | https://cdm.unfccc.int/filestorage/t/3/9Y54XCFT6QEUHSP8G2LBKDNOVI0MR7.pdf/7476-PDD-%202012%2012%2020.pdf?t=cEV8b2pkOGJqfDAG2GqZOvOHHIj_8tAhv1oC | WRI | [15 empty] | HYDRO-V1 | HYDRO-V1 | HYDRO-V1 | HYDRO-V1 | HYDRO-V1
ZAF | South Africa | Grahamstown |  | WRI1026028 | 3.5 | -33.3150 | 26.4908 | Biomass |  |  |  | 2013.0 | Nollen Group | CDM | https://cdm.unfccc.int/filestorage/i/s/C4OHDSABT93VGJLM1KEZ2NWF8RQIX0.pdf/Final%20PDD.pdf?t=RGt8b2pkOHJlfDCYswgKkKG5XKo4tA27UFPb | WRI | [15 empty] | NO-ESTIMATION | NO-ESTIMATION | NO-ESTIMATION | NO-ESTIMATION | CAPACITY-FACTOR-V1
ZMB | Zambia | Nakambala Sugar |  | WRI1022375 | 12.237 | -15.8333 | 27.7667 | Biomass |  |  |  |  | Zambia Sugar | Energy Regulation Board of Zambia | http://www.erb.org.zm/reports/EnergySectorReport2014.pdf | Power Africa | 1023329 | [14 empty] | HYDRO-V1 | HYDRO-V1 | HYDRO-V1 | HYDRO-V1 | HYDRO-V1
|  |  |  | Capacity factor |  | Pde [We/m²] |  | Ee [Twhe/km²] | [16 empty] | Population size | [5 empty] | Standard deviation (σ) | [5 empty] | Average - σ | Average + σ | 2.5959 | 0.019051
|  |  |  | Average | Median | Average | Median | Average | [9 empty] | Median | [20 empty] | 1.5496 | 0.013146
|  |  | Offshore | 42.86% | 42.87% | 3.8952 | 3.8462 | 0.034122 | [9 empty] | 0.033692 | [6 empty] | 11 | [5 empty] | 0.014077 | [5 empty] | 0.020045 | 0.048199
|  |  | Single string | 38.14% | 30.44% | 20.125 | 12.6138 | 0.17629 | [9 empty] | 0.1105 | [6 empty] | 14 | [5 empty] | 0.16266 | [5 empty] | 0.013637 | 0.33895
|  |  | Onshore | 27.91% | 27.95% | 2.1208 | 1.4934 | 0.018578 | [9 empty] | 0.013082 | [6 empty] | 148 | [5 empty] | 0.018035 | [5 empty] | 0.00054319 | 0.036613
[31 empty] | Standard deviation (σ) | [5 empty] | Average - σ | Average + σ
[31 empty] | 1.607 | [5 empty] | 2.2882 | 5.5022
[31 empty] | 18.5683 | [5 empty] | 1.5567 | 38.6932
[31 empty] | 2.0588 | [5 empty] | 0.062008 | 4.1796